## Table of Contents
Component | Link to Data | Link to Analysis
Air Source HP | Data | Analysis
Batteries | Data | Analysis
Boilers | Data | Analysis
Central AC | Data | Analysis
Clothes Dryer | Data | Analysis
Clothes Washer | Data | Analysis
Cooking Range | Data | Analysis
Dishwasher | Data | Analysis
Electric Baseboard | Data | Analysis
Electric Panel Upgrade | Data | Analysis
EV Chargers | Data | Analysis
Furnace | Data | Analysis
GSHP | Data | Analysis
LED Lighting | Data | Analysis
Mechanical Ventilation | Data | Analysis
Mini Split HP | Data | Analysis
Refrigerator | Data | Analysis
Room Air Conditioner | Data | Analysis
Solar PV | Data | Analysis
Thermostat | Data | Analysis
Water Heaters | Data | Analysis

## Qualitative Rank
Table of Contents
Confidence Levels
Measure | Sub Measure | Sample Size | R2 | Sources | Qualitative Ranks
Air Source HP | Heat Pump | 80 | 0.71 | 4 | Medium SS, High R2, High Source Diversity
Air Source HP | With Gas Cap | 80 | 0.71 | 4 | Medium SS, High R2, High Source Diversity
Batteries |  | 30 | 0.21 | 22 | Low SS, Medium R2, High Source Diversity
Boilers | Gas (Non-Condensing) | 128 | 0.46 | 2 | High SS, High R2, Medium Source Diversity
Boilers | Gas (Condensing) | 121 | 0.24 | 2 | High SS, Medium R2, Medium Source Diversity
Boilers | Oil | 120 | 0.28 | 1 | High SS, Medium R2, Low Source Diversity
Central AC |  | 37 | 0.26 | 3 | Low SS, Medium R2, High Source Diversity
Central AC | With Gas Furnace | 37 | 0.26 | N/A | High SS, Medium R2, Low Source Diversity
Clothes Dryer | Electric | 182 | 0.05 | 2 | High SS, Low R2, Medium Source Diversity
Clothes Dryer | Heat Pump | 28 | 0.09 | 2 | Low SS, Low R2, Medium Source Diversity
Clothes Dryer | Gas | 86 | 0.56 | 1 | Medium SS, High R2, Low Source Diversity
Clothes Washer | Front Load | 76 | 0.03 | 1 | Medium SS, Low R2, Low Source Diversity
Clothes Washer | Top Load | 108 | 0.37 | 1 | High SS, Medium R2, Low Source Diversity
Cooking Range | Electric | 137 | 0.05 | 1 | High SS, Low R2, Low Source Diversity
Cooking Range | Induction | 16 | 0.04 | 1 | Low SS, Low R2, Low Source Diversity
Cooking Range | Gas | 339 | 0.37 | 1 | High SS, Medium R2, Low Source Diversity
Dishwasher |  | 63 | 0.12 | 2 | Medium SS, Medium R2, Medium Source Diversity
Electric Baseboard |  | 47 | 0.4 | 3 | Low SS, High R2, High Source Diversity
Electric Panel Upgrade | 100A | 97 | 0.25 | N/A | Medium SS, Medium R2, No Clear Sources
Electric Panel Upgrade | 200A | 89 | 0.12 | N/A | Medium SS, Medium R2, No Clear Sources
EV Chargers |  | 61 | 0.35 | 4 | Medium SS, Medium R2, High Source Diversity
Furnace |  | 220 | 0.26 | 3 | High SS, Medium R2, High Source Diversity
GSHP |  | 14 | 0.36 | 2 | Low SS, Medium R2, Medium Source Diversity
LED Lighting | A-Type | 2952 | 0.07 | 16 | High SS, Low R2, High Source Diversity
LED Lighting | Decorative | 1588 | 0.08 | 16 | High SS, Low R2, High Source Diversity
LED Lighting | Downlight | 3416 | 0.1 | 16 | High SS, Medium R2, High Source Diversity
LED Lighting | Reflector | 5631 | 0.12 |  | High SS, Low R2, High Source Diversity
Mechanical Ventilation |  | 50 | 0.24 | 5 | Medium SS, Medium R2, High Source Diversity
Mini Split HP | Single Zone | 191 | 0.34 | 2 | High SS, Medium R2, Medium Source Diversity
Mini Split HP | Multi Zone | 354 | 0.29 | 2 | High SS, Medium R2, Medium Source Diversity
Solar PV |  | 63 | 0.28 | 2 | Medium SS, Medium R2, Medium Source Diversity
Refrigerator | French Door | 118 | 0.04 | 2 | High SS, Low R2, Medium Source Diversity
Refrigerator | Non French | 246 | 0.1 | 2 | High SS, Medium R2, Medium Source Diversity
Room Air Conditioner |  | 86 | 0.51 | 2 | Medium SS, High R2, Medium Source Diversity
Thermostat | Manual | 19 |  | 2 | No regression ran. Low SS, Medium Source Diversity
Thermostat | Digital NP | 21 |  | 2 | No regression ran. Low SS, Medium Source Diversity
Thermostat | Digital P | 16 |  | 2 | No regression ran. Low SS, Medium Source Diversity
Thermostat | Smart | 29 |  | 2 | No regression ran. Low SS, Medium Source Diversity
Water Heaters | Electric Instantaneous | 12 | 0 | 5 | Low SS, Low R2, High Source Diversity
Water Heaters | Electric Storage | 52 | 0.2 | 4 | Medium SS, Medium SS, High Source Diversity
Water Heaters | HP Tank | 26 | 0.42 | 7 | Low SS, High R2, High Source Diversity
Water Heaters | HP Tank Gas Cap | N/A | N/A | N/A | Low SS, High R2, High Source Diversity
Water Heaters | HP Tank Gas Cap and 240V | N/A | N/A | N/A | Low SS, High R2, High Source Diversity
Water Heaters | Gas Instantaneous | 45 | 0.29 | 17 | Low SS, Medium R2, High Source Diversity
Water Heaters | Gas Storage | 95 | 0.34 | 6 | Medium SS, Medium R2, High Source Diversity
Rating Explanation:
Each regression was given a zconfidence rating in the categories of sample size (SS) , median 𝑟^2 (R2), and source diversity, to qualify how robust the data and corresponding regressions are. If a dataset had a sample size above 100 data points, it was marked as "High SS". If it had between 50 and 100 data points, it was marked as "Medium SS" and less than 50 corresponds to "Low SS". If the regression plot had a median 𝑟^2 over 0.4, it is marked as "High R2", if between 0.4 and 0.1, "Medium R2", and if lower than 0.1 it is marked as "Low R2". For source diversity, if the data set uses over two (2) different sources, it is "High Source Diversity". If there are only two (2) sources, it is "Medium Source Diversity", and if the data just comes from one (1) source then it is marked as "Low Source Diversity". No clear sources refers to cases where the source material was not marked for the component.

## ASHP Data
Table of Contents
Raw Data |  |  |  | Performance Metric 1 |  | Performance Metric 2 |  | Cost Metric | [10 empty] | Labor Calculations | [5 empty] | Labor % multiplier (of Materials & Equipment)
Component Type | Product Class | Brand | Individual Model # | Capacity (tons) | Coil (in.) | SEER1 | HSPF | Material Price | Labor Hours | Install Labor ($) | Installed Cost (O&P) | Removal Labor ($) | Removal Hours | Price Year | Notes | Source Name | Source Link | Regression | Component | Product Class | Install | Removal | Total New Construction | Total Retrofit | New Construction (%) | Retrofit (%) | Date of Data | Source
Heat Pump | Split System | Goodman | GSZB401810 - CAPFA2422A6 - TX2N4A | 1.5 | 14 | 13.8 | 7.5 | 2380 | [5 empty] | 2023 |  | the AC Outlet | https://www.theacoutlet.com/gszb401810-capfa2422a6-tx2n4a-goodman-1-5-ton-13-8-SEER12-heat-pump-condenser-and-coil-14.html | Yes | ASHP |  |  |  | 2557.5331 | 2749.0831 | 100% | 100% | 2023 | Homewyse, RSMeans, DOE Rulemaking TSD
Heat Pump | Split System | Goodman | GSZB401810-CAPFA2422B6-TXN4A | 1.5 | 17.5 | 13.8 | 7.5 | 2387 | [5 empty] | 2023 |  | the AC Outlet | https://www.theacoutlet.com/gszb401810-capfa2422b6-tx2n4a-goodman-1-5-ton-13-8-SEER12-heat-pump-condenser-and-coil-17-5.html | Yes
Heat Pump | Split System | Goodman | GSZ140181 - CAPF3137B6 - TX2N4 | 1.5 | 17.5 | 14 | 8.2 | 2288 | [5 empty] | 2023 |  | the AC Outlet | https://www.theacoutlet.com/gsz140181-capf3137b6-tx2n4-1-5-ton-14-SEER1-goodman-heat-pump-condenser-and-coil.html | Yes
Heat Pump | Split System | Goodman | GSZ140181-CAPF3137B6 | 1.5 | 17.5 | 14 | 8.2 | 2383 | [5 empty] | 2023 |  | the AC Outlet | https://www.theacoutlet.com/gsz140181-capf3137b6-1-5-ton-14-SEER1-goodman-heat-pump-condenser-and-coil.html | Yes
Heat Pump | Split System | Goodman | GSZ140181 - ARUF25B14 - TX2N4 | 1.5 |  | 14 | 8.2 | 2449 | [5 empty] | 2023 |  | the AC Outlet | https://www.theacoutlet.com/gsz140181-aruf25b14-tx2n4-1-5-ton-14-SEER1-goodman-heat-pump-system.html | Yes
Heat Pump | Split System | Goodman | GSZ160181 - AWUF180516 - TX2N4 | 1.5 |  | 14 | 8.2 | 2497 | [5 empty] | 2023 |  | the AC Outlet | https://www.theacoutlet.com/gsz160181-awuf180516-tx2n4-1-5-ton-14-SEER1-goodman-heat-pump-system-5kw.html | Yes
Heat Pump | Split System | Goodman | GSZ1601816 - AWUF18081 - TX2N4 | 1.5 |  | 14 | 8.2 | 2517 | [5 empty] | 2023 |  | the AC Outlet | https://www.theacoutlet.com/gsz160181-awuf180816-tx2n4-1-5-ton-14-SEER1-goodman-heat-pump-system-8kw.html | Yes
Heat Pump | Split System | Goodman | GSZ140181 - ARUF25B14 | 1.5 |  | 14 | 8.2 | 2544 | [5 empty] | 2023 |  | the AC Outlet | https://www.theacoutlet.com/gsz140181-aruf25b14-1-5-ton-14-SEER1-goodman-heat-pump-system.html | Yes
Heat Pump | Split System | MRCOOL | #HHP14018 | 1.5 | 25 | 14 |  | 1195 | [5 empty] | 2023 |  | Lowe's |  | Yes
Heat Pump | Split System | MRCOOL | #MHP1518MAHM18CA | 1.5 |  | 14 |  | 2120 | [5 empty] | 2023 |  | Lowe's |  | Yes
Heat Pump | Split System | Goodman | GSZ140241 - CAPF3137B6 - TX2N5 | 2 | 17.5 | 14 | 8.2 | 2344 | [5 empty] | 2023 |  | the AC Outlet | https://www.theacoutlet.com/complete-ac-systems/split-systems/heat-pump.html | Yes
Heat Pump | Split System | Revolv Sweat Fit | RSHS244 - C8DAMX24U-B | 2 | 18.125 | 14 | 8 | 2402 | [5 empty] | 2023 |  | the AC Outlet | https://www.theacoutlet.com/rshs244-c8damx24u-b-revolv-sweat-fit-2-ton-14-SEER1-mobile-home-heat-pump-coil-split-system.html | Yes
Heat Pump | Split System | Revolv AccuCharge | RSHQ244 - C8QAMX24U - B | 2 | 18.125 | 14 | 8 | 2484 | [5 empty] | 2023 |  | the AC Outlet | https://www.theacoutlet.com/rshq244-c8qamx24u-b-revolv-accucharge-2-ton-14-SEER1-mobile-home-heat-pump-coil-split-system.html | Yes
Heat Pump | Split System | Goodman | GSZ140251 - AWUF25051 | 2 |  | 14 | 8.2 | 2561 | [5 empty] | 2023 |  | the AC Outlet | https://www.theacoutlet.com/gsz140251-awuf25051-2-ton-14-SEER1-goodman-heat-pump-system.html | Yes
Heat Pump | Split System | Goodman | GSZ140251 - AWUF25081 | 2 |  | 14 | 8.2 | 2575 | [5 empty] | 2023 |  | the AC Outlet | https://www.theacoutlet.com/gsz140251-awuf25081-2-ton-14-SEER1-goodman-heat-pump-system.html | Yes
Heat Pump | Split System | Goodman | GSZ140251 - AWUF25101 | 2 |  | 14 | 8.2 | 2586 | [5 empty] | 2023 |  | the AC Outlet | https://www.theacoutlet.com/gsz140251-awuf25101-2-ton-14-SEER1-goodman-heat-pump-system.html | Yes
Heat Pump | Split System | Revolv Sweat Fit | RSHS304 - C8DAMX30U-B | 2.5 | 18.125 | 14 | 8 | 2530 | [5 empty] | 2023 |  | the AC Outlet | https://www.theacoutlet.com/rshs304-c8damx30u-b-revolv-sweat-fit-2-5-ton-14-SEER1-mobile-home-heat-pump-coil-split-system.html | Yes
Heat Pump | Split System | Goodman | GSZ140301 - CAPF3137B6 - TX3N4 | 2.5 | 17.5 | 14 | 8.2 | 2553 | [5 empty] | 2023 |  | the AC Outlet | https://www.theacoutlet.com/gsz140301-capf3137b6-tx3n4-2-5-ton-14-SEER1-goodman-heat-pump-condenser-and-coil.html | Yes
Heat Pump | Split System | Goodman | GSZ140301 - CAPF3137B6 - TX2N4 | 2.5 | 17.5 | 14 | 8.2 | 2553 | [5 empty] | 2023 |  | the AC Outlet | https://www.theacoutlet.com/gsz140301-capf3137b6-tx2n4-2-5-ton-14-SEER1-goodman-heat-pump-condenser-and-coil.html | Yes
Heat Pump | Split System | Goodman | GSZ140301 - CAPF3743C6 - TX2N4 | 2.5 | 21 | 14 | 8.2 | 2555 | [5 empty] | 2023 |  | the AC Outlet | https://www.theacoutlet.com/gsz140301-capf3743c6-tx2n4-2-5-ton-14-SEER1-goodman-heat-pump-condenser-and-coil.html | Yes
Heat Pump | Split System | Goodman | GSZ140301 - CAPF3743D6 - TX2N4 | 2.5 | 24.5 | 14 | 8.2 | 2565 | [5 empty] | 2023 |  | the AC Outlet | https://www.theacoutlet.com/gsz140301-capf3743d6-tx2n4-2-5-ton-14-SEER1-goodman-heat-pump-condenser-and-coil.html | Yes
Heat Pump |  | AirQuest | NXH630GKA / EAM4X37L17A | 2.5 | 17.5 | 14 |  | 2949 | [5 empty] | 2023 |  | HVAC Direct | https://hvacdirect.com/2-5-ton-14-SEER1-airquest-heat-pump-with-multi-positional-17-cased-coil-id34937.html | Yes
Heat Pump |  |  |  | 2.5 |  | 14 |  | 5340 | 14.8 | 3392 | 8732 | 274 | 1.1 | 2023 | NYC 10162 Urban Low | Homewyse | https://www.homewyse.com/services/cost_to_install_heat_pump.html | No
Heat Pump |  |  |  | 2.5 |  | 14 |  | 4576 | 14.8 | 2806 | 7382 | 229 | 1.1 | 2023 | NYC 10162 Urban High | Homewyse | https://www.homewyse.com/services/cost_to_install_heat_pump.html | No
Heat Pump |  |  |  | 2.5 |  | 14 |  | 4983 | 14.8 | 2403 | 7386 | 198 | 1.1 | 2023 | NYC 13045 Rural Low | Homewyse | https://www.homewyse.com/services/cost_to_install_heat_pump.html | No
Heat Pump |  |  |  | 2.5 |  | 14 |  | 4270 | 14.8 | 1991 | 6261 | 167 | 1.1 | 2023 | NYC 13045 Rural High | Homewyse | https://www.homewyse.com/services/cost_to_install_heat_pump.html | No
Heat Pump |  |  |  | 2.5 |  | 14 |  | 5133 | 14.8 | 2818 | 7951 | 231 | 1.1 | 2023 | Chicago 60654 Urban Low | Homewyse | https://www.homewyse.com/services/cost_to_install_heat_pump.html | No
Heat Pump |  |  |  | 2.5 |  | 14 |  | 4339 | 14.8 | 2333 | 6672 | 193 | 1.1 | 2023 | Chicago 60654 Urban High | Homewyse | https://www.homewyse.com/services/cost_to_install_heat_pump.html | No
Heat Pump |  |  |  | 2.5 |  | 14 |  | 5017 | 14.8 | 2495 | 7512 | 206 | 1.1 | 2023 | IL 62824Rural Low | Homewyse | https://www.homewyse.com/services/cost_to_install_heat_pump.html | No
Heat Pump |  |  |  | 2.5 |  | 14 |  | 4299 | 14.8 | 2068 | 6367 | 173 | 1.1 | 2023 | IL 62684 Rural High | Homewyse | https://www.homewyse.com/services/cost_to_install_heat_pump.html | No
Heat Pump |  |  |  | 2.5 |  | 14 |  | 4924 | 14.8 | 2239 | 7163 | 187 | 1.1 | 2023 | Houston 77081 Urban Low | Homewyse | https://www.homewyse.com/services/cost_to_install_heat_pump.html | No
Heat Pump |  |  |  | 2.5 |  | 14 |  | 4220 | 14.8 | 1856 | 6076 | 156 | 1.1 | 2023 | Houston 77081 Urban High | Homewyse | https://www.homewyse.com/services/cost_to_install_heat_pump.html | No
Heat Pump |  |  |  | 2.5 |  | 14 |  | 4923 | 14.8 | 2235 | 7158 | 186 | 1.1 | 2023 | TX 75803 Rural Low | Homewyse | https://www.homewyse.com/services/cost_to_install_heat_pump.html | No
Heat Pump |  |  |  | 2.5 |  | 14 |  | 4218 | 14.8 | 1853 | 6071 | 156 | 1.1 | 2023 | TX 75803 Rural High | Homewyse | https://www.homewyse.com/services/cost_to_install_heat_pump.html | No
Heat Pump |  |  |  | 2.5 |  | 14 |  | 4937 | 14.8 | 2275 | 7212 | 189 | 1.1 | 2023 | Atlanta 30332 Urban Low | Homewyse | https://www.homewyse.com/services/cost_to_install_heat_pump.html | No
Heat Pump |  |  |  | 2.5 |  | 14 |  | 4230 | 14.8 | 1885 | 6115 | 158 | 1.1 | 2023 | Atlanta 30332 Urban High | Homewyse | https://www.homewyse.com/services/cost_to_install_heat_pump.html | No
Heat Pump |  |  |  | 2.5 |  | 14 |  | 4878 | 14.8 | 2111 | 6989 | 176 | 1.1 | 2023 | GA 31021 Rural Low | Homewyse | https://www.homewyse.com/services/cost_to_install_heat_pump.html | No
Heat Pump |  |  |  | 2.5 |  | 14 |  | 4180 | 14.8 | 1750 | 5930 | 149 | 1.1 | 2023 | GA 31021 Rural High | Homewyse | https://www.homewyse.com/services/cost_to_install_heat_pump.html | No
Heat Pump |  |  |  | 2.5 |  | 14 |  | 5098 | 14.8 | 2721 | 7819 | 223 | 1.1 | 2023 | Los Angeles 90057 Urban Low | Homewyse | https://www.homewyse.com/services/cost_to_install_heat_pump.html | No
Heat Pump |  |  |  | 2.5 |  | 14 |  | 4369 | 14.8 | 2253 | 6622 | 187 | 1.1 | 2023 | Los Angeles 90057 Urban High | Homewyse | https://www.homewyse.com/services/cost_to_install_heat_pump.html | No
Heat Pump |  |  |  | 2.5 |  | 14 |  | 5058 | 14.8 | 2609 | 7667 | 214 | 1.1 | 2023 | CA 95482 Rural Low | Homewyse | https://www.homewyse.com/services/cost_to_install_heat_pump.html | No
Heat Pump |  |  |  | 2.5 |  | 14 |  | 4334 | 14.8 | 2162 | 6496 | 179 | 1.1 | 2023 | CA 95482 Rural High | Homewyse | https://www.homewyse.com/services/cost_to_install_heat_pump.html | No
Heat Pump | Split System | Goodman | GSZB402410 - CAPFA2422B6 - TX2N4A | 2 | 17.5 | 14.3 | 7.5 | 2451 | [5 empty] | 2023 |  | the AC Outlet | https://www.theacoutlet.com/gszb402410-capfa2422b6-tx2n4a-goodman-2-ton-14-3-SEER12-heat-pump-condenser-and-coil-17-5.html | Yes
Heat Pump | Split System | Goodman | GSXB402410 - CAPFA2422C6 - TX2N4A | 2 | 21 | 14.3 | 7.5 | 2465 | [5 empty] | 2023 |  | the AC Outlet | https://www.theacoutlet.com/gszb402410-capfa2422c6-tx2n4a-goodman-2-ton-14-3-SEER12-heat-pump-condenser-and-coil-21.html | Yes
Heat Pump |  | AirQuest | N4H7T24AKAAA / EAM4X25L17A | 2 | 17.5 | 14.3 |  | 3390 | [5 empty] | 2023 |  | HVAC Direct |  | Yes
Heat Pump | Split System | Rheem | RP1518BJ1NB - RH1P1817STANJA | 1.5 |  | 14.5 | 8.2 | 3680 | [5 empty] | 2023 |  | the AC Outlet | https://www.theacoutlet.com/rp1518bj1nb-rh1p1817stanja-1-5-ton-14-5-SEER1-ruud-heat-pump-system.html | Yes
Heat Pump |  | AirQuest | NXH624GKA /EAM4X25L17A | 2 | 17.5 | 14.5 |  | 2775 | [5 empty] | 2023 |  | HVAC Direct |  | Yes
Heat Pump | Split System | Goodman | GSZ140181 - AWUF310516 - TX2N4 | 1.5 |  | 15 | 8.2 | 2505 | [5 empty] | 2023 |  | the AC Outlet | https://www.theacoutlet.com/gsz140181-awuf310516-tx2n4-1-5-ton-15-SEER1-goodman-heat-pump-system-5kw.html | Yes
Heat Pump | Split System | Goodman | GSZ140181 - AWUF31081 - TX2N4 | 1.5 |  | 15 | 8.2 | 2521 | [5 empty] | 2023 |  | the AC Outlet | https://www.theacoutlet.com/gsz140181-awuf310816-tx2n4-1-5-ton-15-SEER1-goodman-heat-pump-system-8kw.html | Yes
Heat Pump | Split System | Goodman | GSZ140181 - AWUF32101 - TX2N4 | 1.5 |  | 15 | 8.2 | 2534 | [5 empty] | 2023 |  | the AC Outlet | https://www.theacoutlet.com/gsz140181-awuf321016-tx2n4-1-5-ton-15-SEER1-goodman-heat-pump-system-10kw.html | Yes
Heat Pump | Split System | Goodman | GSZ140241 - AWUF310516 - TX2N4 | 2 |  | 15 | 8.2 | 2561 | [5 empty] | 2023 |  | the AC Outlet | https://www.theacoutlet.com/gsz140241-awuf310516-tx2n4-2-ton-15-SEER1-goodman-heat-pump-system-5kw.html | Yes
Heat Pump | Split System | Goodman | GSZ140241 - AWUF310816 - TX2N4 | 2 |  | 15 | 8.2 | 2577 | [5 empty] | 2023 |  | the AC Outlet | https://www.theacoutlet.com/gsz140241-awuf310816-tx2n4-2-ton-15-SEER1-goodman-heat-pump-system-8kw.html | Yes
Heat Pump |  | AirQuest | NXH618GKA / EAM4X25L17A | 2 | 17.5 | 16 |  | 2655 | [5 empty] | 2023 |  | HVAC Direct |  | Yes
Heat Pump | Split System | MRCOOL | #MDU18048060E | 5 |  | 17 |  | 5589.48 | [5 empty] | 2023 |  | Lowe's |  | Yes
Heat Pump | Split System | MRCOOL | #MDU184860ENK35 | 5 |  | 17 |  | 6185.05 | [5 empty] | 2023 |  | Lowe's |  | Yes
Heat Pump | Split System | MRCOOL | #MDU184860ENK15 | 5 |  | 17 |  | 5884.58 | [5 empty] | 2023 |  | Lowe's |  | Yes
Heat Pump | Split System | MRCOOL | #MDU182436ENK25 | 3 |  | 18 |  | 4697.34 | [5 empty] | 2023 |  | Lowe's |  | Yes
Heat Pump | Split System | MRCOOL | #MDU18024036E | 3 |  | 18 |  | 4210.8 | [5 empty] | 2023 |  | Lowe's |  | Yes | From Residential Central Air Conditioners and Heat Pumps TSD, 2016
Heat Pump | Split System | MRCOOL | #MDU182436ENK15 | 3 |  | 18 |  | 4816.14 | [5 empty] | 2023 |  | Lowe's |  | Yes
Heat Pump | Split System | MRCOOL | #MDU182436ENK35 | 3 |  | 18 |  | 4838.12 | [5 empty] | 2023 |  | Lowe's |  | Yes
Heat Pump | Split System |  |  | 2 |  |  |  | 1700 | 8 | 325 | 2405 |  |  | 2023 | Heat pump, air to air split system, 2 ton cooling, 8.5 MBH heat @ 0Deg.F, includes outside condensing unit only, excludes interconnecting tubing, curbs, pads and ductwork | RSMeans |  | No
Heat Pump | Split System |  |  | 4 |  |  |  | 2400 | 20 | 810 | 3975 |  |  | 2023 | Heat pump, air to air split system, 4 ton cooling, 24 MBH heat @ 0Deg.F, includes outside condensing unit only, excludes interconnecting tubing, curbs, pads and ductwork | RSMeans |  | No
Heat Pump | Single Package |  |  | 2 |  |  |  | 3550 | 10.667 | 430 | 4605 |  |  | 2023 | Heat pump, air to air single package, 2 ton cooling, 6.5 MBH heat @ 0Deg.F, excludes interconnecting tubing, curbs, pads and ductwork | RSMeans |  | No
Heat Pump | Single Package |  |  | 4 |  |  |  | 4725 | 16.667 | 675 | 6300 |  |  | 2023 | Heat pump, air to air single package, 4 ton cooling, 13 MBH heat @ 0Deg.F, excludes interconnecting tubing, curbs, pads and ductwork | RSMeans |  | No
| Split HP |  |  | 2 |  | 20 |  | 6602.78 |  | 1530 | 8132.78 |  |  | 2014 | Inflated to 2023$ | Federal TSD | https://downloads.regulations.gov/EERE-2014-BT-STD-0048-0029/attachment_1.pdf | No
| Split HP |  |  | 2 |  | 22 |  | 6739.46 |  | 1530 | 8269.46 |  |  | 2014 | Inflated to 2023$ | Federal TSD | https://downloads.regulations.gov/EERE-2014-BT-STD-0048-0029/attachment_1.pdf | No
| Split HP |  |  | 2 |  | 23.3 |  | 7180.15 |  | 1530 | 8710.15 |  |  | 2014 | Inflated to 2023$ | Federal TSD | https://downloads.regulations.gov/EERE-2014-BT-STD-0048-0029/attachment_1.pdf | No
| Split HP |  |  | 3 |  | 20 |  | 6602.78 |  | 1530 | 8132.78 |  |  | 2014 | Inflated to 2023$ | Federal TSD | https://downloads.regulations.gov/EERE-2014-BT-STD-0048-0029/attachment_1.pdf | No
| Split HP |  |  | 3 |  | 20 |  | 6739.46 |  | 1530 | 8269.46 |  |  | 2014 | Inflated to 2023$ | Federal TSD | https://downloads.regulations.gov/EERE-2014-BT-STD-0048-0029/attachment_1.pdf | No
| Split HP |  |  | 3 |  | 21.3 |  | 7180.15 |  | 1530 | 8710.15 |  |  | 2014 | Inflated to 2023$ | Federal TSD | https://downloads.regulations.gov/EERE-2014-BT-STD-0048-0029/attachment_1.pdf | No
| Split HP |  |  | 5 |  | 18 |  | 6602.78 |  | 1530 | 8132.78 |  |  | 2014 | Inflated to 2023$ | Federal TSD | https://downloads.regulations.gov/EERE-2014-BT-STD-0048-0029/attachment_1.pdf | No
| Split HP |  |  | 5 |  | 18 |  | 6739.46 |  | 1530 | 8269.46 |  |  | 2014 | Inflated to 2023$ | Federal TSD | https://downloads.regulations.gov/EERE-2014-BT-STD-0048-0029/attachment_1.pdf | No
| Split HP |  |  | 5 |  | 19.4 |  | 7180.15 |  | 1530 | 8710.15 |  |  | 2014 | Inflated to 2023$ | Federal TSD | https://downloads.regulations.gov/EERE-2014-BT-STD-0048-0029/attachment_1.pdf | No
| Packaged HP |  |  |  |  | 13.6 |  | 5093.8491 |  | 690 | 5783.8491 |  |  | 2015 | Inflated to 2023$ | Federal TSD | https://downloads.regulations.gov/EERE-2014-BT-STD-0048-0029/attachment_1.pdf | No
| Packaged HP |  |  |  |  | 14 |  | 5190.9082 |  | 690 | 5880.9082 |  |  | 2015 | Inflated to 2023$ | Federal TSD | https://downloads.regulations.gov/EERE-2014-BT-STD-0048-0029/attachment_1.pdf | No
| Packaged HP |  |  |  |  | 14.5 |  | 5316.0326 |  | 690 | 6006.0326 |  |  | 2015 | Inflated to 2023$ | Federal TSD | https://downloads.regulations.gov/EERE-2014-BT-STD-0048-0029/attachment_1.pdf | No
| Packaged HP |  |  |  |  | 14.5 |  | 5340.5897 |  | 690 | 6030.5897 |  |  | 2015 | Inflated to 2023$ | Federal TSD | https://downloads.regulations.gov/EERE-2014-BT-STD-0048-0029/attachment_1.pdf | No
| Packaged HP |  |  |  |  | 14.5 |  | 5340.5897 |  | 690 | 6030.5897 |  |  | 2015 | Inflated to 2023$ | Federal TSD | https://downloads.regulations.gov/EERE-2014-BT-STD-0048-0029/attachment_1.pdf | No
| Packaged HP |  |  |  |  | 14.5 |  | 5340.5897 |  | 690 | 6030.5897 |  |  | 2015 | Inflated to 2023$ | Federal TSD | https://downloads.regulations.gov/EERE-2014-BT-STD-0048-0029/attachment_1.pdf | No
| Split HP |  |  | 3 | [5 empty] | 1805.5411 |  |  |  | 2016 | Inflated to 2023$ | Federal TSD | https://www.regulations.gov/document/EERE-2014-BT-STD-0048-0098
| Split HP |  |  | 3 | [5 empty] | 1879.0298 |  |  |  | 2016 | Inflated to 2023$ | Federal TSD | https://www.regulations.gov/document/EERE-2014-BT-STD-0048-0098
| Split HP |  |  | 5 | [5 empty] | 3840.4176 |  |  |  | 2016 | Inflated to 2023$ | Federal TSD | https://www.regulations.gov/document/EERE-2014-BT-STD-0048-0098
| Split HP |  |  | 5 | [5 empty] | 3915.1733 |  |  |  | 2016 | Inflated to 2023$ | Federal TSD | https://www.regulations.gov/document/EERE-2014-BT-STD-0048-0098
| Packaged HP |  |  | 3 | [5 empty] | 1372.2112 |  |  |  | 2016 | Inflated to 2023$ | Federal TSD | https://www.regulations.gov/document/EERE-2014-BT-STD-0048-0098
| Packaged HP |  |  | 5 | [5 empty] | 2532.8257 |  |  |  | 2016 | Inflated to 2023$ | Federal TSD | https://www.regulations.gov/document/EERE-2014-BT-STD-0048-0098
Heat Pump | 36,000 BTU 3 Ton 18 SEER1 Ducted Central Split Air Conditioner Heat Pump System | Pioneer | DYR3036GMFI18R | 3 |  | 18 |  | 3208 | [5 empty] | 2023 |  | Home Depot | https://www.homedepot.com/p/Pioneer-36-000-BTU-3-Ton-18-SEER1-Ducted-Central-Split-Air-Conditioner-Heat-Pump-System-DYR3036GMFI18R/314800196 | Yes
Heat Pump | DIY Universal 3 Ton 36000 BTU 18 SEER1 Split System Heat Pump with 25 ft. NoVac Install Kit and 5kW HeatKit 208/230V | MRCOOL | MDHP1836NK25H05 | 3 |  | 18 |  | 4450.36 | [5 empty] | 2023 |  | Home Depot | https://www.homedepot.com/p/Pioneer-36-000-BTU-3-Ton-18-SEER1-Ducted-Central-Split-Air-Conditioner-Heat-Pump-System-DYR3036GMFI18R/314800196 | Yes
Heat Pump | 56,000 BTU 4.6 Ton 17.5 SEER1 Ducted Central Split Air Conditioner Heat Pump System | Pioneer | DYR4260GMFI18R | 4.6 |  | 17.5 |  | 4128 | [5 empty] | 2023 |  | Home Depot | https://www.homedepot.com/p/Pioneer-56-000-BTU-4-6-Ton-17-5-SEER1-Ducted-Central-Split-Air-Conditioner-Heat-Pump-System-DYR4260GMFI18R/314800446 | Yes
Heat Pump | 48,000 BTU 4 Ton 18 SEER1 Ducted Central Split Air Conditioner Heat Pump System | Pioneer | DYR4248GMFI18R | 4 |  | 18 |  | 3898 | [5 empty] | 2023 |  | Home Depot | https://www.homedepot.com/p/Pioneer-48-000-BTU-4-Ton-18-SEER1-Ducted-Central-Split-Air-Conditioner-Heat-Pump-System-DYR4248GMFI18R/320809848 | Yes
Heat Pump | DIY Universal 3 Ton 36000 BTU 18 SEER1 Split System Heat Pump with 50 ft. NoVac Install Kit 208/230V | MRCOOL | MDHP1836NK50H10 | 3 |  | 18 |  | 5746 | [5 empty] | 2023 |  | Home Depot | https://www.homedepot.com/p/MRCOOL-DIY-Universal-36000-BTU-18-SEER1-R410A-Split-System-Heat-Pump-with-50-ft-NoVac-Install-Kit-208-230-Volt-MDHP1836NK50H00/320231592 | Yes
Heat Pump | DIY Universal 4 Ton 48000 BTU 18 SEER1 Split System Heat Pump with 25 ft. NoVac Install Kit 208/230V | MRCOOL | MDHP1848NK25H00 | 4 |  | 18 |  | 7077 | [5 empty] | 2023 |  | Home Depot | https://www.homedepot.com/p/MRCOOL-DIY-Universal-4-Ton-48000-BTU-18-SEER1-Split-System-Heat-Pump-with-25-ft-NoVac-Install-Kit-208-230V-MDHP1848NK25H00/320231640 | Yes
Heat Pump | DIY Universal 3 Ton 36000 BTU 18 SEER1 Split System Heat Pump with 15 ft. NoVac Install Kit and 5kW HeatKit 208/230V | MRCOOL | MDHP1836NK15H05 | 3 |  | 18 |  | 5760 | [5 empty] | 2023 |  | Home Depot | https://www.homedepot.com/p/MRCOOL-DIY-Universal-36000-BTU-18-SEER1-R410A-Split-System-Heat-Pump-35-ft-NoVac-Install-Kit-and-5kW-Heat-Kit-208-230V-MDHP1836NK35H05/320231705 | Yes
Heat Pump | DIY Universal 4 Ton 48000 BTU 18 SEER1 Split System Heat Pump with 15 ft. NoVac Install Kit and 20kW HeatKit 208/230V | MRCOOL | MDHP1848NK15H20 | 4 |  | 18 |  | 5782.68 | [5 empty] | 2023 |  | Home Depot | https://www.homedepot.com/p/MRCOOL-DIY-Universal-4-Ton-48000-BTU-18-SEER1-Split-System-Heat-Pump-with-15-ft-NoVac-Install-Kit-and-20kW-HeatKit-208-230V-MDHP1848NK15H20/320231575 | Yes
Heat Pump | DIY Universal 5 Ton 54000 BTU 17 SEER1 Split System Heat Pump with 25 ft. NoVac Install Kit 5kW Heatkit 208/230V | MRCOOL | MDHP1860NK25H15 | 5 |  | 17 |  | 8063 | [5 empty] | 2023 |  | Home Depot | https://www.homedepot.com/p/MRCOOL-DIY-Universal-5-Ton-54000-BTU-17-SEER1-Split-System-Heat-Pump-with-75-ft-NoVac-Install-Kit-and-15kW-Heatkit-208-230V-MDHP1860NK75H15/320231556 | Yes
Heat Pump | MX 2.5 Ton 28,000 BTU 15 SEER1 Horizontal Central Split System Heat Pump Modular Blower Bundle with TXV - 208/230-Volt | MRCOOL | MXH1530H30BV12 | 2.5 |  | 15 |  | 3181 | [5 empty] | 2023 |  | Home Depot | https://www.homedepot.com/p/MRCOOL-MX-2-5-Ton-28-000-BTU-15-SEER1-Horizontal-Central-Split-System-Heat-Pump-Modular-Blower-Bundle-with-TXV-208-230-Volt-MXH1530H30BV12/320100594 | Yes
Heat Pump | DIY Universal 3 Ton 36000 BTU 18 SEER1 Split System Heat Pump with 35 ft. NoVac Install Kit and 8kW HeatKit 208/230V | MRCOOL | MDHP1836NK35H08 | 3 |  | 18 |  | 5392.48 | [5 empty] | 2023 |  | Home Depot | https://www.homedepot.com/p/MRCOOL-DIY-Universal-3-Ton-36000-BTU-18-SEER1-Split-System-Heat-Pump-with-35-ft-NoVac-Install-Kit-and-8kW-HeatKit-208-230V-MDHP1836NK35H08/320231698 | Yes
Heat Pump | DIY Universal 4 Ton 48000 BTU 18 SEER1 Split System Heat Pump with 25 ft. NoVac Install Kit and 20kW HeatKit 208/230V | MRCOOL | MDHP1848NK25H20 | 4 |  | 18 |  | 5839.14 | [5 empty] | 2023 |  | Home Depot | https://www.homedepot.com/p/MRCOOL-DIY-Universal-4-Ton-48000-BTU-18-SEER1-Split-System-Heat-Pump-with-25-ft-NoVac-Install-Kit-and-20kW-HeatKit-208-230V-MDHP1848NK25H20/320231660 | Yes
Heat Pump | FLEXX 54,000 BTU 4.5 Tons Whole House Split System Air Conditioner with Heat Pump 230V | GREE | FLEXX60HP60IBK | 4.5 |  |  |  | 6299 | [5 empty] | 2023 |  | Home Depot | https://www.homedepot.com/p/GREE-FLEXX-54-000-BTU-4-5-Tons-Whole-House-Split-System-Air-Conditioner-with-Heat-Pump-230V-FLEXX60HP60IBK/322158980 | No
Heat Pump | DIY Universal 2 Ton 24000 BTU 20 SEER1 Split System Heat Pump with 50 ft. NoVac Install Kit and 5kW HeatKit 208/230V | MRCOOL | MDHP1824NK50H05 | 2 |  | 20 |  | 4651.28 | [5 empty] | 2023 |  | Home Depot | https://www.homedepot.com/p/MRCOOL-DIY-Universal-2-Ton-24000-BTU-20-SEER1-Split-System-Heat-Pump-with-50-ft-NoVac-Install-Kit-and-5kW-HeatKit-208-230V-MDHP1824NK50H05/320231616 | Yes
Heat Pump | DIY Universal 5 Ton 54000 BTU 17 SEER1 Split System Heat Pump with 15 ft. NoVac Install Kit 208/230V | MRCOOL | MDHP1860NK15H00 | 5 |  | 17 |  | 5524.57 | [5 empty] | 2023 |  | Home Depot | https://www.homedepot.com/p/MRCOOL-DIY-Universal-5-Ton-54000-BTU-17-SEER1-Split-System-Heat-Pump-with-15-ft-NoVac-Install-Kit-208-230V-MDHP1860NK15H00/320231675 | Yes
Heat Pump | DIY Universal 3 Ton 36000 BTU18 SEER1 Split System Heat Pump with 25 ft. NoVac Install Kit 10kW Heat Kit 208/230V | MRCOOL | MDHP1836NK25H10 | 3 |  | 18 |  | 5290.45 | [5 empty] | 2023 |  | Home Depot | https://www.homedepot.com/p/MRCOOL-DIY-Universal-3-Ton-36000-BTU18-SEER1-Split-System-Heat-Pump-with-25-ft-NoVac-Install-Kit-10kW-Heat-Kit-208-230V-MDHP1836NK25H10/320231671 | Yes
Heat Pump | Olympus 3/4 Ton 9,000 BTU Ductless Mini-Split Air Conditioner and Heat Pump Air Handler - 230-Volt/60 Hz | MRCOOL | O09HPWMAH230A | 4 |  |  |  | 619.39 | [5 empty] | 2023 |  | Home Depot | https://www.homedepot.com/p/MRCOOL-Olympus-3-4-Ton-9-000-BTU-Ductless-Mini-Split-Air-Conditioner-and-Heat-Pump-Air-Handler-230-Volt-60-Hz-O09HPWMAH230A/309897941 | No
Heat Pump | DIY Universal 5 Ton 54000 BTU 17 SEER1 Split System Heat Pump with 15 ft. NoVac Install Kit and 8kW Heatkit 208/230V | MRCOOL | MDHP1860NK15H08 | 5 |  | 17 |  | 7003 | [5 empty] | 2023 |  | Home Depot | https://www.homedepot.com/p/MRCOOL-DIY-Universal-5-Ton-54000-BTU-17-SEER1-Split-System-Heat-Pump-with-15-ft-NoVac-Install-Kit-208-230V-MDHP1860NK15H00/320231675 | Yes
Heat Pump | DIY Universal 4 Ton 48000 BTU 18 SEER1 Split System Heat Pump with 15 ft. NoVac Install Kit and 10kW HeatKit 208/230V | MRCOOL | MDHP1848NK15H10 | 4 |  | 18 |  | 5667.28 | [5 empty] | 2023 |  | Home Depot | https://www.homedepot.com/p/MRCOOL-DIY-Universal-4-Ton-48000-BTU-18-SEER1-Split-System-Heat-Pump-with-15-ft-NoVac-Install-Kit-and-10kW-HeatKit-208-230V-MDHP1848NK15H10/320231587 | Yes
Heat Pump | DIY Universal 5 Ton 54000 BTU 17 SEER1 Split System Heat Pump with 25 ft. NoVac Install Kit 208/230V | MRCOOL | MDHP1860NK25H00 | 5 |  | 17 |  | 6637.15 | [5 empty] | 2023 |  | Home Depot | https://www.homedepot.com/p/MRCOOL-DIY-Universal-5-Ton-54000-BTU-17-SEER1-Split-System-Heat-Pump-with-25-ft-NoVac-Install-Kit-208-230V-MDHP1860NK25H00/320231625 | Yes
Heat Pump | DIY Universal 5 Ton 54000 BTU 17 SEER1 Split System Heat Pump with 75 ft. NoVac Install Kit and 15kW Heatkit 208/230V | MRCOOL | MDHP1860NK75H15 | 5 |  | 17 |  | 6505.74 | [5 empty] | 2023 |  | Home Depot | https://www.homedepot.com/p/MRCOOL-DIY-Universal-5-Ton-54000-BTU-17-SEER1-Split-System-Heat-Pump-with-75-ft-NoVac-Install-Kit-and-15kW-Heatkit-208-230V-MDHP1860NK75H15/320231556 | Yes
Heat Pump | DIY Universal 2 Ton 24000 BTU 20 SEER1 Split System Heat Pump with 25 ft. NoVac Install Kit 208/230V | MRCOOL | MDHP1824NK25H00 | 2 |  | 20 |  | 5163.46 | [5 empty] | 2023 |  | Home Depot | https://www.homedepot.com/p/MRCOOL-DIY-Universal-2-Ton-24000-BTU-20-SEER1-Split-System-Heat-Pump-with-25-ft-NoVac-Install-Kit-208-230V-MDHP1824NK25H00/320231636 | Yes
Heat Pump | 24,000 BTU 2 Ton 18 SEER1 Ducted Central Split Air Conditioner Heat Pump System | Pioneer | DYR1824GMFI18R | 2 |  | 18 |  | 2848 | [5 empty] | 2023 |  | Home Depot | https://www.homedepot.com/p/Pioneer-24-000-BTU-2-Ton-18-SEER1-Ducted-Central-Split-Air-Conditioner-Heat-Pump-System-DYR1824GMFI18R/314675241 | Yes
Heat Pump | DIY Universal 2 Ton 24000 BTU 20 SEER1 Split System Heat Pump with 15 ft. NoVac Install Kit 208/230V | MRCOOL | MDHP1824NK15H08 | 2 |  | 20 |  | 4471.35 | [5 empty] | 2023 |  | Home Depot | https://www.homedepot.com/p/MRCOOL-DIY-Universal-2-Ton-24000-BTU-20-SEER1-Split-System-Heat-Pump-with-15-ft-NoVac-Install-Kit-208-230V-MDHP1824NK15H08/320231651 | Yes
Heat Pump | FLEXX 48,000 BTU 4 Ton Whole House Split System Air Conditioner with Heat Pump 230V | GREE | FLEXX60HP48IBK | 4 |  |  |  | 6299 | [5 empty] | 2023 |  | Home Depot | https://www.homedepot.com/p/GREE-FLEXX-48-000-BTU-4-Ton-Whole-House-Split-System-Air-Conditioner-with-Heat-Pump-230V-FLEXX60HP48IBK/322158779 | No
Heat Pump | DIY Universal 4 Ton 48000 BTU 18 SEER1 Split System Heat Pump with 50 ft. NoVac Install Kit and 20kW HeatKit 208/230V | MRCOOL | MDHP1848NK50H20 | 4 |  | 18 |  | 6391.88 | [5 empty] | 2023 |  | Home Depot | https://www.homedepot.com/p/MRCOOL-DIY-Universal-4-Ton-48000-BTU-18-SEER1-Split-System-Heat-Pump-with-50-ft-NoVac-Install-Kit-and-20kW-HeatKit-208-230V-MDHP1848NK50H20/320231668 | Yes
Heat Pump | DIY Universal 3 Ton 36000 BTU 18 SEER1 Split System Heat Pump with 25 ft. NoVac Install Kit 208/230V | MRCOOL | MDHP1836NK25H00 | 3 |  | 18 |  | 5216.48 | [5 empty] | 2023 |  | Home Depot | https://www.homedepot.com/p/MRCOOL-DIY-Universal-3-Ton-36000-BTU-18-SEER1-Split-System-Heat-Pump-with-25-ft-NoVac-Install-Kit-208-230V-MDHP1836NK25H00/320231638 | Yes
Heat Pump | DIY Universal 5 Ton 54000 BTU 17 SEER1 Split System Heat Pump with 35 ft. NoVac Install Kit and 5kW Heatkit 208/230V | MRCOOL | MDHP1860NK35H05 | 5 |  | 17 |  | 6846.04 | [5 empty] | 2023 |  | Home Depot | https://www.homedepot.com/p/MRCOOL-DIY-Universal-5-Ton-54000-BTU-17-SEER1-Split-System-Heat-Pump-with-35-ft-NoVac-Install-Kit-and-5kW-Heatkit-208-230V-MDHP1860NK35H05/320231696 | Yes
Heat Pump | DIY Universal 4 Ton 48000 BTU 18 SEER1 Split System Heat Pump with 50 ft. NoVac Install Kit 208/230V | MRCOOL | MDHP1848NK50H00 | 4 |  | 18 |  | 6840.73 | [5 empty] | 2023 |  | Home Depot | https://www.homedepot.com/p/MRCOOL-DIY-Universal-4-Ton-48000-BTU-18-SEER1-Split-System-Heat-Pump-with-50-ft-NoVac-Install-Kit-208-230V-MDHP1848NK50H00/320231609 | Yes
Heat Pump | DIY Universal 3 Ton 36000 BTU 18 SEER1 Split System Heat Pump with 15 ft. NoVac Install Kit and 8kW HeatKit 208/230V | MRCOOL | MDHP1836NK15H08 | 3 |  | 18 |  | 5223.74 | [5 empty] | 2023 |  | Home Depot | https://www.homedepot.com/p/MRCOOL-DIY-Universal-3-Ton-36000-BTU-18-SEER1-Split-System-Heat-Pump-with-15-ft-NoVac-Install-Kit-and-8kW-HeatKit-208-230V-MDHP1836NK15H08/320231597 | Yes
Heat Pump | DIY Universal 3 Ton 36000 BTU 18 SEER1 Split System Heat Pump with 35 ft. NoVac Install Kit 208/230V | MRCOOL | MDHP1836NK35H00 | 3 |  | 18 |  | 5177.53 | [5 empty] | 2023 |  | Home Depot | https://www.homedepot.com/p/MRCOOL-DIY-Universal-3-Ton-36000-BTU-18-SEER1-Split-System-Heat-Pump-with-35-ft-NoVac-Install-Kit-208-230V-MDHP1836NK35H00/320231686 | Yes
Heat Pump | DIY Universal 5 Ton 54000 BTU 17 SEER1 Split System Heat Pump with 25 ft. NoVac Install Kit 208/230V | MRCOOL | MDHP1860NK25H20 | 5 |  | 17 |  | 6905.22 | [5 empty] | 2023 |  | Home Depot | https://www.homedepot.com/p/MRCOOL-DIY-Universal-5-Ton-54000-BTU-17-SEER1-Split-System-Heat-Pump-with-25-ft-NoVac-Install-Kit-208-230V-MDHP1860NK25H20/320231648 | Yes
Heat Pump | DIY Universal 3 Ton 36000 BTU 18 SEER1 Split System Heat Pump with 15 ft. NoVac Install Kit and 10kW HeatKit 208/230V | MRCOOL | MDHP1836NK15H10 | 3 |  | 18 |  | 5261.63 | [5 empty] | 2023 |  | Home Depot | https://www.homedepot.com/p/MRCOOL-DIY-Universal-3-Ton-36000-BTU-18-SEER1-Split-System-Heat-Pump-with-15-ft-NoVac-Install-Kit-and-10kW-HeatKit-208-230V-MDHP1836NK15H10/320231582 | Yes
Heat Pump | FLEXX 48,000 BTU 4 Ton Whole House Split System Air Conditioner Cased Coil with Heat Pump 230V | GREE | FLEXXC60HP48IBK | 4 |  |  |  | 5399.1 | [5 empty] | 2023 |  | Home Depot | https://www.homedepot.com/p/GREE-FLEXX-48-000-BTU-4-Ton-Whole-House-Split-System-Air-Conditioner-Cased-Coil-with-Heat-Pump-230V-FLEXXC60HP48IBK/322197549 | No
Heat Pump | DIY Universal 4 Ton 48000 BTU 18 SEER1 Split System Heat Pump with 25 ft. NoVac Install Kit and 8kW HeatKit 208/230V | MRCOOL | MDHP1848NK25H08 | 4 |  | 18 |  | 5717.69 | [5 empty] | 2023 |  | Home Depot | https://www.homedepot.com/p/MRCOOL-DIY-Universal-4-Ton-48000-BTU-18-SEER1-Split-System-Heat-Pump-with-25-ft-NoVac-Install-Kit-and-8kW-HeatKit-208-230V-MDHP1848NK25H08/320231662 | Yes
Heat Pump | DIY Universal 4 Ton 48000 BTU 18 SEER1 Split System Heat Pump with 25 ft. NoVac Install Kit and 5kW HeatKit 208/230V | MRCOOL | MDHP1848NK25H05 | 4 |  | 18 |  | 5699.74 | [5 empty] | 2023 |  | Home Depot | https://www.homedepot.com/p/MRCOOL-DIY-Universal-4-Ton-48000-BTU-18-SEER1-Split-System-Heat-Pump-with-25-ft-NoVac-Install-Kit-and-5kW-HeatKit-208-230V-MDHP1848NK25H05/320231632 | Yes
Heat Pump | MX 1.5 Ton 18,000 BTU 16 SEER1 Horizontal Central Split System Heat Pump Modular Blower Bundle with TXV - 208/230-Volt | MRCOOL | MXH1518H30BV12 | 1.5 |  | 16 |  | 2936 | [5 empty] | 2023 |  | Home Depot | https://www.homedepot.com/p/MRCOOL-MX-1-5-Ton-18-000-BTU-16-SEER1-Horizontal-Central-Split-System-Heat-Pump-Modular-Blower-Bundle-with-TXV-208-230-Volt-MXH1518H30BV12/320100585 | Yes
Heat Pump | FLEX x 54,000 BTU 4.5-Ton 230-Volt Whole House Split System Air Conditioner Cased Coil with Heat Pump | GREE | FLEXXC60HP60IBK | 4.5 |  |  |  | 5849.1 | [5 empty] | 2023 |  | Home Depot | https://www.homedepot.com/p/GREE-FLEX-x-54-000-BTU-4-5-Ton-230-Volt-Whole-House-Split-System-Air-Conditioner-Cased-Coil-with-Heat-Pump-FLEXXC60HP60IBK/322197850 | No
Heat Pump | DIY Universal 4 Ton 48000 BTU 18 SEER1 Split System Heat Pump with 35 ft. NoVac Install Kit and 5kW HeatKit 208/230V | MRCOOL | MDHP1848NK35H05 | 4 |  | 18 |  | 5795.15 | [5 empty] | 2023 |  | Home Depot | https://www.homedepot.com/p/MRCOOL-DIY-Universal-4-Ton-48000-BTU-18-SEER1-Split-System-Heat-Pump-with-35-ft-NoVac-Install-Kit-and-5kW-HeatKit-208-230V-MDHP1848NK35H05/320231692 | Yes
Heat Pump | DIY Universal 2 Ton 24000 BTU 20 SEER1 Split System Heat Pump with 25 ft. NoVac Install Kit and 5kW HeatKit 208/230V | MRCOOL | MDHP1824NK25H05 | 2 |  | 20 |  | 5638 | [5 empty] | 2023 |  | Home Depot | https://www.homedepot.com/p/MRCOOL-DIY-Universal-2-Ton-24000-BTU-20-SEER1-Split-System-Heat-Pump-with-25-ft-NoVac-Install-Kit-and-5kW-HeatKit-208-230V-MDHP1824NK25H05/320231627 | Yes
Heat Pump | DIY Universal 2 Ton 24000 BTU 20 SEER1 Split System Heat Pump with 25 ft. NoVac Install Kit and 8kW HeatKit 208/230V | MRCOOL | MDHP1824NK25H08 | 2 |  | 20 |  | 4534.39 | [5 empty] | 2023 |  | Home Depot | https://www.homedepot.com/p/MRCOOL-DIY-Universal-2-Ton-24000-BTU-20-SEER1-Split-System-Heat-Pump-with-25-ft-NoVac-Install-Kit-and-8kW-HeatKit-208-230V-MDHP1824NK25H08/320231621 | Yes
Heat Pump | DIY Universal 4 Ton 48000 BTU 18 SEER1 Split System Heat Pump with 15 ft. NoVac Install Kit and 8kW HeatKit 208/230V | MRCOOL | MDHP1848NK15H08 | 4 |  | 18 |  | 5659 | [5 empty] | 2023 |  | Home Depot | https://www.homedepot.com/p/MRCOOL-DIY-Universal-4-Ton-48000-BTU-18-SEER1-Split-System-Heat-Pump-with-15-ft-NoVac-Install-Kit-and-8kW-HeatKit-208-230V-MDHP1848NK15H08/320231603 | Yes
Heat Pump | DIY Universal 4 Ton 48000 BTU 18 SEER1 Split System Heat Pump with 35 ft. NoVac Install Kit and 10kW HeatKit 208/230V | MRCOOL | MDHP1848NK35H10 | 4 |  | 18 |  | 5821.37 | [5 empty] | 2023 |  | Home Depot | https://www.homedepot.com/p/MRCOOL-DIY-Universal-4-Ton-48000-BTU-18-SEER1-Split-System-Heat-Pump-with-35-ft-NoVac-Install-Kit-and-10kW-HeatKit-208-230V-MDHP1848NK35H10/320231593 | Yes
Heat Pump | DIY Universal 4 Ton 48000 BTU 18 SEER1 Split System Heat Pump with 15 ft. NoVac Install Kit and 15kW HeatKit 208/230V | MRCOOL | MDHP1848NK15H15 | 4 |  | 18 |  | 5740.09 | [5 empty] | 2023 |  | Home Depot | https://www.homedepot.com/p/MRCOOL-DIY-Universal-4-Ton-48000-BTU-18-SEER1-Split-System-Heat-Pump-with-15-ft-NoVac-Install-Kit-and-15kW-HeatKit-208-230V-MDHP1848NK15H15/320231570 | Yes
Heat Pump | 1.5-Ton 18,000 BTU 15 SEER1 Horizontal Central Split System Heat Pump Modular Blower Bundle with TXV 208/230-Volt | MRCOOL | MXH1518H24BV12 | 1.5 |  | 15 |  | 2904 | [5 empty] | 2023 |  | Home Depot | https://www.homedepot.com/p/MRCOOL-1-5-Ton-18-000-BTU-15-SEER1-Horizontal-Central-Split-System-Heat-Pump-Modular-Blower-Bundle-with-TXV-208-230-Volt-MXH1518H24BV12/320100458 | Yes
|  |  |  | 4 |  | 16 |  | 16180 | [7 empty] | LBNL
|  |  |  | 2.78 |  | 16 |  | 16279 | [7 empty] | LBNL
|  |  |  | 2 |  | 17.5 |  | 17190 | [7 empty] | LBNL
|  |  |  | 2.37 |  | 19 |  | 22990 | [7 empty] | LBNL
|  |  |  | 3 |  | 17.7 |  | 16350 | [7 empty] | LBNL
|  |  |  | 2 |  | 17.5 |  | 26400 | [7 empty] | LBNL
|  |  |  | 3 |  | 22.3 |  | 13452 | [7 empty] | LBNL
|  |  |  | 1.77 |  | 19 |  | 39740 | [7 empty] | LBNL
|  |  |  | 1 |  | 20 |  | 33820 | [7 empty] | LBNL
|  |  |  | 1.5 |  | 19.7 |  | 33820 | [7 empty] | LBNL
|  |  |  | 2.37 |  | 19 |  | 12342 | [7 empty] | LBNL
|  |  |  | 3.38 |  | 19.7 |  | 10891 | [7 empty] | LBNL
|  |  |  | 1.97 |  | 22.5 |  | 8495 | [7 empty] | LBNL
|  |  |  | 4.79 |  | 17 |  | 30350 | [7 empty] | LBNL
|  |  |  | 3 |  | 17.7 |  | 13271 | [7 empty] | LBNL
|  |  |  | 4.08 |  | 20.5 |  | 18846 | [7 empty] | LBNL
|  |  |  | 1.5 |  | 20.5 |  | 5197 | [7 empty] | LBNL
|  |  |  | 2.78 |  | 16 |  | 19778 | [7 empty] | LBNL
|  |  |  | 2.78 |  | 16 |  | 16398 | [7 empty] | LBNL
|  |  |  | 1.92 |  | 16.85 |  | 32679 | [7 empty] | LBNL
|  |  |  | 2 |  | 18 |  | 12384 | [7 empty] | LBNL
|  |  |  | 1.43 |  | 18 |  | 9882 | [7 empty] | LBNL
|  |  |  | 1.5 |  | 18 |  | 31136 | [7 empty] | LBNL
|  |  |  | 3.83 |  | 15.3 |  | 43000 | [7 empty] | LBNL
|  |  |  | 3 |  | 17.7 |  | 16365 | [7 empty] | LBNL
|  |  |  | 1 |  | 17 |  | 6990 | [7 empty] | LBNL
|  |  |  | 0.92 |  | 17 |  | 7560 | [7 empty] | LBNL
|  |  |  | 3.79 |  | 16 |  | 19000 | [7 empty] | LBNL
|  |  |  | 2.25 |  | 18 |  | 16939.7 | [7 empty] | LBNL
|  |  |  | 1.43 |  | 18 |  | 7495 | [7 empty] | LBNL
|  |  |  | 3.38 |  | 19.7 |  | 23391 | [7 empty] | LBNL
|  |  |  | 1.5 |  | 20 |  | 9543 | [7 empty] | LBNL
|  |  |  | 3.38 |  | 19.7 |  | 23241 | [7 empty] | LBNL
|  |  |  | 2.95 |  | 19.2 |  | 15347.94 | [7 empty] | LBNL
|  |  |  | 2.78 |  | 16 |  | 17559 | [7 empty] | LBNL
|  |  |  | 5 |  | 18.25 |  | 18494 | [7 empty] | LBNL
|  |  |  | 1 |  | 17 |  | 5000 | [7 empty] | LBNL
|  |  |  | 0.75 |  | 17 |  | 5000 | [7 empty] | LBNL
|  |  |  | 2.25 |  | 18 |  | 27515 | [7 empty] | LBNL
|  |  |  | 3.38 |  | 19.7 |  | 48132 | [7 empty] | LBNL
|  |  |  | 2.5 |  | 22 |  | 8995 | [7 empty] | LBNL
|  |  |  | 2.95 |  | 19.2 |  | 8591 | [7 empty] | LBNL
|  |  |  | 2.32 |  | 17.6 |  | 12700 | [7 empty] | LBNL
|  |  |  | 5 |  | 17 |  | 21204 | [7 empty] | LBNL
|  |  |  | 4.79 |  | 16 |  | 30000 | [7 empty] | LBNL
|  |  |  | 2.85 |  | 15.5 |  | 14825 | [7 empty] | LBNL
|  |  |  | 1.83 |  | 18 |  | 31136 | [7 empty] | LBNL
|  |  |  | 2.32 |  | 17.6 |  | 33385 | [7 empty] | LBNL
|  |  |  | 3 |  | 19.3 |  | 20000 | [7 empty] | LBNL
|  |  |  | 3 |  | 22.5 |  | 16628 | [7 empty] | LBNL
|  |  |  | 1.82 |  | 18.6 |  | 43000 | [7 empty] | LBNL
|  |  |  | 2.83 |  | 16 |  | 11497.5 | [7 empty] | LBNL
|  |  |  | 2.87 |  | 16 |  | 14025 | [7 empty] | LBNL
|  |  |  | 1 |  | 23.1 |  | 4495 | [7 empty] | LBNL
|  |  |  | 2.32 |  | 17.6 |  | 7850 | [7 empty] | LBNL
|  |  |  | 1.43 |  | 18 |  | 5495 | [7 empty] | LBNL
|  |  |  | 3.5 |  | 16.1 |  | 25894 | [7 empty] | LBNL
|  |  |  | 2.5 |  | 16.5 |  | 31195 | [7 empty] | LBNL
|  |  |  | 2.78 |  | 16 |  | 7521.5 | [7 empty] | LBNL
|  |  |  | 0.75 |  | 19 |  | 6000 | [7 empty] | LBNL
|  |  |  | 2.5 |  | 16.5 |  | 19820 | [7 empty] | LBNL
|  |  |  | 0.75 |  | 19 |  | 5000 | [7 empty] | LBNL
|  |  |  | 1 |  | 20.2 |  | 19922 | [7 empty] | LBNL
|  |  |  | 5 |  | 17 |  | 25501.49 | [7 empty] | LBNL
|  |  |  | 2 |  | 17.5 |  | 27101 | [7 empty] | LBNL
|  |  |  | 2 |  | 18 |  | 6887 | [7 empty] | LBNL
|  |  |  | 1.42 |  | 17 |  | 10491 | [7 empty] | LBNL
|  |  |  | 2.78 |  | 16 |  | 19583 | [7 empty] | LBNL
|  |  |  | 0.75 |  | 16 |  | 21806 | [7 empty] | LBNL
|  |  |  | 0.73 |  | 17 |  | 13600 | [7 empty] | LBNL
|  |  |  | 1.77 |  | 17 |  | 4000 | [7 empty] | LBNL
|  |  |  | 2 |  | 17.5 |  | 22209 | [7 empty] | LBNL
|  |  |  | 1.5 |  | 22 |  | 5448 | [7 empty] | LBNL
|  |  |  | 2.95 |  | 19.2 |  | 19214 | [7 empty] | LBNL
|  |  |  | 2 |  | 18 |  | 18344.15 | [7 empty] | LBNL
|  |  |  | 2.78 |  | 16 |  | 12878 | [7 empty] | LBNL
|  |  |  | 1.87 |  | 18 |  | 5275 | [7 empty] | LBNL
|  |  |  | 3 |  | 18 |  | 19350 | [7 empty] | LBNL
|  |  |  | 0.75 |  | 19 |  | 4000 | [7 empty] | LBNL
|  |  |  | 3.79 |  | 17 |  | 20950 | [7 empty] | LBNL
|  |  |  | 2.25 |  | 18 |  | 14100 | [7 empty] | LBNL
|  |  |  | 4 |  | 17.8 |  | 32166 | [7 empty] | LBNL
|  |  |  | 2.95 |  | 19.2 |  | 14448.55 | [7 empty] | LBNL
|  |  |  | 2.25 |  | 18 |  | 14694 | [7 empty] | LBNL
|  |  |  | 0.92 |  | 17 |  | 4175 | [7 empty] | LBNL
|  |  |  | 2.25 |  | 18 |  | 26709 | [7 empty] | LBNL
|  |  |  | 2.78 |  | 16 |  | 22586 | [7 empty] | LBNL
|  |  |  | 2.95 |  | 19.2 |  | 10789 | [7 empty] | LBNL
|  |  |  | 3 |  | 18 |  | 20888 | [7 empty] | LBNL
|  |  |  | 0.75 |  | 24.6 |  | 5900 | [7 empty] | LBNL
|  |  |  | 3.79 |  | 17 |  | 29160 | [7 empty] | LBNL
|  |  |  | 0.98 |  | 16 |  | 3000 | [7 empty] | LBNL
|  |  |  | 0.75 |  | 19 |  | 4000 | [7 empty] | LBNL
|  |  |  | 0.75 |  | 21.5 |  | 41225 | [7 empty] | LBNL
|  |  |  | 2.95 |  | 19.2 |  | 9262 | [7 empty] | LBNL
|  |  |  | 3.79 |  | 16 |  | 24983.43 | [7 empty] | LBNL
|  |  |  | 1.5 |  | 19.7 |  | 20289 | [7 empty] | LBNL
|  |  |  | 3.38 |  | 19.7 |  | 32608 | [7 empty] | LBNL
|  |  |  | 2.93 |  | 18 |  | 22155 | [7 empty] | LBNL
|  |  |  | 1.25 |  | 22 |  | 6135 | [7 empty] | LBNL
|  |  |  | 1.67 |  | 16 |  | 9148 | [7 empty] | LBNL
|  |  |  | 2.78 |  | 16 |  | 16650 | [7 empty] | LBNL
|  |  |  | 2.5 |  | 23.8 |  | 12567 | [7 empty] | LBNL
|  |  |  | 2.25 |  | 18 |  | 14536 | [7 empty] | LBNL
|  |  |  | 1.5 |  | 16 |  | 44891 | [7 empty] | LBNL
|  |  |  | 0.75 |  | 20 |  | 44891 | [7 empty] | LBNL
|  |  |  | 2.25 |  | 18 |  | 10950 | [7 empty] | LBNL
|  |  |  | 3 |  | 16.5 |  | 13365 | [7 empty] | LBNL
|  |  |  | 1.5 |  | 20 |  | 4071.2 | [7 empty] | LBNL
|  |  |  | 1.83 |  | 20 |  | 11036 | [7 empty] | LBNL
|  |  |  | 2.95 |  | 19.2 |  | 17428 | [7 empty] | LBNL
|  |  |  | 1.43 |  | 20.2 |  | 33959 | [7 empty] | LBNL
|  |  |  | 1 |  | 20.2 |  | 33959 | [7 empty] | LBNL
|  |  |  | 1.43 |  | 20.2 |  | 27955 | [7 empty] | LBNL
|  |  |  | 3.79 |  | 17 |  | 17595 | [7 empty] | LBNL
|  |  |  | 2 |  | 18 |  | 16250 | [7 empty] | LBNL
|  |  |  | 4 |  | 16.5 |  | 23609.64 | [7 empty] | LBNL
|  |  |  | 1.5 |  | 19.8 |  | 22870.5 | [7 empty] | LBNL
|  |  |  | 2.5 |  | 23.8 |  | 14204 | [7 empty] | LBNL
|  |  |  | 2.5 |  | 16.5 |  | 33476.5 | [7 empty] | LBNL
|  |  |  | 2 |  | 17.5 |  | 33476.5 | [7 empty] | LBNL
|  |  |  | 1.17 |  | 18 |  | 18935.9 | [7 empty] | LBNL
|  |  |  | 3.92 |  | 20.2 |  | 16449 | [7 empty] | LBNL
|  |  |  | 0.92 |  | 17 |  | 7897.5 | [7 empty] | LBNL
|  |  |  | 0.73 |  | 17 |  | 7897.5 | [7 empty] | LBNL
|  |  |  | 4 |  | 18 |  | 24511 | [7 empty] | LBNL
|  |  |  | 3.79 |  | 16 |  | 11600 | [7 empty] | LBNL
|  |  |  | 3 |  | 19 |  | 41005.84 | [7 empty] | LBNL
|  |  |  | 2.25 |  | 18 |  | 21805.05 | [7 empty] | LBNL
|  |  |  | 4.79 |  | 16 |  | 39642 | [7 empty] | LBNL
|  |  |  | 1 |  | 23.1 |  | 5216 | [7 empty] | LBNL
|  |  |  | 4 |  | 17.85 |  | 19900 | [7 empty] | LBNL
|  |  |  | 1.83 |  | 20 |  | 9337.18 | [7 empty] | LBNL
|  |  |  | 2.95 |  | 19.2 |  | 15300 | [7 empty] | LBNL
|  |  |  | 2 |  | 17.5 |  | 15125 | [7 empty] | LBNL
|  |  |  | 2.95 |  | 19.2 |  | 18298.4 | [7 empty] | LBNL
|  |  |  | 4 |  | 16 |  | 25213 | [7 empty] | LBNL
|  |  |  | 2.25 |  | 15 |  | 24469.01 | [7 empty] | LBNL
|  |  |  | 3 |  | 16.5 |  | 22750 | [7 empty] | LBNL
|  |  |  | 2 |  | 18 |  | 14750 | [7 empty] | LBNL
|  |  |  | 1.5 |  | 20.5 |  | 6200 | [7 empty] | LBNL
|  |  |  | 0.75 |  | 19 |  | 6450 | [7 empty] | LBNL
|  |  |  | 0.75 |  | 17 |  | 8700 | [7 empty] | LBNL
|  |  |  | 0.73 |  | 17 |  | 4000 | [7 empty] | LBNL
|  |  |  | 1 |  | 17 |  | 4000 | [7 empty] | LBNL
|  |  |  | 1 |  | 23 |  | 33309 | [7 empty] | LBNL
|  |  |  | 3 |  | 17.7 |  | 13000 | [7 empty] | LBNL
|  |  |  | 2.37 |  | 19 |  | 16539 | [7 empty] | LBNL
|  |  |  | 3.79 |  | 18 |  | 24400 | [7 empty] | LBNL
|  |  |  | 2.75 |  | 16 |  | 21238.2 | [7 empty] | LBNL
|  |  |  | 2.78 |  | 16 |  | 24795 | [7 empty] | LBNL
|  |  |  | 4.08 |  | 20.5 |  | 38635 | [7 empty] | LBNL
|  |  |  | 2.78 |  | 16 |  | 18302.55 | [7 empty] | LBNL
|  |  |  | 2 |  | 23 |  | 6148 | [7 empty] | LBNL
|  |  |  | 0.75 |  | 17 |  | 5410.89 | [7 empty] | LBNL
|  |  |  | 2.87 |  | 16 |  | 18821 | [7 empty] | LBNL
|  |  |  | 2.33 |  | 21 |  | 17012 | [7 empty] | LBNL
|  |  |  | 2 |  | 18 |  | 12290.32 | [7 empty] | LBNL
|  |  |  | 3.38 |  | 19.7 |  | 10891 | [7 empty] | LBNL
|  |  |  | 3.38 |  | 19.7 |  | 28787 | [7 empty] | LBNL
|  |  |  | 1 |  | 17 |  | 4500 | [7 empty] | LBNL
|  |  |  | 0.75 |  | 24.6 |  | 3125 | [7 empty] | LBNL
|  |  |  | 0.92 |  | 17 |  | 4400 | [7 empty] | LBNL
|  |  |  | 2.95 |  | 19.2 |  | 22693 | [7 empty] | LBNL
|  |  |  | 2 |  | 17.5 |  | 18107 | [7 empty] | LBNL
|  |  |  | 3.38 |  | 19.7 |  | 17046 | [7 empty] | LBNL
|  |  |  | 2.25 |  | 18 |  | 30881 | [7 empty] | LBNL
|  |  |  | 3 |  | 17.7 |  | 22176.14 | [7 empty] | LBNL
|  |  |  | 3.38 |  | 19.7 |  | 26869 | [7 empty] | LBNL
|  |  |  | 2 |  | 18 |  | 12579 | [7 empty] | LBNL
|  |  |  | 1.87 |  | 16 |  | 3113.33 | [7 empty] | LBNL
|  |  |  | 2.78 |  | 16 |  | 12611 | [7 empty] | LBNL
|  |  |  | 1.9 |  | 18 |  | 29500 | [7 empty] | LBNL
|  |  |  | 1.43 |  | 18 |  | 3078.77 | [7 empty] | LBNL
|  |  |  | 4 |  | 22.6 |  | 16559 | [7 empty] | LBNL
|  |  |  | 0.92 |  | 17 |  | 4300 | [7 empty] | LBNL
|  |  |  | 1.83 |  | 20 |  | 7833 | [7 empty] | LBNL
|  |  |  | 2.25 |  | 18 |  | 13864 | [7 empty] | LBNL
|  |  |  | 3.38 |  | 19.7 |  | 20411 | [7 empty] | LBNL
|  |  |  | 2.85 |  | 16 |  | 35500 | [7 empty] | LBNL
|  |  |  | 3.79 |  | 16 |  | 35500 | [7 empty] | LBNL
|  |  |  | 1.82 |  | 18.6 |  | 16175 | [7 empty] | LBNL
|  |  |  | 2.88 |  | 14 |  | 17905 | [7 empty] | LBNL
|  |  |  | 1.5 |  | 20 |  | 12495 | [7 empty] | LBNL
|  |  |  | 3 |  | 17.7 |  | 13100 | [7 empty] | LBNL
|  |  |  | 0.75 |  | 19 |  | 4000 | [7 empty] | LBNL
|  |  |  | 1.5 |  | 20 |  | 14315 | [7 empty] | LBNL
|  |  |  | 2.78 |  | 16 |  | 12913.575 | [7 empty] | LBNL
|  |  |  | 1.58 |  | 18 |  | 9942 | [7 empty] | LBNL
|  |  |  | 4 |  | 16 |  | 24000 | [7 empty] | LBNL
|  |  |  | 1.5 |  | 20.5 |  | 6000 | [7 empty] | LBNL
|  |  |  | 2.78 |  | 16 |  | 13000 | [7 empty] | LBNL
|  |  |  | 3 |  | 17.7 |  | 15945.67 | [7 empty] | LBNL
|  |  |  | 2.85 |  | 16 |  | 32050 | [7 empty] | LBNL
|  |  |  | 3.79 |  | 16 |  | 32050 | [7 empty] | LBNL
|  |  |  | 2.25 |  | 18 |  | 8226 | [7 empty] | LBNL
|  |  |  | 2 |  | 19 |  | 30528 | [7 empty] | LBNL
|  |  |  | 1.5 |  | 20 |  | 7000 | [7 empty] | LBNL
|  |  |  | 1.82 |  | 18.6 |  | 9000 | [7 empty] | LBNL
|  |  |  | 0.92 |  | 17 |  | 4000 | [7 empty] | LBNL
|  |  |  | 2 |  | 18 |  | 14324 | [7 empty] | LBNL
|  |  |  | 1.5 |  | 20 |  | 18343 | [7 empty] | LBNL
|  |  |  | 3.79 |  | 17 |  | 17100 | [7 empty] | LBNL
|  |  |  | 2.32 |  | 17.6 |  | 17735 | [7 empty] | LBNL
|  |  |  | 2.9 |  | 17.6 |  | 17735 | [7 empty] | LBNL
|  |  |  | 3.75 |  | 19.7 |  | 24616 | [7 empty] | LBNL
|  |  |  | 2 |  | 18 |  | 23918.36 | [7 empty] | LBNL
|  |  |  | 1.87 |  | 16 |  | 8430 | [7 empty] | LBNL
|  |  |  | 2.37 |  | 19 |  | 12800 | [7 empty] | LBNL
|  |  |  | 1.87 |  | 16 |  | 8842.5 | [7 empty] | LBNL
|  |  |  | 3 |  | 18 |  | 17850 | [7 empty] | LBNL
|  |  |  | 3.5 |  | 18 |  | 28300 | [7 empty] | LBNL
|  |  |  | 3.38 |  | 19.7 |  | 31500 | [7 empty] | LBNL
|  |  |  | 0.73 |  | 17 |  | 10877.5 | [7 empty] | LBNL
|  |  |  | 3 |  | 17.7 |  | 18220.36 | [7 empty] | LBNL
|  |  |  | 3 |  | 21.5 |  | 26175 | [7 empty] | LBNL
|  |  |  | 1 |  | 20 |  | 12665 | [7 empty] | LBNL
|  |  |  | 2.78 |  | 16 |  | 12950 | [7 empty] | LBNL
|  |  |  | 2.78 |  | 16 |  | 15860 | [7 empty] | LBNL
|  |  |  | 4 |  | 16 |  | 16576 | [7 empty] | LBNL
|  |  |  | 2.37 |  | 19 |  | 12550 | [7 empty] | LBNL
|  |  |  | 3.38 |  | 19.7 |  | 29936 | [7 empty] | LBNL
|  |  |  | 0.75 |  | 19.5 |  | 3500 | [7 empty] | LBNL
|  |  |  | 2.93 |  | 18 |  | 12592 | [7 empty] | LBNL
|  |  |  | 2.95 |  | 19.2 |  | 17000 | [7 empty] | LBNL
|  |  |  | 2.78 |  | 16 |  | 10758 | [7 empty] | LBNL
|  |  |  | 2.5 |  | 23.8 |  | 33309 | [7 empty] | LBNL
|  |  |  | 3.5 |  | 16.3 |  | 19359 | [7 empty] | LBNL
|  |  |  | 1.87 |  | 20.5 |  | 12827 | [7 empty] | LBNL
|  |  |  | 0.75 |  | 24.6 |  | 12827 | [7 empty] | LBNL
|  |  |  | 3.12 |  | 15.2 |  | 24800 | [7 empty] | LBNL
|  |  |  | 1.5 |  | 18 |  | 12849 | [7 empty] | LBNL
|  |  |  | 3 |  | 18 |  | 21000 | [7 empty] | LBNL
|  |  |  | 2.37 |  | 19 |  | 8690 | [7 empty] | LBNL
|  |  |  | 1.58 |  | 18 |  | 10500 | [7 empty] | LBNL
|  |  |  | 2.25 |  | 18 |  | 15450 | [7 empty] | LBNL
|  |  |  | 2.25 |  | 18 |  | 24112 | [7 empty] | LBNL
|  |  |  | 2.25 |  | 18 |  | 14150 | [7 empty] | LBNL
|  |  |  | 1.5 |  | 20 |  | 6727 | [7 empty] | LBNL
|  |  |  | 1.5 |  | 22.3 |  | 13488.86 | [7 empty] | LBNL
|  |  |  | 1.83 |  | 20 |  | 32608 | [7 empty] | LBNL
|  |  |  | 3.92 |  | 20.2 |  | 30549.1 | [7 empty] | LBNL
|  |  |  | 3.38 |  | 19.7 |  | 33289 | [7 empty] | LBNL
|  |  |  | 3 |  | 17.8 |  | 12962 | [7 empty] | LBNL
|  |  |  | 2.37 |  | 19 |  | 31500 | [7 empty] | LBNL
|  |  |  | 1.5 |  | 18.9 |  | 25000 | [7 empty] | LBNL
|  |  |  | 2.78 |  | 16 |  | 30027.83 | [7 empty] | LBNL
|  |  |  | 1.83 |  | 20 |  | 15655 | [7 empty] | LBNL
|  |  |  | 4 |  | 17.8 |  | 15095 | [7 empty] | LBNL
|  |  |  | 0.75 |  | 21.5 |  | 41225 | [7 empty] | LBNL
|  |  |  | 2.75 |  | 16 |  | 34558 | [7 empty] | LBNL
|  |  |  | 2.95 |  | 19.2 |  | 17250.21 | [7 empty] | LBNL
|  |  |  | 2.9 |  | 17.6 |  | 15769 | [7 empty] | LBNL
|  |  |  | 2.25 |  | 18 |  | 25519 | [7 empty] | LBNL
|  |  |  | 2.85 |  | 18 |  | 10500 | [7 empty] | LBNL
|  |  |  | 2 |  | 18 |  | 9518.2 | [7 empty] | LBNL
|  |  |  | 3.75 |  | 18.7 |  | 27120 | [7 empty] | LBNL
|  |  |  | 2.83 |  | 21 |  | 15925 | [7 empty] | LBNL
|  |  |  | 2.37 |  | 19 |  | 19311 | [7 empty] | LBNL
|  |  |  | 1.87 |  | 18 |  | 10488 | [7 empty] | LBNL
|  |  |  | 1 |  | 17 |  | 7000 | [7 empty] | LBNL
|  |  |  | 0.92 |  | 17 |  | 5326 | [7 empty] | LBNL
|  |  |  | 2.95 |  | 19.2 |  | 21749.23 | [7 empty] | LBNL
|  |  |  | 2.37 |  | 19 |  | 21749.23 | [7 empty] | LBNL
|  |  |  | 1.67 |  | 16 |  | 12827 | [7 empty] | LBNL
|  |  |  | 3 |  | 17.7 |  | 12875 | [7 empty] | LBNL
|  |  |  | 3.92 |  | 20.2 |  | 17951 | [7 empty] | LBNL
|  |  |  | 2.37 |  | 18 |  | 15316 | [7 empty] | LBNL
|  |  |  | 4 |  | 16.5 |  | 13471.8 | [7 empty] | LBNL
|  |  |  | 2.37 |  | 19 |  | 61901 | [7 empty] | LBNL
|  |  |  | 2.78 |  | 16 |  | 25445 | [7 empty] | LBNL
|  |  |  | 4 |  | 18.8 |  | 14000 | [7 empty] | LBNL
|  |  |  | 2.78 |  | 16 |  | 25455 | [7 empty] | LBNL
|  |  |  | 2 |  | 14 |  | 18831 | [7 empty] | LBNL
|  |  |  | 2.85 |  | 16 |  | 16189 | [7 empty] | LBNL
|  |  |  | 2.78 |  | 16 |  | 14837.7 | [7 empty] | LBNL
|  |  |  | 4 |  | 20.17 |  | 13685 | [7 empty] | LBNL
|  |  |  | 2.78 |  | 16 |  | 41854 | [7 empty] | LBNL
|  |  |  | 1 |  | 18 |  | 41854 | [7 empty] | LBNL
|  |  |  | 2 |  | 18 |  | 12000 | [7 empty] | LBNL
|  |  |  | 3 |  | 22.5 |  | 8985 | [7 empty] | LBNL
|  |  |  | 1.5 |  | 20 |  | 6485 | [7 empty] | LBNL
|  |  |  | 2.37 |  | 19 |  | 11500 | [7 empty] | LBNL
|  |  |  | 2.37 |  | 19 |  | 11153 | [7 empty] | LBNL
|  |  |  | 1.5 |  | 22.3 |  | 7180 | [7 empty] | LBNL
|  |  |  | 2 |  | 18 |  | 14500 | [7 empty] | LBNL
|  |  |  | 2 |  | 18 |  | 3496 | [7 empty] | LBNL
|  |  |  | 2.78 |  | 16 |  | 13648.85 | [7 empty] | LBNL
|  |  |  | 2.78 |  | 16 |  | 10154 | [7 empty] | LBNL
|  |  |  | 2.37 |  | 19 |  | 20411 | [7 empty] | LBNL
|  |  |  | 3.38 |  | 19.7 |  | 11029.59 | [7 empty] | LBNL
|  |  |  | 2.28 |  | 16.2 |  | 12276 | [7 empty] | LBNL
|  |  |  | 1.5 |  | 18 |  | 17444 | [7 empty] | LBNL
|  |  |  | 2.33 |  | 23 |  | 11255 | [7 empty] | LBNL
|  |  |  | 1.5 |  | 20 |  | 6894 | [7 empty] | LBNL
|  |  |  | 3.38 |  | 19.7 |  | 16920 | [7 empty] | LBNL
|  |  |  | 3 |  | 17.7 |  | 13302 | [7 empty] | LBNL
|  |  |  | 3.38 |  | 19.7 |  | 18853 | [7 empty] | LBNL
|  |  |  | 3.38 |  | 19.7 |  | 16938 | [7 empty] | LBNL
|  |  |  | 1.17 |  | 21.6 |  | 16938 | [7 empty] | LBNL
|  |  |  | 2.78 |  | 16 |  | 11331.06 | [7 empty] | LBNL
|  |  |  | 1.25 |  | 21.8 |  | 6532.61 | [7 empty] | LBNL
|  |  |  | 3.12 |  | 15.2 |  | 28591 | [7 empty] | LBNL
|  |  |  | 1.97 |  | 16 |  | 12500 | [7 empty] | LBNL
|  |  |  | 3 |  | 19 |  | 32712.2 | [7 empty] | LBNL
|  |  |  | 2.25 |  | 18 |  | 23450 | [7 empty] | LBNL
|  |  |  | 2 |  | 18 |  | 12728 | [7 empty] | LBNL
|  |  |  | 2.78 |  | 16 |  | 22805 | [7 empty] | LBNL
|  |  |  | 1 |  | 25.5 |  | 7358 | [7 empty] | LBNL
|  |  |  | 1 |  | 17 |  | 13010.65 | [7 empty] | LBNL
|  |  |  | 1.5 |  | 20 |  | 13010.65 | [7 empty] | LBNL
|  |  |  | 4 |  | 14.7 |  | 27120 | [7 empty] | LBNL
|  |  |  | 3.92 |  | 20.2 |  | 17499 | [7 empty] | LBNL
|  |  |  | 5 |  | 19.5 |  | 25000 | [7 empty] | LBNL
|  |  |  | 1 |  | 16 |  | 3700 | [7 empty] | LBNL
|  |  |  | 1 |  | 16 |  | 3700 | [7 empty] | LBNL
|  |  |  | 2 |  | 23 |  | 33309 | [7 empty] | LBNL
|  |  |  | 1 |  | 25.5 |  | 33309 | [7 empty] | LBNL
|  |  |  | 1.5 |  | 20 |  | 18150 | [7 empty] | LBNL
|  |  |  | 1.87 |  | 20.5 |  | 18150 | [7 empty] | LBNL
|  |  |  | 0.75 |  | 18.5 |  | 5172.42 | [7 empty] | LBNL
|  |  |  | 1.5 |  | 20 |  | 15254.87 | [7 empty] | LBNL
|  |  |  | 3.5 |  | 18 |  | 15347.4 | [7 empty] | LBNL
|  |  |  | 2.95 |  | 19.2 |  | 15924.7 | [7 empty] | LBNL
|  |  |  | 1.43 |  | 18 |  | 15924.7 | [7 empty] | LBNL
|  |  |  | 2.37 |  | 19 |  | 10052.58 | [7 empty] | LBNL
|  |  |  | 2.25 |  | 18 |  | 11500 | [7 empty] | LBNL
|  |  |  | 3.38 |  | 19.7 |  | 12750 | [7 empty] | LBNL
|  |  |  | 4 |  | 16 |  | 19150 | [7 empty] | LBNL
|  |  |  | 2.92 |  | 14.4 |  | 16985 | [7 empty] | LBNL
|  |  |  | 1.83 |  | 20 |  | 9934.6 | [7 empty] | LBNL
|  |  |  | 1 |  | 18 |  | 14107.63 | [7 empty] | LBNL
|  |  |  | 0.75 |  | 16 |  | 5800 | [7 empty] | LBNL
|  |  |  | 3.5 |  | 18 |  | 21640 | [7 empty] | LBNL
|  |  |  | 2 |  | 18 |  | 38600 | [7 empty] | LBNL
|  |  |  | 4 |  | 20.17 |  | 13000 | [7 empty] | LBNL
|  |  |  | 1 |  | 23.1 |  | 5069.88 | [7 empty] | LBNL
|  |  |  | 3.38 |  | 19.7 |  | 10075 | [7 empty] | LBNL
|  |  |  | 3 |  | 17.7 |  | 9500 | [7 empty] | LBNL
|  |  |  | 4 |  | 20 |  | 31015.23 | [7 empty] | LBNL
|  |  |  | 1.43 |  | 16 |  | 6400 | [7 empty] | LBNL
|  |  |  | 2.25 |  | 18 |  | 21029.79 | [7 empty] | LBNL
|  |  |  | 2.78 |  | 16 |  | 12818 | [7 empty] | LBNL
|  |  |  | 2.95 |  | 19.2 |  | 11028.89 | [7 empty] | LBNL
|  |  |  | 2.78 |  | 16 |  | 14718 | [7 empty] | LBNL
|  |  |  | 4 |  | 22.4 |  | 30596 | [7 empty] | LBNL
|  |  |  | 2 |  | 18 |  | 8956.98 | [7 empty] | LBNL
|  |  |  | 1.82 |  | 18.6 |  | 22105 | [7 empty] | LBNL
|  |  |  | 4 |  | 16 |  | 20100 | [7 empty] | LBNL
|  |  |  | 2 |  | 14 |  | 12353 | [7 empty] | LBNL
|  |  |  | 3.5 |  | 18 |  | 20000 | [7 empty] | LBNL
|  |  |  | 2.25 |  | 18 |  | 13900 | [7 empty] | LBNL
|  |  |  | 3.92 |  | 20.2 |  | 20111 | [7 empty] | LBNL
|  |  |  | 2.95 |  | 19.2 |  | 11558 | [7 empty] | LBNL
|  |  |  | 3.38 |  | 19.7 |  | 19988.45 | [7 empty] | LBNL
|  |  |  | 2 |  | 18 |  | 7648 | [7 empty] | LBNL
|  |  |  | 0.75 |  | 18 |  | 13498 | [7 empty] | LBNL
|  |  |  | 1.87 |  | 16 |  | 13498 | [7 empty] | LBNL
|  |  |  | 3.92 |  | 20.2 |  | 8826 | [7 empty] | LBNL
|  |  |  | 2.78 |  | 16 |  | 10829 | [7 empty] | LBNL
|  |  |  | 1.5 |  | 21 |  | 9400 | [7 empty] | LBNL
|  |  |  | 3.5 |  | 18 |  | 17412.63 | [7 empty] | LBNL
|  |  |  | 0.73 |  | 17 |  | 10877.5 | [7 empty] | LBNL
|  |  |  | 0.92 |  | 17 |  | 10877.5 | [7 empty] | LBNL
|  |  |  | 0.75 |  | 17 |  | 4350 | [7 empty] | LBNL
|  |  |  | 0.92 |  | 17 |  | 3500 | [7 empty] | LBNL
|  |  |  | 1.5 |  | 20.5 |  | 10000 | [7 empty] | LBNL
|  |  |  | 1 |  | 18 |  | 7425 | [7 empty] | LBNL
|  |  |  | 3 |  | 21.8 |  | 21417 | [7 empty] | LBNL
|  |  |  | 3.38 |  | 19.7 |  | 11341 | [7 empty] | LBNL
|  |  |  | 1.77 |  | 17 |  | 5100 | [7 empty] | LBNL
|  |  |  | 1.5 |  | 20 |  | 13578.74 | [7 empty] | LBNL
|  |  |  | 0.75 |  | 24.6 |  | 3227.25 | [7 empty] | LBNL
|  |  |  | 0.75 |  | 18 |  | 7800 | [7 empty] | LBNL
|  |  |  | 2 |  | 18 |  | 20602 | [7 empty] | LBNL
|  |  |  | 2 |  | 18 |  | 12509 | [7 empty] | LBNL
|  |  |  | 1 |  | 16 |  | 4410 | [7 empty] | LBNL
|  |  |  | 5 |  | 17 |  | 25326.53 | [7 empty] | LBNL
|  |  |  | 1.83 |  | 20 |  | 8060 | [7 empty] | LBNL
|  |  |  | 2.78 |  | 16 |  | 34854 | [7 empty] | LBNL
|  |  |  | 1.5 |  | 18.4 |  | 34854 | [7 empty] | LBNL
|  |  |  | 3 |  | 19.3 |  | 26428 | [7 empty] | LBNL
|  |  |  | 1.5 |  | 16 |  | 22876 | [7 empty] | LBNL
|  |  |  | 2 |  | 17.5 |  | 12709 | [7 empty] | LBNL
|  |  |  | 1.5 |  | 19.7 |  | 22876 | [7 empty] | LBNL
|  |  |  | 1 |  | 18 |  | 7800 | [7 empty] | LBNL
|  |  |  | 3.92 |  | 20.2 |  | 19307 | [7 empty] | LBNL
|  |  |  | 2.95 |  | 19.2 |  | 13000 | [7 empty] | LBNL
|  |  |  | 2.25 |  | 18 |  | 10711.5 | [7 empty] | LBNL
|  |  |  | 2 |  | 21.5 |  | 17617.11 | [7 empty] | LBNL
|  |  |  | 2.37 |  | 19 |  | 14656 | [7 empty] | LBNL
|  |  |  | 1.5 |  | 20 |  | 14656 | [7 empty] | LBNL
|  |  |  | 1.5 |  | 22.3 |  | 28787 | [7 empty] | LBNL
|  |  |  | 1.38 |  | 19.6 |  | 31288 | [7 empty] | LBNL
|  |  |  | 1.83 |  | 20 |  | 31288 | [7 empty] | LBNL
|  |  |  | 1.5 |  | 20 |  | 6500 | [7 empty] | LBNL
|  |  |  | 2.25 |  | 18 |  | 13409 | [7 empty] | LBNL
|  |  |  | 4 |  | 16 |  | 31533 | [7 empty] | LBNL
|  |  |  | 1.5 |  | 20 |  | 5028 | [7 empty] | LBNL
|  |  |  | 1.87 |  | 16 |  | 8703.85 | [7 empty] | LBNL
|  |  |  | 1.43 |  | 18 |  | 9641.45 | [7 empty] | LBNL
|  |  |  | 5 |  | 17 |  | 21013.36 | [7 empty] | LBNL
|  |  |  | 3.38 |  | 19.7 |  | 14556 | [7 empty] | LBNL
|  |  |  | 1.5 |  | 14 |  | 9801 | [7 empty] | LBNL
|  |  |  | 3 |  | 16 |  | 13000 | [7 empty] | LBNL
|  |  |  | 1.5 |  | 20.5 |  | 20253 | [7 empty] | LBNL
|  |  |  | 3.92 |  | 20.2 |  | 16675 | [7 empty] | LBNL
|  |  |  | 1.5 |  | 20.5 |  | 8595 | [7 empty] | LBNL
|  |  |  | 1 |  | 16 |  | 5805 | [7 empty] | LBNL
|  |  |  | 2.37 |  | 21 |  | 5900 | [7 empty] | LBNL
|  |  |  | 1.83 |  | 18 |  | 24377 | [7 empty] | LBNL
|  |  |  | 2.88 |  | 14 |  | 21725 | [7 empty] | LBNL
|  |  |  | 1.5 |  | 20.5 |  | 14407 | [7 empty] | LBNL
|  |  |  | 1.83 |  | 20 |  | 14407 | [7 empty] | LBNL
|  |  |  | 1.42 |  | 21 |  | 7500 | [7 empty] | LBNL
|  |  |  | 1.67 |  | 16 |  | 10044 | [7 empty] | LBNL
|  |  |  | 1.9 |  | 18 |  | 14311 | [7 empty] | LBNL
|  |  |  | 3.38 |  | 19.7 |  | 15523 | [7 empty] | LBNL
|  |  |  | 1.43 |  | 21 |  | 6867 | [7 empty] | LBNL
|  |  |  | 2.37 |  | 19 |  | 15519 | [7 empty] | LBNL
|  |  |  | 1.5 |  | 20 |  | 15519 | [7 empty] | LBNL
|  |  |  | 3.12 |  | 15.2 |  | 16965 | [7 empty] | LBNL
|  |  |  | 3.38 |  | 19.7 |  | 23129.52 | [7 empty] | LBNL
|  |  |  | 1 |  | 20.2 |  | 18527 | [7 empty] | LBNL
|  |  |  | 1.83 |  | 20 |  | 13970.86 | [7 empty] | LBNL
|  |  |  | 2.25 |  | 18 |  | 16825 | [7 empty] | LBNL
|  |  |  | 2.95 |  | 19.2 |  | 6555 | [7 empty] | LBNL
|  |  |  | 1.83 |  | 18 |  | 37032 | [7 empty] | LBNL
|  |  |  | 2 |  | 18 |  | 37032 | [7 empty] | LBNL
|  |  |  | 2.37 |  | 19 |  | 13885 | [7 empty] | LBNL
|  |  |  | 2.95 |  | 19.2 |  | 16509.25 | [7 empty] | LBNL
|  |  |  | 4 |  | 16 |  | 43842 | [7 empty] | LBNL
|  |  |  | 3.92 |  | 20.2 |  | 15384.19 | [7 empty] | LBNL
|  |  |  | 1.58 |  | 18 |  | 9910 | [7 empty] | LBNL
|  |  |  | 3.38 |  | 19.7 |  | 13461.02 | [7 empty] | LBNL
|  |  |  | 2 |  | 18 |  | 66218 | [7 empty] | LBNL
|  |  |  | 3.38 |  | 19.7 |  | 29740 | [7 empty] | LBNL
|  |  |  | 2.78 |  | 16 |  | 43949 | [7 empty] | LBNL
|  |  |  | 1.43 |  | 16 |  | 43949 | [7 empty] | LBNL
|  |  |  | 2 |  | 19 |  | 42937 | [7 empty] | LBNL
|  |  |  | 1.5 |  | 19.7 |  | 42937 | [7 empty] | LBNL
|  |  |  | 1 |  | 17 |  | 8091.01 | [7 empty] | LBNL
|  |  |  | 3 |  | 16 |  | 32208.87 | [7 empty] | LBNL
|  |  |  | 3.21 |  | 17.45 |  | 19992 | [7 empty] | LBNL
|  |  |  | 1.5 |  | 20 |  | 20916 | [7 empty] | LBNL
|  |  |  | 1.83 |  | 20 |  | 20916 | [7 empty] | LBNL
|  |  |  | 2 |  | 20 |  | 15044.77 | [7 empty] | LBNL
|  |  |  | 2.25 |  | 18 |  | 11514 | [7 empty] | LBNL
|  |  |  | 2.78 |  | 16 |  | 18980 | [7 empty] | LBNL
|  |  |  | 2.75 |  | 16 |  | 16200 | [7 empty] | LBNL
|  |  |  | 2.95 |  | 19.2 |  | 19830 | [7 empty] | LBNL
|  |  |  | 2.9 |  | 17.6 |  | 18880 | [7 empty] | LBNL
|  |  |  | 1.83 |  | 20 |  | 11075 | [7 empty] | LBNL
|  |  |  | 3.79 |  | 17 |  | 16600 | [7 empty] | LBNL
|  |  |  | 4 |  | 14.7 |  | 13644.5 | [7 empty] | LBNL
|  |  |  | 1 |  | 20.2 |  | 34562 | [7 empty] | LBNL
|  |  |  | 1 |  | 20.2 |  | 34562 | [7 empty] | LBNL
|  |  |  | 5 |  | 17.8 |  | 29401 | [7 empty] | LBNL
|  |  |  | 2.32 |  | 17.6 |  | 29936 | [7 empty] | LBNL
|  |  |  | 2 |  | 21 |  | 22065.36 | [7 empty] | LBNL
|  |  |  | 3 |  | 16 |  | 24857 | [7 empty] | LBNL
|  |  |  | 3.79 |  | 17 |  | 18531 | [7 empty] | LBNL
|  |  |  | 1.9 |  | 18 |  | 12000 | [7 empty] | LBNL
|  |  |  | 1.77 |  | 17 |  | 4100 | [7 empty] | LBNL
|  |  |  | 1.83 |  | 19 |  | 12780 | [7 empty] | LBNL
|  |  |  | 2 |  | 18 |  | 27540 | [7 empty] | LBNL
|  |  |  | 2.25 |  | 18 |  | 18953 | [7 empty] | LBNL
|  |  |  | 2.95 |  | 19.2 |  | 15840 | [7 empty] | LBNL
|  |  |  | 2.28 |  | 16.2 |  | 27050 | [7 empty] | LBNL
|  |  |  | 2 |  | 18 |  | 28992 | [7 empty] | LBNL
|  |  |  | 2.25 |  | 18 |  | 28050 | [7 empty] | LBNL
|  |  |  | 2.37 |  | 19 |  | 16592.51 | [7 empty] | LBNL
|  |  |  | 3.21 |  | 17.45 |  | 19450 | [7 empty] | LBNL
|  |  |  | 2.95 |  | 19.2 |  | 15300 | [7 empty] | LBNL
|  |  |  | 2 |  | 18 |  | 26749 | [7 empty] | LBNL
|  |  |  | 2.85 |  | 15.5 |  | 13500 | [7 empty] | LBNL
|  |  |  | 3.79 |  | 16 |  | 60000 | [7 empty] | LBNL
|  |  |  | 4 |  | 22.4 |  | 14500 | [7 empty] | LBNL
|  |  |  | 1.5 |  | 22 |  | 28798 | [7 empty] | LBNL
|  |  |  | 2.25 |  | 18 |  | 28798 | [7 empty] | LBNL
|  |  |  | 2.37 |  | 21 |  | 13000 | [7 empty] | LBNL
|  |  |  | 0.75 |  | 17 |  | 6443.79 | [7 empty] | LBNL
|  |  |  | 3.5 |  | 18 |  | 6443.79 | [7 empty] | LBNL
|  |  |  | 1.67 |  | 16 |  | 10500 | [7 empty] | LBNL
|  |  |  | 0.75 |  | 19.4 |  | 12750 | [7 empty] | LBNL
|  |  |  | 2.37 |  | 17 |  | 26239 | [7 empty] | LBNL
|  |  |  | 1.87 |  | 16 |  | 3841.08 | [7 empty] | LBNL
|  |  |  | 2.93 |  | 18 |  | 43175 | [7 empty] | LBNL
|  |  |  | 3.5 |  | 17.6 |  | 21429 | [7 empty] | LBNL
|  |  |  | 2.93 |  | 18 |  | 43175 | [7 empty] | LBNL
|  |  |  | 3.38 |  | 19.7 |  | 13944 | [7 empty] | LBNL
|  |  |  | 3.5 |  | 18 |  | 18637 | [7 empty] | LBNL
|  |  |  | 0.75 |  | 17 |  | 6500 | [7 empty] | LBNL
|  |  |  | 1 |  | 20 |  | 3175 | [7 empty] | LBNL
|  |  |  | 2.78 |  | 16 |  | 19950 | [7 empty] | LBNL
|  |  |  | 2.93 |  | 18 |  | 32420 | [7 empty] | LBNL
|  |  |  | 2.25 |  | 18 |  | 55204 | [7 empty] | LBNL
|  |  |  | 2 |  | 18 |  | 55204 | [7 empty] | LBNL
|  |  |  | 1.83 |  | 20 |  | 8156 | [7 empty] | LBNL
|  |  |  | 3 |  | 16.5 |  | 12010 | [7 empty] | LBNL
|  |  |  | 1.5 |  | 16 |  | 43764 | [7 empty] | LBNL
|  |  |  | 3.75 |  | 19.7 |  | 43764 | [7 empty] | LBNL
|  |  |  | 1.5 |  | 21 |  | 9290 | [7 empty] | LBNL
|  |  |  | 1.83 |  | 16 |  | 5420 | [7 empty] | LBNL
|  |  |  | 2.28 |  | 16.2 |  | 15874 | [7 empty] | LBNL
|  |  |  | 3 |  | 16.5 |  | 28295 | [7 empty] | LBNL
|  |  |  | 2.78 |  | 16 |  | 15033 | [7 empty] | LBNL
|  |  |  | 2 |  | 23 |  | 9945 | [7 empty] | LBNL
|  |  |  | 2.25 |  | 18 |  | 16049.43 | [7 empty] | LBNL
|  |  |  | 3.92 |  | 20.2 |  | 26684.6 | [7 empty] | LBNL
|  |  |  | 1.77 |  | 17 |  | 6241.84 | [7 empty] | LBNL
|  |  |  | 1.58 |  | 19.6 |  | 17395 | [7 empty] | LBNL
|  |  |  | 2.28 |  | 16.2 |  | 24213 | [7 empty] | LBNL
|  |  |  | 1.83 |  | 20 |  | 24213 | [7 empty] | LBNL
|  |  |  | 4 |  | 18 |  | 27785 | [7 empty] | LBNL
|  |  |  | 2 |  | 18 |  | 12726 | [7 empty] | LBNL
|  |  |  | 1.83 |  | 18 |  | 14208.51 | [7 empty] | LBNL
|  |  |  | 1.73 |  | 20 |  | 17285 | [7 empty] | LBNL
|  |  |  | 2.78 |  | 16 |  | 36100 | [7 empty] | LBNL
|  |  |  | 1.5 |  | 17 |  | 9086.99 | [7 empty] | LBNL
|  |  |  | 1.5 |  | 17 |  | 9220.78 | [7 empty] | LBNL
|  |  |  | 1.5 |  | 17 |  | 7116.73 | [7 empty] | LBNL
|  |  |  | 3.38 |  | 19.7 |  | 36100 | [7 empty] | LBNL
|  |  |  | 2.37 |  | 19 |  | 64292 | [7 empty] | LBNL
|  |  |  | 2 |  | 18 |  | 9038.4 | [7 empty] | LBNL
|  |  |  | 2.37 |  | 19 |  | 32736 | [7 empty] | LBNL
|  |  |  | 1.5 |  | 21 |  | 41862 | [7 empty] | LBNL
|  |  |  | 2 |  | 18 |  | 22119 | [7 empty] | LBNL
|  |  |  | 2.87 |  | 16 |  | 32736 | [7 empty] | LBNL
|  |  |  | 2.25 |  | 18 |  | 18378.44 | [7 empty] | LBNL
|  |  |  | 2.83 |  | 21 |  | 22550 | [7 empty] | LBNL
|  |  |  | 1.97 |  | 16 |  | 32000 | [7 empty] | LBNL
|  |  |  | 4 |  | 19 |  | 13000 | [7 empty] | LBNL
|  |  |  | 3 |  | 17.7 |  | 16953 | [7 empty] | LBNL
|  |  |  | 1.67 |  | 16 |  | 9222 | [7 empty] | LBNL
|  |  |  | 1.83 |  | 20 |  | 13065 | [7 empty] | LBNL
|  |  |  | 3.38 |  | 19.7 |  | 34948 | [7 empty] | LBNL
|  |  |  | 1 |  | 17 |  | 7618 | [7 empty] | LBNL
|  |  |  | 2.9 |  | 17.6 |  | 17000 | [7 empty] | LBNL
|  |  |  | 2.87 |  | 16 |  | 17121 | [7 empty] | LBNL
|  |  |  | 2 |  | 17.5 |  | Removed during QA | [7 empty] | LBNL
|  |  |  | 2.95 |  | 19.2 |  | 14408.85 | [7 empty] | LBNL
|  |  |  | 3.5 |  | 16.1 |  | 23982.5 | [7 empty] | LBNL
|  |  |  | 1.87 |  | 16 |  | 8294.5 | [7 empty] | LBNL
|  |  |  | 1.5 |  | 20 |  | 12467.71 | [7 empty] | LBNL
|  |  |  | 1 |  | 17 |  | 4120.56 | [7 empty] | LBNL
|  |  |  | 2.78 |  | 16 |  | 25700.42 | [7 empty] | LBNL
|  |  |  | 1.5 |  | 20 |  | 25700.42 | [7 empty] | LBNL
|  |  |  | 2.78 |  | 16 |  | 13968 | [7 empty] | LBNL
|  |  |  | 1.83 |  | 20 |  | 19398 | [7 empty] | LBNL
|  |  |  | 2.5 |  | 23.8 |  | 16205.35 | [7 empty] | LBNL
|  |  |  | 2.5 |  | 18.5 |  | 18627.5 | [7 empty] | LBNL
|  |  |  | 2.25 |  | 18 |  | 18500 | [7 empty] | LBNL
|  |  |  | 2.85 |  | 16 |  | 20145 | [7 empty] | LBNL
|  |  |  | 4.5 |  | 17.1 |  | 19311.94 | [7 empty] | LBNL
|  |  |  | 1.97 |  | 16 |  | 9500 | [7 empty] | LBNL
|  |  |  | 4 |  | 16.5 |  | 15280 | [7 empty] | LBNL
|  |  |  | 5 |  | 19.5 |  | 13625 | [7 empty] | LBNL
|  |  |  | 1.83 |  | 20 |  | 5400 | [7 empty] | LBNL
|  |  |  | 2 |  | 16 |  | 16368 | [7 empty] | LBNL
|  |  |  | 1.45 |  | 16 |  | 6641 | [7 empty] | LBNL
|  |  |  | 2.87 |  | 16 |  | 18078 | [7 empty] | LBNL
|  |  |  | 3 |  | 16.5 |  | 16214.83 | [7 empty] | LBNL
|  |  |  | 2 |  | 17.5 |  | 18718.96 | [7 empty] | LBNL
|  |  |  | 3.5 |  | 15.3 |  | 21172 | [7 empty] | LBNL
|  |  |  | 2.25 |  | 18 |  | 19396.03 | [7 empty] | LBNL
|  |  |  | 3.38 |  | 19.7 |  | 22798.67 | [7 empty] | LBNL
|  |  |  | 2 |  | 18 |  | 18206.02 | [7 empty] | LBNL
|  |  |  | 3.38 |  | 19.7 |  | 14885 | [7 empty] | LBNL
|  |  |  | 4 |  | 16 |  | 24000 | [7 empty] | LBNL
|  |  |  | 1.83 |  | 20 |  | 15125 | [7 empty] | LBNL
|  |  |  | 3 |  | 16.5 |  | 23800 | [7 empty] | LBNL
|  |  |  | 2.37 |  | 16 |  | 22550 | [7 empty] | LBNL
|  |  |  | 3 |  | 17.7 |  | 16601 | [7 empty] | LBNL
|  |  |  | 2.78 |  | 16 |  | 39100 | [7 empty] | LBNL
|  |  |  | 2.37 |  | 19 |  | 14446 | [7 empty] | LBNL
|  |  |  | 1.5 |  | 18 |  | 11900 | [7 empty] | LBNL
|  |  |  | 2 |  | 21 |  | 15558.76 | [7 empty] | LBNL
|  |  |  | 0.92 |  | 17 |  | 5848.2 | [7 empty] | LBNL
|  |  |  | 1 |  | 16 |  | 4450 | [7 empty] | LBNL
|  |  |  | 3 |  | 19.7 |  | 14000 | [7 empty] | LBNL
|  |  |  | 2.28 |  | 16.2 |  | 12894.24 | [7 empty] | LBNL
|  |  |  | 3.12 |  | 15.2 |  | 18951 | [7 empty] | LBNL
|  |  |  | 0.75 |  | 24.6 |  | 4980.55 | [7 empty] | LBNL
|  |  |  | 2.75 |  | 16 |  | 26250.64 | [7 empty] | LBNL
|  |  |  | 4 |  | 16 |  | 13590 | [7 empty] | LBNL
|  |  |  | 2.25 |  | 18 |  | 24728.5 | [7 empty] | LBNL
|  |  |  | 2.33 |  | 23 |  | 16700 | [7 empty] | LBNL
|  |  |  | 0.73 |  | 17 |  | 16765 | [7 empty] | LBNL
|  |  |  | 2.75 |  | 16 |  | 23927.5 | [7 empty] | LBNL
|  |  |  | 5 |  | 18.25 |  | 39801.54 | [7 empty] | LBNL
|  |  |  | 2 |  | 23 |  | 12800 | [7 empty] | LBNL
|  |  |  | 2.78 |  | 16 |  | 15885 | [7 empty] | LBNL
|  |  |  | 3 |  | 19.3 |  | 16054.5 | [7 empty] | LBNL
|  |  |  | 3.21 |  | 17.45 |  | 12894 | [7 empty] | LBNL
|  |  |  | 4 |  | 22.4 |  | 20998.54 | [7 empty] | LBNL
|  |  |  | 3.38 |  | 19.7 |  | 27070 | [7 empty] | LBNL
|  |  |  | 2.87 |  | 16 |  | 18226 | [7 empty] | LBNL
|  |  |  | 2.95 |  | 19.2 |  | 22655.75 | [7 empty] | LBNL
|  |  |  | 4.5 |  | 17.1 |  | 24836 | [7 empty] | LBNL
|  |  |  | 2.78 |  | 16 |  | 19174 | [7 empty] | LBNL
|  |  |  | 3 |  | 17.8 |  | 17513 | [7 empty] | LBNL
|  |  |  | 3 |  | 17.5 |  | 18494.365 | [7 empty] | LBNL
|  |  |  | 1.97 |  | 16 |  | 13233.81 | [7 empty] | LBNL
|  |  |  | 4 |  | 22.4 |  | 22456.35 | [7 empty] | LBNL
|  |  |  | 4 |  | 16 |  | 24655 | [7 empty] | LBNL
|  |  |  | 2.25 |  | 18 |  | 18305 | [7 empty] | LBNL
|  |  |  | 3 |  | 16.5 |  | 10985 | [7 empty] | LBNL
|  |  |  | 1.5 |  | 22.5 |  | 19515 | [7 empty] | LBNL
|  |  |  | 3 |  | 17.8 |  | 18729 | [7 empty] | LBNL
|  |  |  | 3 |  | 18 |  | 21559 | [7 empty] | LBNL
|  |  |  | 1 |  | 20 |  | 4750 | [7 empty] | LBNL
|  |  |  | 4 |  | 16.5 |  | 22412.8 | [7 empty] | LBNL
|  |  |  | 4 |  | 16.5 |  | 25342.81 | [7 empty] | LBNL
|  |  |  | 1 |  | 23.1 |  | 5640 | [7 empty] | LBNL
|  |  |  | 2.25 |  | 15 |  | 22969 | [7 empty] | LBNL
|  |  |  | 1.83 |  | 20 |  | 42688 | [7 empty] | LBNL
|  |  |  | 3.21 |  | 17.45 |  | 20600 | [7 empty] | LBNL
|  |  |  | 3.5 |  | 18 |  | 21429 | [7 empty] | LBNL
|  |  |  | 2.78 |  | 16 |  | 19861 | [7 empty] | LBNL
|  |  |  | 3.21 |  | 17.45 |  | 23517 | [7 empty] | LBNL
|  |  |  | 2.78 |  | 16 |  | 25364 | [7 empty] | LBNL
|  |  |  | 3.38 |  | 19.7 |  | 21990 | [7 empty] | LBNL
|  |  |  | 3.5 |  | 17.6 |  | 22735.04 | [7 empty] | LBNL
|  |  |  | 2.78 |  | 16 |  | 23818 | [7 empty] | LBNL
|  |  |  | 3.38 |  | 19.7 |  | 11536 | [7 empty] | LBNL
|  |  |  | 2.33 |  | 23 |  | 12963 | [7 empty] | LBNL
|  |  |  | 2.78 |  | 16 |  | 21270 | [7 empty] | LBNL
|  |  |  | 5 |  | 17.6 |  | 18970 | [7 empty] | LBNL
|  |  |  | 2.37 |  | 19 |  | 33588 | [7 empty] | LBNL
|  |  |  | 2 |  | 18 |  | 13117 | [7 empty] | LBNL
|  |  |  | 2.5 |  | 23.8 |  | 15443.12 | [7 empty] | LBNL
|  |  |  | 1.83 |  | 19 |  | 31805 | [7 empty] | LBNL
|  |  |  | 2.37 |  | 19 |  | 9898 | [7 empty] | LBNL
|  |  |  | 3.38 |  | 19.7 |  | 22884 | [7 empty] | LBNL
|  |  |  | 3.38 |  | 19.7 |  | 24446 | [7 empty] | LBNL
|  |  |  | 2.78 |  | 16 |  | 21585 | [7 empty] | LBNL
|  |  |  | 1.83 |  | 18 |  | 10895.22 | [7 empty] | LBNL
|  |  |  | 2.33 |  | 23 |  | 14777 | [7 empty] | LBNL
|  |  |  | 3 |  | 20.47 |  | 20633 | [7 empty] | LBNL
|  |  |  | 3 |  | 17.7 |  | 16000 | [7 empty] | LBNL
|  |  |  | 1.42 |  | 17 |  | 14393 | [7 empty] | LBNL
|  |  |  | 3.92 |  | 20.2 |  | 21336 | [7 empty] | LBNL
|  |  |  | 1.87 |  | 20.5 |  | 32000 | [7 empty] | LBNL
|  |  |  | 3.92 |  | 20.2 |  | 20863 | [7 empty] | LBNL
|  |  |  | 2 |  | 18 |  | 16000 | [7 empty] | LBNL
|  |  |  | 1.5 |  | 17 |  | 5015 | [7 empty] | LBNL
|  |  |  | 3 |  | 22.5 |  | 17516 | [7 empty] | LBNL
|  |  |  | 1.5 |  | 18 |  | 9865 | [7 empty] | LBNL
|  |  |  | 2.33 |  | 18.2 |  | 13560 | [7 empty] | LBNL
|  |  |  | 3.21 |  | 17.45 |  | 11557 | [7 empty] | LBNL
|  |  |  | 1.9 |  | 18 |  | 8440 | [7 empty] | LBNL
|  |  |  | 3.12 |  | 15.2 |  | 18400 | [7 empty] | LBNL
|  |  |  | 1.83 |  | 18 |  | 11893.63 | [7 empty] | LBNL
|  |  |  | 2.25 |  | 18 |  | 28050 | [7 empty] | LBNL
|  |  |  | 2.78 |  | 16 |  | 16858.72 | [7 empty] | LBNL
|  |  |  | 2 |  | 18 |  | 19754 | [7 empty] | LBNL
|  |  |  | 1 |  | 17 |  | 4337 | [7 empty] | LBNL
|  |  |  | 1.67 |  | 16 |  | 10924 | [7 empty] | LBNL
|  |  |  | 4 |  | 16 |  | 20227 | [7 empty] | LBNL
|  |  |  | 3.38 |  | 19.7 |  | 29460 | [7 empty] | LBNL
|  |  |  | 3 |  | 17.7 |  | 11000 | [7 empty] | LBNL
|  |  |  | 3 |  | 17.8 |  | 15843 | [7 empty] | LBNL
|  |  |  | 1.77 |  | 17 |  | 5990 | [7 empty] | LBNL
|  |  |  | 5 |  | 17.6 |  | 18937 | [7 empty] | LBNL
|  |  |  | 4 |  | 17.8 |  | 16907 | [7 empty] | LBNL
|  |  |  | 3.12 |  | 15.2 |  | 39460 | [7 empty] | LBNL
|  |  |  | 2.33 |  | 23 |  | 17671 | [7 empty] | LBNL
|  |  |  | 0.75 |  | 24.6 |  | 32754 | [7 empty] | LBNL
|  |  |  | 2 |  | 20.7 |  | 4950 | [7 empty] | LBNL
|  |  |  | 2.78 |  | 16 |  | 15900 | [7 empty] | LBNL
|  |  |  | 1.5 |  | 17 |  | 9270 | [7 empty] | LBNL
|  |  |  | 1.43 |  | 18 |  | 3832.48 | [7 empty] | LBNL
|  |  |  | 2.32 |  | 17.6 |  | 9000 | [7 empty] | LBNL
|  |  |  | 4 |  | 16.5 |  | 15563.6 | [7 empty] | LBNL
|  |  |  | 1.5 |  | 20 |  | 5000 | [7 empty] | LBNL
|  |  |  | 3 |  | 18.1 |  | 20343 | [7 empty] | LBNL
|  |  |  | 0.9 |  | 18 |  | 4000 | [7 empty] | LBNL
|  |  |  | 1.43 |  | 16 |  | 9625 | [7 empty] | LBNL
|  |  |  | 2 |  | 18 |  | 10000 | [7 empty] | LBNL
|  |  |  | 1.5 |  | 18 |  | 5562 | [7 empty] | LBNL
|  |  |  | 2 |  | 18 |  | 20436 | [7 empty] | LBNL
|  |  |  | 2 |  | 18 |  | 15888 | [7 empty] | LBNL
|  |  |  | 2.25 |  | 18 |  | 17122 | [7 empty] | LBNL
|  |  |  | 3 |  | 18 |  | 16045 | [7 empty] | LBNL
|  |  |  | 4 |  | 16 |  | 16385 | [7 empty] | LBNL
|  |  |  | 3.12 |  | 15.2 |  | 17082 | [7 empty] | LBNL
|  |  |  | 1.58 |  | 18 |  | 10000 | [7 empty] | LBNL
|  |  |  | 2.95 |  | 19.2 |  | 20292.23 | [7 empty] | LBNL
|  |  |  | 2 |  | 18 |  | 10961 | [7 empty] | LBNL
|  |  |  | 1.83 |  | 20 |  | 9100 | [7 empty] | LBNL
|  |  |  | 2.78 |  | 16 |  | 17259 | [7 empty] | LBNL
|  |  |  | 1.83 |  | 20 |  | 10573 | [7 empty] | LBNL
|  |  |  | 2.78 |  | 16 |  | 20595 | [7 empty] | LBNL
|  |  |  | 3.5 |  | 18 |  | 15865 | [7 empty] | LBNL
|  |  |  | 5 |  | 17 |  | 23517 | [7 empty] | LBNL
|  |  |  | 4 |  | 22.4 |  | 26693 | [7 empty] | LBNL
|  |  |  | 2.33 |  | 23 |  | 18093 | [7 empty] | LBNL
|  |  |  | 2.95 |  | 19.2 |  | 16984 | [7 empty] | LBNL
|  |  |  | 1.67 |  | 16 |  | 9678 | [7 empty] | LBNL
|  |  |  | 3.38 |  | 19.7 |  | 22270 | [7 empty] | LBNL
|  |  |  | 2.87 |  | 16 |  | 16000 | [7 empty] | LBNL
|  |  |  | 2.9 |  | 17.6 |  | 9674 | [7 empty] | LBNL
|  |  |  | 2.32 |  | 17.6 |  | 23326 | [7 empty] | LBNL
|  |  |  | 4 |  | 22.4 |  | 19085 | [7 empty] | LBNL
|  |  |  | 2.25 |  | 18 |  | 17906 | [7 empty] | LBNL
|  |  |  | 4 |  | 22.4 |  | 15885 | [7 empty] | LBNL
|  |  |  | 4 |  | 20 |  | 43730.48 | [7 empty] | LBNL
|  |  |  | 3.38 |  | 19.7 |  | 17200 | [7 empty] | LBNL
|  |  |  | 3 |  | 17.7 |  | 5850 | [7 empty] | LBNL
|  |  |  | 2 |  | 18 |  | 12850 | [7 empty] | LBNL
|  |  |  | 2 |  | 18 |  | 31774 | [7 empty] | LBNL
|  |  |  | 1 |  | 23.1 |  | 5751.6 | [7 empty] | LBNL
|  |  |  | 2.95 |  | 19.2 |  | 10457 | [7 empty] | LBNL
|  |  |  | 1.43 |  | 20.2 |  | 14667 | [7 empty] | LBNL
|  |  |  | 3.38 |  | 19.7 |  | 26316 | [7 empty] | LBNL
|  |  |  | 1 |  | 21.9 |  | 19323 | [7 empty] | LBNL
|  |  |  | 3 |  | 17.7 |  | 15342.84 | [7 empty] | LBNL
|  |  |  | 2.25 |  | 18 |  | 20080.5 | [7 empty] | LBNL
|  |  |  | 2.93 |  | 15.85 |  | 14205 | [7 empty] | LBNL
|  |  |  | 3.5 |  | 17.6 |  | 18226.72 | [7 empty] | LBNL
|  |  |  | 1.67 |  | 16 |  | 9395 | [7 empty] | LBNL
|  |  |  | 1.17 |  | 21.6 |  | 9790 | [7 empty] | LBNL
|  |  |  | 1 |  | 19.8 |  | 8111 | [7 empty] | LBNL
|  |  |  | 2.75 |  | 16 |  | 39460 | [7 empty] | LBNL
|  |  |  | 2 |  | 18 |  | 24255 | [7 empty] | LBNL
|  |  |  | 3 |  | 22.5 |  | 28185 | [7 empty] | LBNL
|  |  |  | 1.5 |  | 20 |  | 9500 | [7 empty] | LBNL
|  |  |  | 1.83 |  | 20 |  | 15552.13 | [7 empty] | LBNL
|  |  |  | 3.5 |  | 17.6 |  | 15802 | [7 empty] | LBNL
|  |  |  | 3 |  | 18 |  | 11520 | [7 empty] | LBNL
|  |  |  | 5 |  | 18.85 |  | 26175 | [7 empty] | LBNL
|  |  |  | 1.83 |  | 20 |  | 15262 | [7 empty] | LBNL
|  |  |  | 2.25 |  | 18 |  | 18732 | [7 empty] | LBNL
|  |  |  | 2.95 |  | 19.2 |  | 9995 | [7 empty] | LBNL
|  |  |  | 2 |  | 21 |  | 17107.79 | [7 empty] | LBNL
|  |  |  | 1.83 |  | 18 |  | 33159 | [7 empty] | LBNL
|  |  |  | 3.38 |  | 19.7 |  | 31366.02 | [7 empty] | LBNL
|  |  |  | 3 |  | 22.5 |  | 20860 | [7 empty] | LBNL
|  |  |  | 2.25 |  | 18 |  | 16334 | [7 empty] | LBNL
|  |  |  | 1 |  | 18 |  | 9687 | [7 empty] | LBNL
|  |  |  | 0.75 |  | 24.6 |  | 19951.5 | [7 empty] | LBNL
|  |  |  | 4 |  | 17.8 |  | 21513 | [7 empty] | LBNL
|  |  |  | 1.83 |  | 20 |  | 16391 | [7 empty] | LBNL
|  |  |  | 1.5 |  | 20.5 |  | 6320.49 | [7 empty] | LBNL
|  |  |  | 4 |  | 16 |  | 31515.37 | [7 empty] | LBNL
|  |  |  | 1.83 |  | 20 |  | 9321.49 | [7 empty] | LBNL
|  |  |  | 2.78 |  | 16 |  | 20839.37 | [7 empty] | LBNL
|  |  |  | 5 |  | 17 |  | 29000 | [7 empty] | LBNL
|  |  |  | 3 |  | 19.1 |  | 24483.16 | [7 empty] | LBNL
|  |  |  | 2 |  | 18 |  | 22867 | [7 empty] | LBNL
|  |  |  | 2.78 |  | 16 |  | 14445.22 | [7 empty] | LBNL
|  |  |  | 2.78 |  | 16 |  | 13940.54 | [7 empty] | LBNL
|  |  |  | 2.25 |  | 15 |  | 11430 | [7 empty] | LBNL
|  |  |  | 2.25 |  | 18 |  | 26459 | [7 empty] | LBNL
|  |  |  | 1 |  | 17 |  | 4500 | [7 empty] | LBNL
|  |  |  | 3.12 |  | 15.2 |  | 22000 | [7 empty] | LBNL
|  |  |  | 1 |  | 25.5 |  | 6208 | [7 empty] | LBNL
|  |  |  | 5 |  | 17 |  | 30770.7 | [7 empty] | LBNL
|  |  |  | 1 |  | 16 |  | 40906 | [7 empty] | LBNL
|  |  |  | 1.9 |  | 18 |  | 16700 | [7 empty] | LBNL
|  |  |  | 1.43 |  | 16 |  | 14130.38 | [7 empty] | LBNL
|  |  |  | 1.17 |  | 21.6 |  | 4242.93 | [7 empty] | LBNL
|  |  |  | 1.5 |  | 20.5 |  | 5098.86 | [7 empty] | LBNL
|  |  |  | 2.95 |  | 19.2 |  | 29666 | [7 empty] | LBNL
|  |  |  | 1.82 |  | 18.6 |  | 14578 | [7 empty] | LBNL
|  |  |  | 2.95 |  | 19.2 |  | 23529 | [7 empty] | LBNL
|  |  |  | 1.5 |  | 22.3 |  | 12798 | [7 empty] | LBNL
|  |  |  | 1.43 |  | 16 |  | 8681 | [7 empty] | LBNL
|  |  |  | 5 |  | 17 |  | 35180 | [7 empty] | LBNL
|  |  |  | 2.78 |  | 16 |  | 17298 | [7 empty] | LBNL
|  |  |  | 2.95 |  | 19.2 |  | 25134.15 | [7 empty] | LBNL
|  |  |  | 0.73 |  | 17 |  | 7009 | [7 empty] | LBNL
|  |  |  | 2.37 |  | 19 |  | 8375 | [7 empty] | LBNL
|  |  |  | 2.9 |  | 17.6 |  | 17921 | [7 empty] | LBNL
|  |  |  | 3.38 |  | 19.7 |  | 17155 | [7 empty] | LBNL
|  |  |  | 2.78 |  | 16 |  | 18650 | [7 empty] | LBNL
|  |  |  | 3 |  | 17.7 |  | 27053 | [7 empty] | LBNL
|  |  |  | 2.88 |  | 14 |  | 11246 | [7 empty] | LBNL
|  |  |  | 1.83 |  | 20 |  | 7000 | [7 empty] | LBNL
|  |  |  | 1 |  | 17 |  | 5939 | [7 empty] | LBNL
|  |  |  | 3 |  | 17.7 |  | 14737 | [7 empty] | LBNL
|  |  |  | 0.75 |  | 16 |  | 5958.23 | [7 empty] | LBNL
|  |  |  | 1.77 |  | 17 |  | 20012 | [7 empty] | LBNL
|  |  |  | 1.42 |  | 17 |  | 7905 | [7 empty] | LBNL
|  |  |  | 2.87 |  | 16 |  | 15382 | [7 empty] | LBNL
|  |  |  | 4.79 |  | 18 |  | 42522 | [7 empty] | LBNL
|  |  |  | 4 |  | 17.8 |  | 18876 | [7 empty] | LBNL
|  |  |  | 1 |  | 17 |  | 8473.26 | [7 empty] | LBNL
|  |  |  | 1.5 |  | 20 |  | 8473.26 | [7 empty] | LBNL
|  |  |  | 3 |  | 16 |  | 13233.88 | [7 empty] | LBNL
|  |  |  | 5 |  | 17.6 |  | 27396 | [7 empty] | LBNL
|  |  |  | 3 |  | 17.8 |  | 17738 | [7 empty] | LBNL
|  |  |  | 1.25 |  | 19.2 |  | 5275.45 | [7 empty] | LBNL
|  |  |  | 2.83 |  | 16 |  | 9500 | [7 empty] | LBNL
|  |  |  | 2.95 |  | 19.2 |  | 8975 | [7 empty] | LBNL
|  |  |  | 2.25 |  | 15 |  | 30026 | [7 empty] | LBNL
|  |  |  | 2.37 |  | 19 |  | 10650 | [7 empty] | LBNL
|  |  |  | 3.38 |  | 19.7 |  | 15200 | [7 empty] | LBNL
|  |  |  | 1.87 |  | 20.5 |  | 5400 | [7 empty] | LBNL
|  |  |  | 2.37 |  | 16 |  | 12894 | [7 empty] | LBNL
|  |  |  | 1.58 |  | 18 |  | 29500 | [7 empty] | LBNL
|  |  |  | 2.37 |  | 16 |  | 12320 | [7 empty] | LBNL
|  |  |  | 3.75 |  | 19.7 |  | 27790.96 | [7 empty] | LBNL
|  |  |  | 2.25 |  | 18 |  | 18711.37 | [7 empty] | LBNL
|  |  |  | 4 |  | 22.4 |  | 21000 | [7 empty] | LBNL
|  |  |  | 2.25 |  | 18 |  | 14506.5 | [7 empty] | LBNL
|  |  |  | 3 |  | 16.7 |  | 22415 | [7 empty] | LBNL
|  |  |  | 2.95 |  | 19.2 |  | 18953 | [7 empty] | LBNL
|  |  |  | 1.83 |  | 20 |  | 17650 | [7 empty] | LBNL
|  |  |  | 3.5 |  | 18 |  | 19150 | [7 empty] | LBNL
|  |  |  | 1.58 |  | 18 |  | 6364.48 | [7 empty] | LBNL
|  |  |  | 2.95 |  | 19.2 |  | 16947 | [7 empty] | LBNL
|  |  |  | 2.78 |  | 16 |  | 12181 | [7 empty] | LBNL
|  |  |  | 2.25 |  | 18 |  | 48033 | [7 empty] | LBNL
|  |  |  | 1.83 |  | 20 |  | 48033 | [7 empty] | LBNL
|  |  |  | 3.92 |  | 20.2 |  | 20000 | [7 empty] | LBNL
|  |  |  | 2 |  | 18 |  | 22548 | [7 empty] | LBNL
|  |  |  | 1.17 |  | 21.6 |  | 7000 | [7 empty] | LBNL
|  |  |  | 2.87 |  | 16 |  | 17421 | [7 empty] | LBNL
|  |  |  | 1.83 |  | 20 |  | 9418 | [7 empty] | LBNL
|  |  |  | 1 |  | 17 |  | 17970 | [7 empty] | LBNL
|  |  |  | 1.25 |  | 19 |  | 5272 | [7 empty] | LBNL
|  |  |  | 2.95 |  | 19.2 |  | 17430 | [7 empty] | LBNL
|  |  |  | 2.75 |  | 16 |  | 9902 | [7 empty] | LBNL
|  |  |  | 2.25 |  | 18 |  | 15872 | [7 empty] | LBNL
|  |  |  | 1.5 |  | 20.5 |  | 12613 | [7 empty] | LBNL
|  |  |  | 0.75 |  | 24.6 |  | 7398 | [7 empty] | LBNL
|  |  |  | 2.25 |  | 18 |  | 11256 | [7 empty] | LBNL
|  |  |  | 2.87 |  | 16 |  | 20000 | [7 empty] | LBNL
|  |  |  | 2.28 |  | 16.2 |  | 15063 | [7 empty] | LBNL
|  |  |  | 2.95 |  | 19.2 |  | 20884 | [7 empty] | LBNL
|  |  |  | 2.78 |  | 16 |  | 15513.17 | [7 empty] | LBNL
|  |  |  | 2.75 |  | 16 |  | 12934.5 | [7 empty] | LBNL
|  |  |  | 1.5 |  | 19.8 |  | 46265 | [7 empty] | LBNL
|  |  |  | 1 |  | 23.1 |  | 8470 | [7 empty] | LBNL
|  |  |  | 1.67 |  | 16 |  | 8954 | [7 empty] | LBNL
|  |  |  | 2.25 |  | 18 |  | 46265 | [7 empty] | LBNL
|  |  |  | 3.79 |  | 17 |  | 32943 | [7 empty] | LBNL
|  |  |  | 1.83 |  | 20 |  | 15700 | [7 empty] | LBNL
|  |  |  | 1 |  | 17 |  | 8667 | [7 empty] | LBNL
|  |  |  | 2.87 |  | 16 |  | 17540 | [7 empty] | LBNL
|  |  |  | 3.21 |  | 17.45 |  | 20200 | [7 empty] | LBNL
|  |  |  | 3 |  | 19.3 |  | 13050 | [7 empty] | LBNL
|  |  |  | 1 |  | 23.1 |  | 6193.29 | [7 empty] | LBNL
|  |  |  | 3.12 |  | 15.2 |  | 18605 | [7 empty] | LBNL
|  |  |  | 1.43 |  | 16 |  | 12581.28 | [7 empty] | LBNL
|  |  |  | 3.38 |  | 19.7 |  | 27875 | [7 empty] | LBNL
|  |  |  | 1.5 |  | 20.5 |  | 7200 | [7 empty] | LBNL
|  |  |  | 1.5 |  | 18 |  | 58280 | [7 empty] | LBNL
|  |  |  | 2 |  | 18 |  | 58280 | [7 empty] | LBNL
|  |  |  | 2.87 |  | 16 |  | 12581.28 | [7 empty] | LBNL
|  |  |  | 1 |  | 17 |  | 10439.02 | [7 empty] | LBNL
|  |  |  | 3.38 |  | 19.7 |  | 13145.25 | [7 empty] | LBNL
|  |  |  | 1.83 |  | 20 |  | 10439.02 | [7 empty] | LBNL
|  |  |  | 1 |  | 16 |  | 6800 | [7 empty] | LBNL
|  |  |  | 3 |  | 18 |  | 17708 | [7 empty] | LBNL
|  |  |  | 3.38 |  | 19.7 |  | 16348 | [7 empty] | LBNL
|  |  |  | 1.9 |  | 18 |  | 11695 | [7 empty] | LBNL
|  |  |  | 4 |  | 22.4 |  | 39921.04 | [7 empty] | LBNL
|  |  |  | 2.78 |  | 16 |  | 11118.16 | [7 empty] | LBNL
|  |  |  | 1.83 |  | 20 |  | 9616.44 | [7 empty] | LBNL
|  |  |  | 2.95 |  | 19.2 |  | 11247 | [7 empty] | LBNL
|  |  |  | 1.5 |  | 18.9 |  | 13859 | [7 empty] | LBNL
|  |  |  | 5 |  | 17.6 |  | 16641 | [7 empty] | LBNL
|  |  |  | 3 |  | 17.7 |  | 11400 | [7 empty] | LBNL
|  |  |  | 2.87 |  | 16 |  | 14352 | [7 empty] | LBNL
|  |  |  | 3 |  | 22.5 |  | 21204 | [7 empty] | LBNL
|  |  |  | 2.37 |  | 19 |  | 16250 | [7 empty] | LBNL
|  |  |  | 2.78 |  | 16 |  | 18018.68 | [7 empty] | LBNL
|  |  |  | 3 |  | 17.7 |  | 9500 | [7 empty] | LBNL
|  |  |  | 3.5 |  | 16.1 |  | 28154 | [7 empty] | LBNL
|  |  |  | 3 |  | 17.7 |  | 19754 | [7 empty] | LBNL
|  |  |  | 3 |  | 16.5 |  | 15963.82 | [7 empty] | LBNL
|  |  |  | 3 |  | 22.5 |  | 20000 | [7 empty] | LBNL
|  |  |  | 2.9 |  | 17.6 |  | 14523.75 | [7 empty] | LBNL
|  |  |  | 3 |  | 16.5 |  | 33246.05 | [7 empty] | LBNL
|  |  |  | 2.25 |  | 18 |  | 13000 | [7 empty] | LBNL
|  |  |  | 3 |  | 17.8 |  | 16450 | [7 empty] | LBNL
|  |  |  | 2.78 |  | 16 |  | 16995 | [7 empty] | LBNL
|  |  |  | 1 |  | 17 |  | 3214 | [7 empty] | LBNL
|  |  |  | 2.25 |  | 18 |  | 31383 | [7 empty] | LBNL
|  |  |  | 1.83 |  | 20 |  | 12326 | [7 empty] | LBNL
|  |  |  | 2.87 |  | 16 |  | 12265 | [7 empty] | LBNL
|  |  |  | 2.5 |  | 23.8 |  | 16464.77 | [7 empty] | LBNL
|  |  |  | 2.25 |  | 18 |  | 23260 | [7 empty] | LBNL
|  |  |  | 2.67 |  | 19.5 |  | 11597.96 | [7 empty] | LBNL
|  |  |  | 2 |  | 23 |  | 12354 | [7 empty] | LBNL
|  |  |  | 2.67 |  | 19.5 |  | 9972.19 | [7 empty] | LBNL
|  |  |  | 2.93 |  | 15.85 |  | 14206 | [7 empty] | LBNL
|  |  |  | 1.5 |  | 20 |  | 11768.92 | [7 empty] | LBNL
|  |  |  | 1.82 |  | 18.6 |  | 20965 | [7 empty] | LBNL
|  |  |  | 1.43 |  | 18 |  | 49508 | [7 empty] | LBNL
|  |  |  | 2 |  | 17.5 |  | 15624.28 | [7 empty] | LBNL
|  |  |  | 4 |  | 18 |  | 28300 | [7 empty] | LBNL
|  |  |  | 1.5 |  | 18.9 |  | 12977.86 | [7 empty] | LBNL
|  |  |  | 3.79 |  | 17 |  | 19725 | [7 empty] | LBNL
|  |  |  | 2.93 |  | 15.85 |  | 16822 | [7 empty] | LBNL
|  |  |  | 3 |  | 17.7 |  | 23177.85 | [7 empty] | LBNL
|  |  |  | 2 |  | 18 |  | 11400 | [7 empty] | LBNL
|  |  |  | 2.95 |  | 19.2 |  | 17995.08 | [7 empty] | LBNL
|  |  |  | 2.78 |  | 16 |  | 16988 | [7 empty] | LBNL
|  |  |  | 4 |  | 18 |  | 22080.49 | [7 empty] | LBNL
|  |  |  | 2.95 |  | 19.2 |  | 10130 | [7 empty] | LBNL
|  |  |  | 2.95 |  | 19.2 |  | 27368 | [7 empty] | LBNL
|  |  |  | 2 |  | 19 |  | 8440 | [7 empty] | LBNL
|  |  |  | 4 |  | 22.4 |  | 16200 | [7 empty] | LBNL
|  |  |  | 1.42 |  | 19.9 |  | 7846.12 | [7 empty] | LBNL
|  |  |  | 3 |  | 19.3 |  | 17104 | [7 empty] | LBNL
|  |  |  | 2.25 |  | 18 |  | 21495 | [7 empty] | LBNL
|  |  |  | 1.43 |  | 16 |  | 13995 | [7 empty] | LBNL
|  |  |  | 2.75 |  | 16 |  | 13000 | [7 empty] | LBNL
|  |  |  | 2 |  | 17.5 |  | 25278.12 | [7 empty] | LBNL
|  |  |  | 2 |  | 21.5 |  | 13528.22 | [7 empty] | LBNL
|  |  |  | 3 |  | 19.3 |  | 20542 | [7 empty] | LBNL
|  |  |  | 1.43 |  | 16 |  | 4300 | [7 empty] | LBNL
|  |  |  | 1.25 |  | 19 |  | 11420 | [7 empty] | LBNL
|  |  |  | 4 |  | 20.17 |  | 13700.61 | [7 empty] | LBNL
|  |  |  | 1 |  | 16 |  | 7000 | [7 empty] | LBNL
|  |  |  | 1.83 |  | 20 |  | 18550 | [7 empty] | LBNL
|  |  |  | 1 |  | 25 |  | 6214 | [7 empty] | LBNL
|  |  |  | 3 |  | 16.5 |  | 16967.44 | [7 empty] | LBNL
|  |  |  | 2.37 |  | 19 |  | 19673 | [7 empty] | LBNL
|  |  |  | 0.92 |  | 17 |  | 4195 | [7 empty] | LBNL
|  |  |  | 3 |  | 16.5 |  | 18357 | [7 empty] | LBNL
|  |  |  | 2.78 |  | 16 |  | 16488 | [7 empty] | LBNL
|  |  |  | 4 |  | 16.5 |  | 24720 | [7 empty] | LBNL
|  |  |  | 4 |  | 16.5 |  | 21298 | [7 empty] | LBNL
|  |  |  | 1.77 |  | 17 |  | 4100 | [7 empty] | LBNL
|  |  |  | 1.5 |  | 17 |  | 9500 | [7 empty] | LBNL
|  |  |  | 1 |  | 23.1 |  | 4194.85 | [7 empty] | LBNL
|  |  |  | 2.25 |  | 18 |  | 27496 | [7 empty] | LBNL
|  |  |  | 3.38 |  | 19.7 |  | 24615.27 | [7 empty] | LBNL
|  |  |  | 1.83 |  | 20 |  | 14714.18 | [7 empty] | LBNL
|  |  |  | 0.5 |  | 33.1 |  | 3079.02 | [7 empty] | LBNL
|  |  |  | 3 |  | 18.3 |  | 9188.2 | [7 empty] | LBNL
|  |  |  | 2 |  | 18 |  | 8000 | [7 empty] | LBNL
|  |  |  | 2 |  | 18 |  | 8000 | [7 empty] | LBNL
|  |  |  | 4 |  | 16.5 |  | 17000 | [7 empty] | LBNL
|  |  |  | 3 |  | 19.3 |  | 8216.17 | [7 empty] | LBNL
|  |  |  | 2.37 |  | 19 |  | 11326 | [7 empty] | LBNL
|  |  |  | 3 |  | 16.5 |  | 20637.5 | [7 empty] | LBNL
|  |  |  | 2.78 |  | 16 |  | 11600 | [7 empty] | LBNL
|  |  |  | 3 |  | 22.5 |  | 13885 | [7 empty] | LBNL
|  |  |  | 5 |  | 19.5 |  | 26493.52 | [7 empty] | LBNL
|  |  |  | 2 |  | 23 |  | 9710 | [7 empty] | LBNL
|  |  |  | 2.95 |  | 19.2 |  | 22870 | [7 empty] | LBNL
|  |  |  | 3 |  | 16 |  | 24318.34 | [7 empty] | LBNL
|  |  |  | 2 |  | 21 |  | 10125 | [7 empty] | LBNL
|  |  |  | 4 |  | 22.4 |  | 15430 | [7 empty] | LBNL
|  |  |  | 3 |  | 16 |  | 21643.24 | [7 empty] | LBNL
|  |  |  | 2.95 |  | 19.2 |  | 16251.87 | [7 empty] | LBNL
|  |  |  | 2.28 |  | 16.2 |  | 15278 | [7 empty] | LBNL
|  |  |  | 2.95 |  | 19.2 |  | 17164 | [7 empty] | LBNL
|  |  |  | 1.5 |  | 22.3 |  | 11709 | [7 empty] | LBNL
|  |  |  | 2.78 |  | 16 |  | 15232 | [7 empty] | LBNL
|  |  |  | 1 |  | 20 |  | 3175 | [7 empty] | LBNL
|  |  |  | 3.75 |  | 19.7 |  | 12000 | [7 empty] | LBNL
|  |  |  | 2.78 |  | 16 |  | 25814 | [7 empty] | LBNL
|  |  |  | 0.92 |  | 17 |  | 4959 | [7 empty] | LBNL
|  |  |  | 2.78 |  | 16 |  | 11000 | [7 empty] | LBNL
|  |  |  | 3 |  | 17.7 |  | 16315 | [7 empty] | LBNL
|  |  |  | 3.79 |  | 17 |  | 22889 | [7 empty] | LBNL
|  |  |  | 2.25 |  | 18 |  | 24339 | [7 empty] | LBNL
|  |  |  | 3.12 |  | 15.2 |  | 17644 | [7 empty] | LBNL
|  |  |  | 4 |  | 22.4 |  | 8085 | [7 empty] | LBNL
|  |  |  | 4 |  | 22.6 |  | 18388 | [7 empty] | LBNL
|  |  |  | 3.5 |  | 18 |  | 14325 | [7 empty] | LBNL
|  |  |  | 1.5 |  | 16.45 |  | 13181 | [7 empty] | LBNL
|  |  |  | 1.5 |  | 18.5 |  | 7191 | [7 empty] | LBNL
|  |  |  | 4 |  | 17.8 |  | 18078 | [7 empty] | LBNL
|  |  |  | 3 |  | 17.7 |  | 14000 | [7 empty] | LBNL
|  |  |  | 3 |  | 17.7 |  | 15424 | [7 empty] | LBNL
|  |  |  | 4 |  | 20 |  | 13700 | [7 empty] | LBNL
|  |  |  | 1.87 |  | 16 |  | 8159 | [7 empty] | LBNL
|  |  |  | 1.5 |  | 16.45 |  | 9600 | [7 empty] | LBNL
|  |  |  | 2.87 |  | 16 |  | 17240 | [7 empty] | LBNL
|  |  |  | 2.37 |  | 19 |  | 15700.49 | [7 empty] | LBNL
|  |  |  | 2 |  | 19.4 |  | 8759 | [7 empty] | LBNL
|  |  |  | 1.5 |  | 19.7 |  | 25278.12 | [7 empty] | LBNL
|  |  |  | 3 |  | 16.5 |  | 13604.48 | [7 empty] | LBNL
|  |  |  | 2.93 |  | 17 |  | 13800 | [7 empty] | LBNL
|  |  |  | 2 |  | 18 |  | 21695.39 | [7 empty] | LBNL
|  |  |  | 3 |  | 16.5 |  | 23975.25 | [7 empty] | LBNL
|  |  |  | 3 |  | 16.5 |  | 16249.28 | [7 empty] | LBNL
|  |  |  | 3 |  | 16.5 |  | 20165 | [7 empty] | LBNL
|  |  |  | 1.5 |  | 20.5 |  | 5155.04 | [7 empty] | LBNL
|  |  |  | 4 |  | 20 |  | 15869 | [7 empty] | LBNL
|  |  |  | 2.78 |  | 16 |  | 18900 | [7 empty] | LBNL
|  |  |  | 2.37 |  | 19 |  | 17839.88 | [7 empty] | LBNL
|  |  |  | 2.93 |  | 18 |  | 30670 | [7 empty] | LBNL
|  |  |  | 1.43 |  | 16 |  | 5693 | [7 empty] | LBNL
|  |  |  | 1.83 |  | 20 |  | 19365 | [7 empty] | LBNL
|  |  |  | 2.5 |  | 15 |  | 38653 | [7 empty] | LBNL
|  |  |  | 4 |  | 23 |  | 29155 | [7 empty] | LBNL
|  |  |  | 2 |  | 18 |  | 28415 | [7 empty] | LBNL
|  |  |  | 1.5 |  | 18 |  | 12415.61 | [7 empty] | LBNL
|  |  |  | 3 |  | 17.8 |  | 14675 | [7 empty] | LBNL
|  |  |  | 1.5 |  | 17 |  | 8542.61 | [7 empty] | LBNL
|  |  |  | 5 |  | 17.6 |  | 18007 | [7 empty] | LBNL
|  |  |  | 1.83 |  | 19 |  | 5320 | [7 empty] | LBNL
|  |  |  | 1.5 |  | 20.5 |  | 28630.05 | [7 empty] | LBNL
|  |  |  | 1.42 |  | 17 |  | 7437 | [7 empty] | LBNL
|  |  |  | 1.45 |  | 16 |  | 10690 | [7 empty] | LBNL
|  |  |  | 1.43 |  | 16 |  | 19398 | [7 empty] | LBNL
|  |  |  | 1.83 |  | 20 |  | 4850 | [7 empty] | LBNL
|  |  |  | 1 |  | 17 |  | 13056.34 | [7 empty] | LBNL
|  |  |  | 3.79 |  | 17 |  | 19950 | [7 empty] | LBNL
|  |  |  | 2.93 |  | 18 |  | 20869 | [7 empty] | LBNL
|  |  |  | 4 |  | 16.5 |  | 20698 | [7 empty] | LBNL
|  |  |  | 3 |  | 16.5 |  | 20394 | [7 empty] | LBNL
|  |  |  | 2.25 |  | 18 |  | 21775 | [7 empty] | LBNL
|  |  |  | 2 |  | 17.5 |  | 14292 | [7 empty] | LBNL
|  |  |  | 2.95 |  | 19.2 |  | 26507 | [7 empty] | LBNL
|  |  |  | 0.75 |  | 23.5 |  | 8500 | [7 empty] | LBNL
|  |  |  | 2 |  | 19.6 |  | 17507 | [7 empty] | LBNL
|  |  |  | 2.28 |  | 16.2 |  | 14260 | [7 empty] | LBNL
|  |  |  | 2.87 |  | 16 |  | 22659 | [7 empty] | LBNL
|  |  |  | 2.87 |  | 16 |  | 15392 | [7 empty] | LBNL
|  |  |  | 1.17 |  | 21.6 |  | 18340 | [7 empty] | LBNL
|  |  |  | 3.12 |  | 15.2 |  | 18279 | [7 empty] | LBNL
|  |  |  | 1.97 |  | 16 |  | 11000 | [7 empty] | LBNL
|  |  |  | 3.38 |  | 19.7 |  | 22502 | [7 empty] | LBNL
|  |  |  | 3.12 |  | 15.2 |  | 19876 | [7 empty] | LBNL
|  |  |  | 1.9 |  | 18 |  | 12546 | [7 empty] | LBNL
|  |  |  | 2 |  | 21 |  | 8631 | [7 empty] | LBNL
|  |  |  | 3.12 |  | 15.2 |  | 13233 | [7 empty] | LBNL
|  |  |  | 2 |  | 18 |  | 11101 | [7 empty] | LBNL
|  |  |  | 3.79 |  | 16 |  | 34616 | [7 empty] | LBNL
|  |  |  | 2.25 |  | 18 |  | 17507 | [7 empty] | LBNL
|  |  |  | 1.67 |  | 16 |  | 24437 | [7 empty] | LBNL
|  |  |  | 1.83 |  | 19 |  | 14464 | [7 empty] | LBNL
|  |  |  | 2.78 |  | 16 |  | 31774 | [7 empty] | LBNL
|  |  |  | 3.79 |  | 17 |  | 19132 | [7 empty] | LBNL
|  |  |  | 3 |  | 17.7 |  | 14900 | [7 empty] | LBNL
|  |  |  | 3.79 |  | 17 |  | 18539 | [7 empty] | LBNL
|  |  |  | 4 |  | 20 |  | 32500 | [7 empty] | LBNL
|  |  |  | 2.25 |  | 18 |  | 16895 | [7 empty] | LBNL
|  |  |  | 1.83 |  | 20 |  | 12259.52 | [7 empty] | LBNL
|  |  |  | 2.78 |  | 16 |  | 25926 | [7 empty] | LBNL
|  |  |  | 1.43 |  | 16 |  | 13181 | [7 empty] | LBNL
|  |  |  | 4 |  | 20.17 |  | 13500 | [7 empty] | LBNL
|  |  |  | 3.38 |  | 19.7 |  | 9215 | [7 empty] | LBNL
|  |  |  | 3 |  | 17.7 |  | 16955 | [7 empty] | LBNL
|  |  |  | 2.28 |  | 16.2 |  | 8940 | [7 empty] | LBNL
|  |  |  | 2.78 |  | 16 |  | 12247 | [7 empty] | LBNL
|  |  |  | 2.28 |  | 16.2 |  | 7500 | [7 empty] | LBNL
|  |  |  | 2.25 |  | 18 |  | 19000 | [7 empty] | LBNL
|  |  |  | 2.93 |  | 18 |  | 26334 | [7 empty] | LBNL
|  |  |  | 3.79 |  | 17 |  | 43663 | [7 empty] | LBNL
|  |  |  | 0.75 |  | 16 |  | 9413 | [7 empty] | LBNL
|  |  |  | 3.38 |  | 19.7 |  | 13962.2 | [7 empty] | LBNL
|  |  |  | 3.38 |  | 19.7 |  | 12298 | [7 empty] | LBNL
|  |  |  | 2.28 |  | 16.2 |  | 11051 | [7 empty] | LBNL
|  |  |  | 2.87 |  | 16 |  | 6000 | [7 empty] | LBNL
|  |  |  | 1.67 |  | 16 |  | 9718 | [7 empty] | LBNL
|  |  |  | 1.67 |  | 16 |  | 9000 | [7 empty] | LBNL
|  |  |  | 2.37 |  | 19 |  | 16607 | [7 empty] | LBNL
|  |  |  | 2 |  | 18 |  | 9973.26 | [7 empty] | LBNL
|  |  |  | 2.75 |  | 16 |  | 12188 | [7 empty] | LBNL
|  |  |  | 1.5 |  | 16 |  | 9522 | [7 empty] | LBNL
|  |  |  | 1 |  | 17 |  | 9540.03 | [7 empty] | LBNL
|  |  |  | 2.28 |  | 16.2 |  | 10469 | [7 empty] | LBNL
|  |  |  | 3.12 |  | 15.2 |  | 11000 | [7 empty] | LBNL
|  |  |  | 2.25 |  | 18 |  | 14594 | [7 empty] | LBNL
|  |  |  | 1 |  | 17 |  | 7000 | [7 empty] | LBNL
|  |  |  | 3.12 |  | 15.2 |  | 18187 | [7 empty] | LBNL
|  |  |  | 3.21 |  | 17.45 |  | 22399 | [7 empty] | LBNL
|  |  |  | 2.37 |  | 19 |  | 12141 | [7 empty] | LBNL
|  |  |  | 2.78 |  | 16 |  | 11699.03 | [7 empty] | LBNL
|  |  |  | 1.83 |  | 20 |  | 12808 | [7 empty] | LBNL
|  |  |  | 1.67 |  | 16 |  | 10968 | [7 empty] | LBNL
|  |  |  | 2.75 |  | 16 |  | 14028 | [7 empty] | LBNL
|  |  |  | 1.67 |  | 16 |  | 10557 | [7 empty] | LBNL
|  |  |  | 2.78 |  | 16 |  | 9886 | [7 empty] | LBNL
|  |  |  | 2.33 |  | 23 |  | 11517.69 | [7 empty] | LBNL
|  |  |  | 2.87 |  | 16 |  | 15736 | [7 empty] | LBNL
|  |  |  | 3.12 |  | 15.2 |  | 19800 | [7 empty] | LBNL
|  |  |  | 2 |  | 18 |  | 12199 | [7 empty] | LBNL
|  |  |  | 2.78 |  | 16 |  | 29473.48 | [7 empty] | LBNL
|  |  |  | 3.5 |  | 16.1 |  | 29473.48 | [7 empty] | LBNL
|  |  |  | 2.87 |  | 16 |  | 20374 | [7 empty] | LBNL
|  |  |  | 2.78 |  | 16 |  | 14031.77 | [7 empty] | LBNL
|  |  |  | 2.93 |  | 18 |  | 10000 | [7 empty] | LBNL
|  |  |  | 0.75 |  | 16 |  | 6600 | [7 empty] | LBNL
|  |  |  | 4 |  | 16.5 |  | 26107.21 | [7 empty] | LBNL
|  |  |  | 2.25 |  | 18 |  | 24300 | [7 empty] | LBNL
|  |  |  | 3 |  | 16.5 |  | 17559.41 | [7 empty] | LBNL
|  |  |  | 3 |  | 16.5 |  | 15479.2 | [7 empty] | LBNL
|  |  |  | 5 |  | 17.8 |  | 30391 | [7 empty] | LBNL
|  |  |  | 2.78 |  | 16 |  | 38120 | [7 empty] | LBNL
|  |  |  | 2.78 |  | 16 |  | 31361 | [7 empty] | LBNL
|  |  |  | 1.5 |  | 20 |  | 9110.48 | [7 empty] | LBNL
|  |  |  | 2 |  | 19 |  | 9110.48 | [7 empty] | LBNL
|  |  |  | 4 |  | 16 |  | 32499 | [7 empty] | LBNL
|  |  |  | 3.38 |  | 19.7 |  | 13711.16 | [7 empty] | LBNL
|  |  |  | 1 |  | 19.8 |  | 7150 | [7 empty] | LBNL
|  |  |  | 3 |  | 17.7 |  | 16851.17 | [7 empty] | LBNL
|  |  |  | 2.33 |  | 23 |  | 16335 | [7 empty] | LBNL
|  |  |  | 3.5 |  | 16.1 |  | 25083 | [7 empty] | LBNL
|  |  |  | 2.88 |  | 14 |  | 12970 | [7 empty] | LBNL
|  |  |  | 1.38 |  | 19.6 |  | 10897 | [7 empty] | LBNL
|  |  |  | 2 |  | 18 |  | 16317 | [7 empty] | LBNL
|  |  |  | 2 |  | 18 |  | 13128 | [7 empty] | LBNL
|  |  |  | 2.37 |  | 19 |  | 14827.5 | [7 empty] | LBNL
|  |  |  | 3 |  | 16 |  | 18396.06 | [7 empty] | LBNL
|  |  |  | 2.28 |  | 16.2 |  | 13679.8 | [7 empty] | LBNL
|  |  |  | 3 |  | 17.8 |  | 14929 | [7 empty] | LBNL
|  |  |  | 4 |  | 21.5 |  | 19333 | [7 empty] | LBNL
|  |  |  | 3.92 |  | 20.2 |  | 17563 | [7 empty] | LBNL
|  |  |  | 4 |  | 17.8 |  | 17468 | [7 empty] | LBNL
|  |  |  | 4 |  | 18 |  | 41771 | [7 empty] | LBNL
|  |  |  | 2 |  | 17.9 |  | 12500 | [7 empty] | LBNL
|  |  |  | 0.75 |  | 16 |  | 5050 | [7 empty] | LBNL
|  |  |  | 1.5 |  | 18.5 |  | 13500 | [7 empty] | LBNL
|  |  |  | 1.5 |  | 20 |  | 15441 | [7 empty] | LBNL
|  |  |  | 2.37 |  | 21 |  | 15500 | [7 empty] | LBNL
|  |  |  | 1.83 |  | 20 |  | 16521 | [7 empty] | LBNL
|  |  |  | 1.5 |  | 18.5 |  | 18800 | [7 empty] | LBNL
|  |  |  | 3.75 |  | 17.7 |  | 15567 | [7 empty] | LBNL
|  |  |  | 1.25 |  | 20.6 |  | 12000 | [7 empty] | LBNL
|  |  |  | 0.75 |  | 24.5 |  | 12000 | [7 empty] | LBNL
|  |  |  | 1 |  | 20 |  | 3075 | [7 empty] | LBNL
|  |  |  | 5 |  | 17.8 |  | 24300 | [7 empty] | LBNL
|  |  |  | 2.78 |  | 16 |  | 14344.17 | [7 empty] | LBNL
|  |  |  | 2.78 |  | 16 |  | 23350 | [7 empty] | LBNL
|  |  |  | 4 |  | 22.4 |  | 46898.51 | [7 empty] | LBNL
|  |  |  | 2.33 |  | 21 |  | 11889.63 | [7 empty] | LBNL
|  |  |  | 3 |  | 16.5 |  | 26795.99 | [7 empty] | LBNL
|  |  |  | 2.37 |  | 19 |  | 10448.5 | [7 empty] | LBNL
|  |  |  | 1.83 |  | 20 |  | 13976 | [7 empty] | LBNL
|  |  |  | 3.21 |  | 17.45 |  | 21897 | [7 empty] | LBNL
|  |  |  | 4 |  | 19.55 |  | 14600 | [7 empty] | LBNL
|  |  |  | 3.75 |  | 17.7 |  | 33382.06 | [7 empty] | LBNL
|  |  |  | 0.75 |  | 16 |  | 40906 | [7 empty] | LBNL
|  |  |  | 1.5 |  | 18.9 |  | 9307 | [7 empty] | LBNL
|  |  |  | 1.5 |  | 18.9 |  | 10900 | [7 empty] | LBNL
|  |  |  | 4 |  | 16 |  | 17775 | [7 empty] | LBNL
|  |  |  | 1.5 |  | 18 |  | 20869 | [7 empty] | LBNL
|  |  |  | 3.75 |  | 18.7 |  | 18250 | [7 empty] | LBNL
|  |  |  | 2 |  | 18 |  | 9091.95 | [7 empty] | LBNL
|  |  |  | 2.75 |  | 16 |  | 15901 | [7 empty] | LBNL
|  |  |  | 3.79 |  | 17 |  | 13375 | [7 empty] | LBNL
|  |  |  | 3.21 |  | 17.45 |  | 30980 | [7 empty] | LBNL
|  |  |  | 1.5 |  | 20.5 |  | 10379 | [7 empty] | LBNL
|  |  |  | 1 |  | 23.1 |  | 14395 | [7 empty] | LBNL
|  |  |  | 3.79 |  | 17 |  | 30775 | [7 empty] | LBNL
|  |  |  | 3 |  | 18 |  | 30775 | [7 empty] | LBNL
|  |  |  | 0.75 |  | 20 |  | 19875 | [7 empty] | LBNL
|  |  |  | 1.5 |  | 18.9 |  | 10999 | [7 empty] | LBNL
|  |  |  | 1.43 |  | 20.2 |  | 19875 | [7 empty] | LBNL
|  |  |  | 1.5 |  | 20 |  | 10877.47 | [7 empty] | LBNL
|  |  |  | 3.12 |  | 15.2 |  | 18600 | [7 empty] | LBNL
|  |  |  | 1.5 |  | 20 |  | 10877.47 | [7 empty] | LBNL
|  |  |  | 1.83 |  | 20 |  | 15990 | [7 empty] | LBNL
|  |  |  | 1.5 |  | 18.9 |  | 10999 | [7 empty] | LBNL
|  |  |  | 2.28 |  | 16.2 |  | 14695 | [7 empty] | LBNL
|  |  |  | 3.92 |  | 20.2 |  | 29082 | [7 empty] | LBNL
|  |  |  | 1 |  | 17 |  | 7029.68 | [7 empty] | LBNL
|  |  |  | 3 |  | 16.5 |  | 17732.88 | [7 empty] | LBNL
|  |  |  | 1.9 |  | 18 |  | 19700 | [7 empty] | LBNL
|  |  |  | 3 |  | 16.5 |  | 18428.95 | [7 empty] | LBNL
|  |  |  | 3.38 |  | 19.7 |  | 20766.08 | [7 empty] | LBNL
|  |  |  | 1.87 |  | 18 |  | 20766.08 | [7 empty] | LBNL
|  |  |  | 3.38 |  | 19.7 |  | 25436 | [7 empty] | LBNL
|  |  |  | 1.83 |  | 17.5 |  | 9433.56 | [7 empty] | LBNL
|  |  |  | 1 |  | 23.1 |  | 5866.29 | [7 empty] | LBNL
|  |  |  | 1.5 |  | 20 |  | 10197.72 | [7 empty] | LBNL
|  |  |  | 1.97 |  | 16 |  | 7769.98 | [7 empty] | LBNL
|  |  |  | 1.87 |  | 16 |  | 17346.96 | [7 empty] | LBNL
|  |  |  | 3.38 |  | 19.7 |  | 17346.96 | [7 empty] | LBNL
|  |  |  | 3 |  | 17.7 |  | 15341 | [7 empty] | LBNL
|  |  |  | 0.75 |  | 17 |  | 3418.88 | [7 empty] | LBNL
|  |  |  | 3.92 |  | 19.7 |  | 7420.08 | [7 empty] | LBNL
|  |  |  | 1.97 |  | 16 |  | 13269.52 | [7 empty] | LBNL
|  |  |  | 1 |  | 23.1 |  | 8732 | [7 empty] | LBNL
|  |  |  | 2.87 |  | 16 |  | 24890 | [7 empty] | LBNL
|  |  |  | 1 |  | 19.8 |  | 10250 | [7 empty] | LBNL
|  |  |  | 2.87 |  | 16 |  | 13966.21 | [7 empty] | LBNL
|  |  |  | 1.25 |  | 22 |  | 8115.31 | [7 empty] | LBNL
|  |  |  | 1.5 |  | 20 |  | 5075.31 | [7 empty] | LBNL
|  |  |  | 1.5 |  | 20 |  | 20500 | [7 empty] | LBNL
|  |  |  | 1.17 |  | 18 |  | 8175.94 | [7 empty] | LBNL
|  |  |  | 0.75 |  | 17 |  | 6030.3 | [7 empty] | LBNL
|  |  |  | 2 |  | 18 |  | 20195 | [7 empty] | LBNL
|  |  |  | 1.83 |  | 20 |  | 8173.2 | [7 empty] | LBNL
|  |  |  | 1.43 |  | 16 |  | 6030.3 | [7 empty] | LBNL
|  |  |  | 2 |  | 17 |  | 4200 | [7 empty] | LBNL
|  |  |  | 1.5 |  | 20 |  | 6943.04 | [7 empty] | LBNL
|  |  |  | 3.38 |  | 19.7 |  | 17536.16 | [7 empty] | LBNL
|  |  |  | 3.92 |  | 20.2 |  | 26238.82 | [7 empty] | LBNL
|  |  |  | 2.87 |  | 16 |  | 13095.54 | [7 empty] | LBNL
|  |  |  | 3.38 |  | 19.7 |  | 16681 | [7 empty] | LBNL
|  |  |  | 3.38 |  | 19.7 |  | 12167.26 | [7 empty] | LBNL
|  |  |  | 3 |  | 18.3 |  | 20482.14 | [7 empty] | LBNL
|  |  |  | 1.97 |  | 16 |  | 21864.66 | [7 empty] | LBNL
|  |  |  | 2.87 |  | 16 |  | 21864.66 | [7 empty] | LBNL
|  |  |  | 2.95 |  | 19.2 |  | 13000 | [7 empty] | LBNL
|  |  |  | 2.78 |  | 16 |  | 12810.42 | [7 empty] | LBNL
|  |  |  | 1 |  | 18 |  | 6919.92 | [7 empty] | LBNL
|  |  |  | 2.87 |  | 16 |  | 23170 | [7 empty] | LBNL
|  |  |  | 2.5 |  | 19.8 |  | 8915 | [7 empty] | LBNL
|  |  |  | 2.87 |  | 16 |  | 13887.56 | [7 empty] | LBNL
|  |  |  | 1.17 |  | 18 |  | 4568.95 | [7 empty] | LBNL
|  |  |  | 1.5 |  | 20 |  | 6711.62 | [7 empty] | LBNL
|  |  |  | 1.5 |  | 20 |  | 7553.09 | [7 empty] | LBNL
|  |  |  | 2.5 |  | 18 |  | 19668 | [7 empty] | LBNL
|  |  |  | 3.5 |  | 18 |  | 16050 | [7 empty] | LBNL
|  |  |  | 1.5 |  | 20 |  | 5341.1 | [7 empty] | LBNL
|  |  |  | 1.85 |  | 15 |  | 11391 | [7 empty] | LBNL
|  |  |  | 0.75 |  | 24.6 |  | 6211.4 | [7 empty] | LBNL
|  |  |  | 2.25 |  | 18 |  | 29963.23 | [7 empty] | LBNL
|  |  |  | 1.42 |  | 17 |  | 12355 | [7 empty] | LBNL
|  |  |  | 3 |  | 19.3 |  | 14373 | [7 empty] | LBNL
|  |  |  | 2.95 |  | 19.2 |  | 14796 | [7 empty] | LBNL
|  |  |  | 3 |  | 17.7 |  | 18091 | [7 empty] | LBNL
|  |  |  | 2.87 |  | 16 |  | 39715 | [7 empty] | LBNL
|  |  |  | 1.5 |  | 21.1 |  | 20150 | [7 empty] | LBNL
|  |  |  | 4 |  | 17.8 |  | 25775 | [7 empty] | LBNL
|  |  |  | 3.38 |  | 18.4 |  | 12000 | [7 empty] | LBNL
|  |  |  | 4 |  | 16 |  | 16803 | [7 empty] | LBNL
|  |  |  | 2.25 |  | 18 |  | 16791.97 | [7 empty] | LBNL
|  |  |  | 1.83 |  | 20 |  | 33686.37 | [7 empty] | LBNL
|  |  |  | 1.83 |  | 20 |  | 33686.37 | [7 empty] | LBNL
|  |  |  | 3 |  | 16.5 |  | 19057.17 | [7 empty] | LBNL
|  |  |  | 3.5 |  | 17.8 |  | 30178 | [7 empty] | LBNL
|  |  |  | 2.5 |  | 18.5 |  | 21455.38 | [7 empty] | LBNL
|  |  |  | 2.78 |  | 16 |  | 35911 | [7 empty] | LBNL
|  |  |  | 1.97 |  | 16 |  | 35911 | [7 empty] | LBNL
|  |  |  | 1.5 |  | 20.5 |  | 4000 | [7 empty] | LBNL
|  |  |  | 3 |  | 16 |  | 41269 | [7 empty] | LBNL
|  |  |  | 2.25 |  | 18 |  | 41269 | [7 empty] | LBNL
|  |  |  | 1.43 |  | 18 |  | 7828 | [7 empty] | LBNL
|  |  |  | 3 |  | 20.3 |  | 17951.5 | [7 empty] | LBNL
|  |  |  | 3.12 |  | 15.2 |  | 17705 | [7 empty] | LBNL
|  |  |  | 2.37 |  | 19 |  | 13986 | [7 empty] | LBNL
|  |  |  | 4 |  | 20 |  | 19340 | [7 empty] | LBNL
|  |  |  | 2.78 |  | 16 |  | 12373.84 | [7 empty] | LBNL
|  |  |  | 3.79 |  | 16 |  | 14500 | [7 empty] | LBNL
|  |  |  | 1.77 |  | 17 |  | 3800 | [7 empty] | LBNL
|  |  |  | 1.77 |  | 17 |  | 3800 | [7 empty] | LBNL
|  |  |  | 2.87 |  | 16 |  | 33800 | [7 empty] | LBNL
|  |  |  | 2.5 |  | 16.5 |  | 17756.95 | [7 empty] | LBNL
|  |  |  | 2.5 |  | 16.5 |  | 16180.65 | [7 empty] | LBNL
|  |  |  | 1.77 |  | 17 |  | 3800 | [7 empty] | LBNL
|  |  |  | 3 |  | 16.5 |  | 14317.17 | [7 empty] | LBNL
|  |  |  | 2 |  | 19 |  | 23605.87 | [7 empty] | LBNL
|  |  |  | 2 |  | 17.5 |  | 23605.87 | [7 empty] | LBNL
|  |  |  | 2 |  | 17.5 |  | 14104.92 | [7 empty] | LBNL
|  |  |  | 2.25 |  | 18 |  | 21074.5 | [7 empty] | LBNL
|  |  |  | 3 |  | 22.5 |  | 19685 | [7 empty] | LBNL
|  |  |  | 2.95 |  | 19.2 |  | 10985 | [7 empty] | LBNL
|  |  |  | 1 |  | 18 |  | 17383 | [7 empty] | LBNL
|  |  |  | 1.87 |  | 20.5 |  | 15955 | [7 empty] | LBNL
|  |  |  | 2 |  | 18 |  | 21620 | [7 empty] | LBNL
|  |  |  | 0.73 |  | 17 |  | 5467.5 | [7 empty] | LBNL
|  |  |  | 2.95 |  | 19.2 |  | 11000 | [7 empty] | LBNL
|  |  |  | 2.25 |  | 18 |  | 14700 | [7 empty] | LBNL
|  |  |  | 2.75 |  | 16 |  | 24933 | [7 empty] | LBNL
|  |  |  | 2.25 |  | 18 |  | 22905.5 | [7 empty] | LBNL
|  |  |  | 1.5 |  | 17 |  | 8474.45 | [7 empty] | LBNL
|  |  |  | 1.5 |  | 17 |  | 5393.45 | [7 empty] | LBNL
|  |  |  | 2.87 |  | 16 |  | 28630.05 | [7 empty] | LBNL
|  |  |  | 2.95 |  | 19.2 |  | 16700 | [7 empty] | LBNL
|  |  |  | 5 |  | 18.25 |  | 29508.24 | [7 empty] | LBNL
|  |  |  | 3 |  | 16.5 |  | 20277.47 | [7 empty] | LBNL
|  |  |  | 1.25 |  | 19 |  | 10935 | [7 empty] | LBNL
|  |  |  | 3 |  | 16.5 |  | 12750 | [7 empty] | LBNL
|  |  |  | 4 |  | 22.4 |  | 42554.2 | [7 empty] | LBNL
|  |  |  | 3 |  | 17.5 |  | 13728.07 | [7 empty] | LBNL
|  |  |  | 3 |  | 16.5 |  | 40488.24 | [7 empty] | LBNL
|  |  |  | 3 |  | 17.5 |  | 15696 | [7 empty] | LBNL
|  |  |  | 2.78 |  | 16 |  | 17488 | [7 empty] | LBNL
|  |  |  | 2.78 |  | 16 |  | 16488 | [7 empty] | LBNL
|  |  |  | 2.37 |  | 19 |  | 9190 | [7 empty] | LBNL
|  |  |  | 2 |  | 18 |  | 11685.5 | [7 empty] | LBNL
|  |  |  | 2.78 |  | 16 |  | 38035 | [7 empty] | LBNL
|  |  |  | 3.38 |  | 19.7 |  | 32587.7 | [7 empty] | LBNL
|  |  |  | 2.78 |  | 16 |  | 16488 | [7 empty] | LBNL
|  |  |  | 2 |  | 18 |  | 16131 | [7 empty] | LBNL
|  |  |  | 3.5 |  | 18 |  | 18720 | [7 empty] | LBNL
|  |  |  | 1.77 |  | 17 |  | 3800 | [7 empty] | LBNL
|  |  |  | 4 |  | 18 |  | 29200 | [7 empty] | LBNL
|  |  |  | 2.78 |  | 16 |  | 17703.35 | [7 empty] | LBNL
|  |  |  | 2 |  | 18 |  | 21709.6 | [7 empty] | LBNL
|  |  |  | 3.5 |  | 16.1 |  | 28297 | [7 empty] | LBNL
|  |  |  | 2 |  | 18 |  | 12622.37 | [7 empty] | LBNL
|  |  |  | 2.25 |  | 18 |  | 20574.05 | [7 empty] | LBNL
|  |  |  | 3.38 |  | 19.7 |  | 23188.24 | [7 empty] | LBNL
|  |  |  | 3.38 |  | 19.7 |  | 28998 | [7 empty] | LBNL
|  |  |  | 2.25 |  | 18 |  | 28998 | [7 empty] | LBNL
|  |  |  | 2.78 |  | 16 |  | 21690.76 | [7 empty] | LBNL
|  |  |  | 1 |  | 18 |  | 10955 | [7 empty] | LBNL
|  |  |  | 2.37 |  | 19 |  | 14998 | [7 empty] | LBNL
|  |  |  | 4 |  | 16.5 |  | 27748.88 | [7 empty] | LBNL
|  |  |  | 2.5 |  | 18 |  | 6500 | [7 empty] | LBNL
|  |  |  | 3 |  | 17.5 |  | 19499 | [7 empty] | LBNL
|  |  |  | 3 |  | 17.7 |  | 19748.01 | [7 empty] | LBNL
|  |  |  | 1.83 |  | 20 |  | 13000 | [7 empty] | LBNL
|  |  |  | 2.5 |  | 18.5 |  | 15780 | [7 empty] | LBNL
|  |  |  | 3.5 |  | 16.1 |  | 28625 | [7 empty] | LBNL
|  |  |  | 2 |  | 18 |  | 20550 | [7 empty] | LBNL
|  |  |  | 3.25 |  | 21 |  | 15920 | [7 empty] | LBNL
|  |  |  | 4 |  | 16.5 |  | 18118 | [7 empty] | LBNL
|  |  |  | 1.77 |  | 18.6 |  | 14000 | [7 empty] | LBNL
|  |  |  | 3 |  | 16.5 |  | 14294 | [7 empty] | LBNL
|  |  |  | 2 |  | 17 |  | 4200 | [7 empty] | LBNL
|  |  |  | 2.37 |  | 16 |  | 13500 | [7 empty] | LBNL
|  |  |  | 2 |  | 21 |  | 14430.12 | [7 empty] | LBNL
|  |  |  | 1.43 |  | 20.2 |  | 17876.5 | [7 empty] | LBNL
|  |  |  | 2.75 |  | 16 |  | 24933 | [7 empty] | LBNL
|  |  |  | 3.5 |  | 17.6 |  | 14791 | [7 empty] | LBNL
|  |  |  | 2 |  | 17.5 |  | 23618.28 | [7 empty] | LBNL
|  |  |  | 1 |  | 23 |  | 40818.28 | [7 empty] | LBNL
|  |  |  | 0.92 |  | 17 |  | 10253.53 | [7 empty] | LBNL
|  |  |  | 2.5 |  | 19 |  | 12955 | [7 empty] | LBNL
|  |  |  | 3 |  | 21.8 |  | 19794.56 | [7 empty] | LBNL
|  |  |  | 2.78 |  | 16 |  | 26300 | [7 empty] | LBNL
|  |  |  | 1.9 |  | 18 |  | 31816 | [7 empty] | LBNL
|  |  |  | 3.17 |  | 17.2 |  | 29918.33 | [7 empty] | LBNL
|  |  |  | 1.5 |  | 20 |  | 8733 | [7 empty] | LBNL
|  |  |  | 3.79 |  | 17 |  | 27549 | [7 empty] | LBNL
|  |  |  | 2.78 |  | 16 |  | 24265 | [7 empty] | LBNL
|  |  |  | 1.83 |  | 20 |  | 22478 | [7 empty] | LBNL
|  |  |  | 1.43 |  | 16 |  | 4450 | [7 empty] | LBNL
|  |  |  | 2.5 |  | 18.5 |  | 12777 | [7 empty] | LBNL
|  |  |  | 1.43 |  | 16 |  | 10114 | [7 empty] | LBNL
|  |  |  | 3 |  | 21.5 |  | 16677 | [7 empty] | LBNL
|  |  |  | 0.75 |  | 17 |  | 8762 | [7 empty] | LBNL
|  |  |  | 0.92 |  | 17 |  | 19000 | [7 empty] | LBNL
|  |  |  | 2.78 |  | 16 |  | 13370 | [7 empty] | LBNL
|  |  |  | 1.43 |  | 16 |  | 54147 | [7 empty] | LBNL
|  |  |  | 1.38 |  | 19.6 |  | 14174 | [7 empty] | LBNL
|  |  |  | 2.93 |  | 18 |  | 16650 | [7 empty] | LBNL
|  |  |  | 1.5 |  | 22.3 |  | 51885.64 | [7 empty] | LBNL
|  |  |  | 1 |  | 19.8 |  | 51885.64 | [7 empty] | LBNL
|  |  |  | 1.77 |  | 17 |  | 3800 | [7 empty] | LBNL
|  |  |  | 3 |  | 16.5 |  | 9641.4 | [7 empty] | LBNL
|  |  |  | 1.83 |  | 20 |  | 11553.31 | [7 empty] | LBNL
|  |  |  | 0.75 |  | 33.1 |  | 44549.18 | [7 empty] | LBNL
|  |  |  | 4.5 |  | 17.1 |  | 10708 | [7 empty] | LBNL
|  |  |  | 3.79 |  | 17 |  | 19305 | [7 empty] | LBNL
|  |  |  | 2.78 |  | 16 |  | 24814 | [7 empty] | LBNL
|  |  |  | 1 |  | 23.1 |  | 5295 | [7 empty] | LBNL
|  |  |  | 3.5 |  | 17.8 |  | 44549.18 | [7 empty] | LBNL
|  |  |  | 3 |  | 19.1 |  | 15933 | [7 empty] | LBNL
|  |  |  | 3 |  | 18 |  | 23147.5 | [7 empty] | LBNL
|  |  |  | 2.25 |  | 18 |  | 33718.42 | [7 empty] | LBNL
|  |  |  | 3 |  | 16.5 |  | 27447 | [7 empty] | LBNL
|  |  |  | 4 |  | 16 |  | 26038.46 | [7 empty] | LBNL
|  |  |  | 2 |  | 20.6 |  | 9300 | [7 empty] | LBNL
|  |  |  | 2.25 |  | 18 |  | 19750 | [7 empty] | LBNL
|  |  |  | 3 |  | 16.5 |  | 23810 | [7 empty] | LBNL
|  |  |  | 3.92 |  | 17.3 |  | 8718 | [7 empty] | LBNL
|  |  |  | 2.78 |  | 16 |  | 16488 | [7 empty] | LBNL
|  |  |  | 3 |  | 17.7 |  | 13000 | [7 empty] | LBNL
|  |  |  | 3.38 |  | 19.7 |  | 18190 | [7 empty] | LBNL
|  |  |  | 2 |  | 18 |  | 11313.56 | [7 empty] | LBNL
|  |  |  | 1 |  | 18 |  | 5960 | [7 empty] | LBNL
|  |  |  | 2.75 |  | 16 |  | 13800 | [7 empty] | LBNL
|  |  |  | 1.83 |  | 20 |  | 8050 | [7 empty] | LBNL
|  |  |  | 3 |  | 16.5 |  | 9978.64 | [7 empty] | LBNL
|  |  |  | 3 |  | 16.7 |  | 28503.87 | [7 empty] | LBNL
|  |  |  | 3.79 |  | 17 |  | 18400 | [7 empty] | LBNL
|  |  |  | 1.83 |  | 20 |  | 18448.48 | [7 empty] | LBNL
|  |  |  | 2.5 |  | 16.5 |  | 10645 | [7 empty] | LBNL
|  |  |  | 4.79 |  | 16 |  | 26000 | [7 empty] | LBNL
|  |  |  | 2.25 |  | 18 |  | 27533.93 | [7 empty] | LBNL
|  |  |  | 2.25 |  | 18 |  | 27641.105 | [7 empty] | LBNL
|  |  |  | 2.25 |  | 18 |  | 33718.42 | [7 empty] | LBNL
|  |  |  | 2.25 |  | 18 |  | 27569 | [7 empty] | LBNL
|  |  |  | 2.25 |  | 18 |  | 24799.46 | [7 empty] | LBNL
|  |  |  | 1.87 |  | 16 |  | 11120 | [7 empty] | LBNL
|  |  |  | 2.25 |  | 18 |  | 29165 | [7 empty] | LBNL
|  |  |  | 2 |  | 18 |  | 8421 | [7 empty] | LBNL
|  |  |  | 2.25 |  | 18 |  | 27913.56 | [7 empty] | LBNL
|  |  |  | 2.33 |  | 23 |  | 15786 | [7 empty] | LBNL
|  |  |  | 1.77 |  | 17 |  | 3800 | [7 empty] | LBNL
|  |  |  | 1.77 |  | 17 |  | 3800 | [7 empty] | LBNL
|  |  |  | 5 |  | 17.8 |  | 18950 | [7 empty] | LBNL
|  |  |  | 3 |  | 18 |  | 18300 | [7 empty] | LBNL
|  |  |  | 3.5 |  | 18 |  | 18981.83 | [7 empty] | LBNL
|  |  |  | 1.43 |  | 20.2 |  | 14475 | [7 empty] | LBNL
|  |  |  | 1.5 |  | 18 |  | 9707 | [7 empty] | LBNL
|  |  |  | 0.75 |  | 20 |  | 12900 | [7 empty] | LBNL
|  |  |  | 3 |  | 18 |  | 15300 | [7 empty] | LBNL
|  |  |  | 3.75 |  | 18.7 |  | 18600 | [7 empty] | LBNL
|  |  |  | 1.87 |  | 20.5 |  | 8130 | [7 empty] | LBNL
|  |  |  | 2.78 |  | 16 |  | 14264 | [7 empty] | LBNL
|  |  |  | 2.33 |  | 23 |  | 14863 | [7 empty] | LBNL
|  |  |  | 3.79 |  | 17 |  | 18200 | [7 empty] | LBNL
|  |  |  | 2.95 |  | 19.2 |  | 9750 | [7 empty] | LBNL
|  |  |  | 0.75 |  | 17 |  | 3800 | [7 empty] | LBNL
|  |  |  | 4 |  | 20 |  | 8129 | [7 empty] | LBNL
|  |  |  | 3.38 |  | 19.7 |  | 17550 | [7 empty] | LBNL
|  |  |  | 2.25 |  | 18 |  | 10939.18 | [7 empty] | LBNL
|  |  |  | 2.25 |  | 18 |  | 15105 | [7 empty] | LBNL
|  |  |  | 2.78 |  | 16 |  | 9832 | [7 empty] | LBNL
|  |  |  | 3 |  | 16.5 |  | 9800 | [7 empty] | LBNL
|  |  |  | 1.83 |  | 20 |  | 8134 | [7 empty] | LBNL
|  |  |  | 2.37 |  | 19 |  | 9345 | [7 empty] | LBNL
|  |  |  | 2.28 |  | 16.2 |  | 14674 | [7 empty] | LBNL
|  |  |  | 2.75 |  | 16 |  | 17500 | [7 empty] | LBNL
|  |  |  | 2.33 |  | 23 |  | 11414.02 | [7 empty] | LBNL
|  |  |  | 2.78 |  | 16 |  | 14500 | [7 empty] | LBNL
|  |  |  | 0.75 |  | 33 |  | 6563 | [7 empty] | LBNL
|  |  |  | 1 |  | 16 |  | 5500 | [7 empty] | LBNL
|  |  |  | 2.75 |  | 23 |  | 24055.48 | [7 empty] | LBNL
|  |  |  | 2.37 |  | 18 |  | 13525 | [7 empty] | LBNL
|  |  |  | 0.92 |  | 17 |  | 3810.37 | [7 empty] | LBNL
|  |  |  | 2.25 |  | 18 |  | 16363 | [7 empty] | LBNL
|  |  |  | 3 |  | 16.5 |  | 15800 | [7 empty] | LBNL
|  |  |  | 4 |  | 22.4 |  | 24186 | [7 empty] | LBNL
|  |  |  | 2.25 |  | 18 |  | 29071.91 | [7 empty] | LBNL
|  |  |  | 1.83 |  | 20 |  | 10100 | [7 empty] | LBNL
|  |  |  | 1.5 |  | 20 |  | 14178.09 | [7 empty] | LBNL
|  |  |  | 3 |  | 16.5 |  | 21385 | [7 empty] | LBNL
|  |  |  | 3 |  | 22.5 |  | 11785 | [7 empty] | LBNL
|  |  |  | 2 |  | 17 |  | 4200 | [7 empty] | LBNL
|  |  |  | 1 |  | 23.1 |  | 6530 | [7 empty] | LBNL
|  |  |  | 2 |  | 17 |  | 4200 | [7 empty] | LBNL
|  |  |  | 1.43 |  | 18 |  | 8875 | [7 empty] | LBNL
|  |  |  | 2.87 |  | 16 |  | 19604.7 | [7 empty] | LBNL
|  |  |  | 2 |  | 20.2 |  | 19956.5 | [7 empty] | LBNL
|  |  |  | 5 |  | 17 |  | 35988 | [7 empty] | LBNL
|  |  |  | 3.21 |  | 17.45 |  | 29574 | [7 empty] | LBNL
|  |  |  | 2.37 |  | 19 |  | 13281 | [7 empty] | LBNL
|  |  |  | 3.12 |  | 15.2 |  | 14141.92 | [7 empty] | LBNL
|  |  |  | 3.12 |  | 15.2 |  | 24392.41 | [7 empty] | LBNL
|  |  |  | 2.93 |  | 19 |  | 23260 | [7 empty] | LBNL
|  |  |  | 2.37 |  | 18.5 |  | 15300 | [7 empty] | LBNL
|  |  |  | 2.25 |  | 15 |  | 8300 | [7 empty] | LBNL
|  |  |  | 2.5 |  | 19.1 |  | 22758.94 | [7 empty] | LBNL
|  |  |  | 1 |  | 16 |  | 8300 | [7 empty] | LBNL
|  |  |  | 0.75 |  | 18 |  | 3250 | [7 empty] | LBNL
|  |  |  | 3 |  | 17.7 |  | 30125 | [7 empty] | LBNL
|  |  |  | 3.79 |  | 17 |  | 14700 | [7 empty] | LBNL
|  |  |  | 4 |  | 22.4 |  | 32823 | [7 empty] | LBNL
|  |  |  | 3 |  | 22.5 |  | 19920 | [7 empty] | LBNL
|  |  |  | 3.21 |  | 17.45 |  | 23683.64 | [7 empty] | LBNL
|  |  |  | 2.9 |  | 17.6 |  | 13496 | [7 empty] | LBNL
|  |  |  | 3 |  | 18 |  | 14000 | [7 empty] | LBNL
|  |  |  | 1.83 |  | 20 |  | 12982.545 | [7 empty] | LBNL
|  |  |  | 2.37 |  | 19 |  | 14214.2 | [7 empty] | LBNL
|  |  |  | 5 |  | 19.5 |  | 23000 | [7 empty] | LBNL
|  |  |  | 3 |  | 22.5 |  | 20877 | [7 empty] | LBNL
|  |  |  | 3 |  | 17.7 |  | 15156 | [7 empty] | LBNL
|  |  |  | 2.33 |  | 23 |  | 19825 | [7 empty] | LBNL
|  |  |  | 1.87 |  | 18 |  | 27196 | [7 empty] | LBNL
|  |  |  | 4 |  | 22.4 |  | 23307 | [7 empty] | LBNL
|  |  |  | 2.37 |  | 19 |  | 17667 | [7 empty] | LBNL
|  |  |  | 3 |  | 22.5 |  | 19921 | [7 empty] | LBNL
|  |  |  | 1.77 |  | 17 |  | 8300 | [7 empty] | LBNL
|  |  |  | 3 |  | 18 |  | 44232.55 | [7 empty] | LBNL
|  |  |  | 3 |  | 16.5 |  | 12913 | [7 empty] | LBNL
|  |  |  | 1.77 |  | 17 |  | 3800 | [7 empty] | LBNL
|  |  |  | 2.78 |  | 16 |  | 16050 | [7 empty] | LBNL
|  |  |  | 2.95 |  | 19.2 |  | 10470 | [7 empty] | LBNL
|  |  |  | 2.37 |  | 19 |  | 8170 | [7 empty] | LBNL
|  |  |  | 4 |  | 20.17 |  | 11038 | [7 empty] | LBNL
|  |  |  | 2.75 |  | 16 |  | 16500 | [7 empty] | LBNL
|  |  |  | 2.37 |  | 19 |  | 10753.84 | [7 empty] | LBNL
|  |  |  | 2.83 |  | 16 |  | 20764 | [7 empty] | LBNL
|  |  |  | 2.78 |  | 16 |  | 15360 | [7 empty] | LBNL
|  |  |  | 1 |  | 16 |  | 4042.5 | [7 empty] | LBNL
|  |  |  | 3.79 |  | 17 |  | 18100 | [7 empty] | LBNL
|  |  |  | 2.75 |  | 16 |  | 20705.42 | [7 empty] | LBNL
|  |  |  | 3 |  | 16.5 |  | 14846 | [7 empty] | LBNL
|  |  |  | 3.79 |  | 17 |  | 21512 | [7 empty] | LBNL
|  |  |  | 1.83 |  | 20 |  | 20927.78 | [7 empty] | LBNL
|  |  |  | 2.5 |  | 22.8 |  | 24317 | [7 empty] | LBNL
|  |  |  | 2.5 |  | 23.8 |  | 14855 | [7 empty] | LBNL
|  |  |  | 5 |  | 15.1 |  | 36955.15 | [7 empty] | LBNL
|  |  |  | 1.87 |  | 16 |  | 10550 | [7 empty] | LBNL
|  |  |  | 3.38 |  | 19.7 |  | 23233 | [7 empty] | LBNL
|  |  |  | 3.38 |  | 19.7 |  | 41809 | [7 empty] | LBNL
|  |  |  | 4 |  | 22.4 |  | 25860 | [7 empty] | LBNL
|  |  |  | 0.75 |  | 20 |  | 13730 | [7 empty] | LBNL
|  |  |  | 0.73 |  | 17 |  | 7200 | [7 empty] | LBNL
|  |  |  | 2.95 |  | 19.2 |  | 21034.4 | [7 empty] | LBNL
|  |  |  | 3 |  | 16 |  | 16311.5 | [7 empty] | LBNL
|  |  |  | 0.75 |  | 23 |  | 4425 | [7 empty] | LBNL
|  |  |  | 0.88 |  | 20 |  | 13730 | [7 empty] | LBNL
|  |  |  | 2.5 |  | 22.4 |  | 13041 | [7 empty] | LBNL
|  |  |  | 1.9 |  | 18 |  | 21150 | [7 empty] | LBNL
|  |  |  | 4 |  | 22.4 |  | 15952.34 | [7 empty] | LBNL
|  |  |  | 1.17 |  | 21.6 |  | 8189 | [7 empty] | LBNL
|  |  |  | 2.78 |  | 16 |  | 16107.6 | [7 empty] | LBNL
|  |  |  | 3 |  | 16 |  | 10450 | [7 empty] | LBNL
|  |  |  | 1.77 |  | 17 |  | 7390 | [7 empty] | LBNL
|  |  |  | 3.38 |  | 19.7 |  | 7300 | [7 empty] | LBNL
|  |  |  | 3.12 |  | 15.2 |  | 20793.77 | [7 empty] | LBNL
|  |  |  | 2.87 |  | 16 |  | 33735 | [7 empty] | LBNL
|  |  |  | 2.78 |  | 16 |  | 7000 | [7 empty] | LBNL
|  |  |  | 3 |  | 15.6 |  | 26875 | [7 empty] | LBNL
|  |  |  | 1 |  | 18 |  | 5212 | [7 empty] | LBNL
|  |  |  | 2.78 |  | 16 |  | 17700 | [7 empty] | LBNL
|  |  |  | 2.37 |  | 18 |  | 11135.09 | [7 empty] | LBNL
|  |  |  | 2.37 |  | 19 |  | 14500 | [7 empty] | LBNL
|  |  |  | 2.5 |  | 22.8 |  | 8510 | [7 empty] | LBNL
|  |  |  | 3.5 |  | 18 |  | 12719.74 | [7 empty] | LBNL
|  |  |  | 2 |  | 17 |  | 4200 | [7 empty] | LBNL
|  |  |  | 5 |  | 17.8 |  | 22861 | [7 empty] | LBNL
|  |  |  | 2 |  | 17 |  | 4200 | [7 empty] | LBNL
|  |  |  | 3 |  | 18 |  | 16769 | [7 empty] | LBNL
|  |  |  | 2 |  | 17 |  | 4200 | [7 empty] | LBNL
|  |  |  | 1.83 |  | 20 |  | 13842 | [7 empty] | LBNL
|  |  |  | 1.4 |  | 19 |  | 27991.12 | [7 empty] | LBNL
|  |  |  | 2.25 |  | 18 |  | 15446.7 | [7 empty] | LBNL
|  |  |  | 2.78 |  | 16 |  | 13230.53 | [7 empty] | LBNL
|  |  |  | 4 |  | 22.4 |  | 19382 | [7 empty] | LBNL
|  |  |  | 4 |  | 20.17 |  | 19249.96 | [7 empty] | LBNL
|  |  |  | 5 |  | 17 |  | 33288 | [7 empty] | LBNL
|  |  |  | 4 |  | 16 |  | 20982.32 | [7 empty] | LBNL
|  |  |  | 2.78 |  | 16 |  | 14000 | [7 empty] | LBNL
|  |  |  | 4 |  | 16 |  | 22390 | [7 empty] | LBNL
|  |  |  | 2.5 |  | 23.8 |  | 10650 | [7 empty] | LBNL
|  |  |  | 2.78 |  | 16 |  | 26620 | [7 empty] | LBNL
|  |  |  | 1.83 |  | 20 |  | 15173 | [7 empty] | LBNL
|  |  |  | 3.17 |  | 17.2 |  | 22629 | [7 empty] | LBNL
|  |  |  | 2.37 |  | 19 |  | 35500 | [7 empty] | LBNL
|  |  |  | 3 |  | 16 |  | 28959 | [7 empty] | LBNL
|  |  |  | 4 |  | 18.9 |  | 8014 | [7 empty] | LBNL
|  |  |  | 2.95 |  | 19.2 |  | 17782 | [7 empty] | LBNL
|  |  |  | 2.25 |  | 15 |  | 33403.55 | [7 empty] | LBNL
|  |  |  | 2 |  | 18 |  | 37275 | [7 empty] | LBNL
|  |  |  | 2.37 |  | 19 |  | 14965 | [7 empty] | LBNL
|  |  |  | 1 |  | 23.1 |  | 9963 | [7 empty] | LBNL
|  |  |  | 1 |  | 23.1 |  | 6228 | [7 empty] | LBNL
|  |  |  | 1.43 |  | 20.2 |  | 25338 | [7 empty] | LBNL
|  |  |  | 2.95 |  | 19.2 |  | 17871 | [7 empty] | LBNL
|  |  |  | 3.38 |  | 19.7 |  | 20375 | [7 empty] | LBNL
|  |  |  | 5 |  | 17.1 |  | 28320 | [7 empty] | LBNL
|  |  |  | 1.5 |  | 20 |  | 12800 | [7 empty] | LBNL
|  |  |  | 2.37 |  | 19 |  | 14242 | [7 empty] | LBNL
|  |  |  | 5 |  | 19.5 |  | 30455 | [7 empty] | LBNL
|  |  |  | 3 |  | 16 |  | 22187.38 | [7 empty] | LBNL
|  |  |  | 1.5 |  | 19.8 |  | 13372 | [7 empty] | LBNL
|  |  |  | 2.37 |  | 19 |  | 14565 | [7 empty] | LBNL
|  |  |  | 2.33 |  | 23 |  | 16174 | [7 empty] | LBNL
|  |  |  | 1.5 |  | 20.5 |  | 26414 | [7 empty] | LBNL
|  |  |  | 2.78 |  | 16 |  | 16519 | [7 empty] | LBNL
|  |  |  | 2.78 |  | 16 |  | 30404.49 | [7 empty] | LBNL
|  |  |  | 2.37 |  | 19 |  | 15215 | [7 empty] | LBNL
|  |  |  | 2.78 |  | 16 |  | 27028 | [7 empty] | LBNL
|  |  |  | 3 |  | 16 |  | 33498.39 | [7 empty] | LBNL
|  |  |  | 1.5 |  | 20 |  | 10112 | [7 empty] | LBNL
|  |  |  | 1.5 |  | 20.5 |  | 6534.15 | [7 empty] | LBNL
|  |  |  | 3.5 |  | 14.3 |  | 31187.17 | [7 empty] | LBNL
|  |  |  | 1.87 |  | 20.5 |  | 14252.5 | [7 empty] | LBNL
|  |  |  | 1 |  | 16 |  | 13181 | [7 empty] | LBNL
|  |  |  | 1.5 |  | 18 |  | 17475.41 | [7 empty] | LBNL
|  |  |  | 2.78 |  | 16 |  | 22454.34 | [7 empty] | LBNL
|  |  |  | 1.43 |  | 16 |  | 5300 | [7 empty] | LBNL
|  |  |  | 2 |  | 16 |  | 28954.42 | [7 empty] | LBNL
|  |  |  | 3.79 |  | 17 |  | 19733 | [7 empty] | LBNL
|  |  |  | 2.25 |  | 18 |  | 21869.88 | [7 empty] | LBNL
|  |  |  | 1 |  | 16 |  | 13873 | [7 empty] | LBNL
|  |  |  | 3.79 |  | 17 |  | 17915 | [7 empty] | LBNL
|  |  |  | 1.83 |  | 20 |  | 31785 | [7 empty] | LBNL
|  |  |  | 1 |  | 16 |  | 12100 | [7 empty] | LBNL
|  |  |  | 3 |  | 19.3 |  | 29262 | [7 empty] | LBNL
|  |  |  | 2 |  | 18 |  | 23111 | [7 empty] | LBNL
|  |  |  | 1.5 |  | 20 |  | 13873 | [7 empty] | LBNL
|  |  |  | 3.5 |  | 18 |  | 18554.66 | [7 empty] | LBNL
|  |  |  | 2.78 |  | 16 |  | 18581.81 | [7 empty] | LBNL
|  |  |  | 2.78 |  | 16 |  | 15852.23 | [7 empty] | LBNL
|  |  |  | 3.5 |  | 21 |  | 26211 | [7 empty] | LBNL
|  |  |  | 3 |  | 18 |  | 15375 | [7 empty] | LBNL
|  |  |  | 1 |  | 23.1 |  | 8278.49 | [7 empty] | LBNL
|  |  |  | 4 |  | 16 |  | 44278.89 | [7 empty] | LBNL
|  |  |  | 1.83 |  | 20 |  | 32353 | [7 empty] | LBNL
|  |  |  | 1.18 |  | 19.8 |  | 8963 | [7 empty] | LBNL
|  |  |  | 3.5 |  | 16.1 |  | 14993.41 | [7 empty] | LBNL
|  |  |  | 2.5 |  | 18.5 |  | 13725 | [7 empty] | LBNL
|  |  |  | 2.95 |  | 19.2 |  | 25373.5 | [7 empty] | LBNL
|  |  |  | 1.5 |  | 18.4 |  | 12468.63 | [7 empty] | LBNL
|  |  |  | 1.87 |  | 20.5 |  | 9684.34 | [7 empty] | LBNL
|  |  |  | 2.95 |  | 19.2 |  | 32353 | [7 empty] | LBNL
|  |  |  | 2 |  | 18 |  | 26356 | [7 empty] | LBNL
|  |  |  | 5 |  | 17 |  | 39298.42 | [7 empty] | LBNL
|  |  |  | 3.12 |  | 15.2 |  | 18056.04 | [7 empty] | LBNL
|  |  |  | 1 |  | 16 |  | 5200 | [7 empty] | LBNL
|  |  |  | 2.78 |  | 16 |  | 18319.51 | [7 empty] | LBNL
|  |  |  | 3.5 |  | 16.1 |  | 15803.45 | [7 empty] | LBNL
|  |  |  | 1.83 |  | 20 |  | 19053 | [7 empty] | LBNL
|  |  |  | 3.5 |  | 16.1 |  | 21709.83 | [7 empty] | LBNL
|  |  |  | 4 |  | 20 |  | 38340.26 | [7 empty] | LBNL
|  |  |  | 1.5 |  | 20.5 |  | 11724.64 | [7 empty] | LBNL
|  |  |  | 2 |  | 16 |  | 25368.13 | [7 empty] | LBNL
|  |  |  | 3.12 |  | 15.2 |  | 21175 | [7 empty] | LBNL
|  |  |  | 2.25 |  | 15 |  | 24290.35 | [7 empty] | LBNL
|  |  |  | 2.95 |  | 19.2 |  | 24618.02 | [7 empty] | LBNL
|  |  |  | 2.78 |  | 16 |  | 28704.82 | [7 empty] | LBNL
|  |  |  | 3.75 |  | 19.7 |  | 30850 | [7 empty] | LBNL
|  |  |  | 1.87 |  | 18 |  | 6000 | [7 empty] | LBNL
|  |  |  | 1.5 |  | 20 |  | 38981.81 | [7 empty] | LBNL
|  |  |  | 2 |  | 18 |  | 8423.82 | [7 empty] | LBNL
|  |  |  | 2.78 |  | 16 |  | 22298.92 | [7 empty] | LBNL
|  |  |  | 3.5 |  | 18 |  | 20033.52 | [7 empty] | LBNL
|  |  |  | 3 |  | 17.5 |  | 30023.56 | [7 empty] | LBNL
|  |  |  | 1 |  | 23 |  | 9825 | [7 empty] | LBNL
|  |  |  | 2.78 |  | 16 |  | 24676 | [7 empty] | LBNL
|  |  |  | 3 |  | 17.5 |  | 13851.98 | [7 empty] | LBNL
|  |  |  | 2.93 |  | 18 |  | 19775 | [7 empty] | LBNL
|  |  |  | 1 |  | 16 |  | 4800 | [7 empty] | LBNL
|  |  |  | 2.37 |  | 19 |  | 17995 | [7 empty] | LBNL
|  |  |  | 1.42 |  | 17 |  | 5771 | [7 empty] | LBNL
|  |  |  | 2.25 |  | 18 |  | 16530 | [7 empty] | LBNL
|  |  |  | 3.5 |  | 16.1 |  | 16991 | [7 empty] | LBNL
|  |  |  | 1 |  | 16 |  | 8150 | [7 empty] | LBNL
|  |  |  | 2.95 |  | 19.2 |  | 19539 | [7 empty] | LBNL
|  |  |  | 1.87 |  | 18 |  | 11520 | [7 empty] | LBNL
|  |  |  | 1 |  | 16 |  | 11800 | [7 empty] | LBNL
|  |  |  | 0.92 |  | 17 |  | 4355 | [7 empty] | LBNL
|  |  |  | 1 |  | 16 |  | 4255 | [7 empty] | LBNL
|  |  |  | 3.92 |  | 20.2 |  | 21500 | [7 empty] | LBNL
|  |  |  | 2.75 |  | 23 |  | 27377 | [7 empty] | LBNL
|  |  |  | 2 |  | 18 |  | 14500 | [7 empty] | LBNL
|  |  |  | 1.43 |  | 20.2 |  | 24000 | [7 empty] | LBNL
|  |  |  | 0.75 |  | 21.5 |  | 27333 | [7 empty] | LBNL
|  |  |  | 0.75 |  | 21.5 |  | 27333 | [7 empty] | LBNL
|  |  |  | 5 |  | 17.8 |  | 22172 | [7 empty] | LBNL
|  |  |  | 1.43 |  | 20.2 |  | 18024 | [7 empty] | LBNL
|  |  |  | 4 |  | 23 |  | 28795 | [7 empty] | LBNL
|  |  |  | 3.38 |  | 19.7 |  | 25300 | [7 empty] | LBNL
|  |  |  | 1.87 |  | 20.5 |  | 6033.05 | [7 empty] | LBNL
|  |  |  | 3 |  | 18 |  | 16566 | [7 empty] | LBNL
|  |  |  | 2.78 |  | 16 |  | 15787 | [7 empty] | LBNL
|  |  |  | 4 |  | 20 |  | 46476.25 | [7 empty] | LBNL
|  |  |  | 2 |  | 19 |  | 12349 | [7 empty] | LBNL
|  |  |  | 2.78 |  | 16 |  | 29494.11 | [7 empty] | LBNL
|  |  |  | 3.71 |  | 19.5 |  | 24603.09 | [7 empty] | LBNL
|  |  |  | 4.79 |  | 16 |  | 44918.3 | [7 empty] | LBNL
|  |  |  | 3 |  | 18 |  | 22550 | [7 empty] | LBNL
|  |  |  | 1.5 |  | 20 |  | 21149 | [7 empty] | LBNL
|  |  |  | 1.83 |  | 20 |  | 18824 | [7 empty] | LBNL
|  |  |  | 5 |  | 17.8 |  | 40146 | [7 empty] | LBNL
|  |  |  | 1.83 |  | 20 |  | 19500 | [7 empty] | LBNL
|  |  |  | 1.83 |  | 20 |  | 13758 | [7 empty] | LBNL
|  |  |  | 5 |  | 18.9 |  | 38990.37 | [7 empty] | LBNL
|  |  |  | 3 |  | 18 |  | 25298.02 | [7 empty] | LBNL
|  |  |  | 3 |  | 16.7 |  | 20395 | [7 empty] | LBNL
|  |  |  | 1.5 |  | 19 |  | 19000 | [7 empty] | LBNL
|  |  |  | 2.37 |  | 19 |  | 16176 | [7 empty] | LBNL
|  |  |  | 1.83 |  | 15.5 |  | 12982.38 | [7 empty] | LBNL
|  |  |  | 2.25 |  | 18 |  | 24632 | [7 empty] | LBNL
|  |  |  | 2.95 |  | 19.2 |  | 14646 | [7 empty] | LBNL
|  |  |  | 2 |  | 17.5 |  | 19407.16 | [7 empty] | LBNL
|  |  |  | 1.83 |  | 20 |  | 21403 | [7 empty] | LBNL
|  |  |  | 1.77 |  | 17 |  | 6825.24 | [7 empty] | LBNL
|  |  |  | 2.78 |  | 16 |  | 31954.8 | [7 empty] | LBNL
|  |  |  | 3 |  | 17.7 |  | 23889 | [7 empty] | LBNL
|  |  |  | 2.25 |  | 18 |  | 16927.952 | [7 empty] | LBNL
|  |  |  | 0.75 |  | 24.6 |  | 6950 | [7 empty] | LBNL
|  |  |  | 0.74 |  | 19 |  | 6852.23 | [7 empty] | LBNL
|  |  |  | 3 |  | 17.7 |  | 9824 | [7 empty] | LBNL
|  |  |  | 2.83 |  | 21 |  | 11478.09 | [7 empty] | LBNL
|  |  |  | 1 |  | 19.8 |  | 7451 | [7 empty] | LBNL
|  |  |  | 2.92 |  | 17 |  | 22309 | [7 empty] | LBNL
|  |  |  | 2.78 |  | 16 |  | 13891.55 | [7 empty] | LBNL
|  |  |  | 2 |  | 18 |  | 36024 | [7 empty] | LBNL
|  |  |  | 2.28 |  | 16.2 |  | 22740 | [7 empty] | LBNL
|  |  |  | 2.83 |  | 21 |  | 12818.29 | [7 empty] | LBNL
|  |  |  | 2 |  | 19 |  | 15228.4 | [7 empty] | LBNL
|  |  |  | 2.25 |  | 18 |  | 12490 | [7 empty] | LBNL
|  |  |  | 4 |  | 20 |  | 11672.14 | [7 empty] | LBNL
|  |  |  | 1.5 |  | 21.5 |  | 11428.54 | [7 empty] | LBNL
|  |  |  | 2.78 |  | 16 |  | 44957 | [7 empty] | LBNL
|  |  |  | 1 |  | 23.1 |  | 26500.35 | [7 empty] | LBNL
|  |  |  | 3.5 |  | 16.1 |  | 28367 | [7 empty] | LBNL
|  |  |  | 2.78 |  | 16 |  | 18934.98 | [7 empty] | LBNL
|  |  |  | 1 |  | 23.1 |  | 9154.35 | [7 empty] | LBNL
|  |  |  | 2 |  | 18 |  | 17050.87 | [7 empty] | LBNL
|  |  |  | 1.83 |  | 20 |  | 11721.74 | [7 empty] | LBNL
|  |  |  | 4 |  | 16.5 |  | 64105 | [7 empty] | LBNL
|  |  |  | 2.78 |  | 16 |  | 22548.06 | [7 empty] | LBNL
|  |  |  | 2.78 |  | 16 |  | 14942.22 | [7 empty] | LBNL
|  |  |  | 2.95 |  | 19.2 |  | 12000 | [7 empty] | LBNL
|  |  |  | 3 |  | 16 |  | 18723 | [7 empty] | LBNL
|  |  |  | 1.83 |  | 18 |  | 14580 | [7 empty] | LBNL
|  |  |  | 2.77 |  | 16.2 |  | 8672.14 | [7 empty] | LBNL
|  |  |  | 2.78 |  | 16 |  | 44029 | [7 empty] | LBNL
|  |  |  | 3.5 |  | 16.1 |  | 19126 | [7 empty] | LBNL
|  |  |  | 2.78 |  | 16 |  | 27681 | [7 empty] | LBNL
|  |  |  | 2.25 |  | 18 |  | 17570 | [7 empty] | LBNL
|  |  |  | 2.78 |  | 16 |  | 65253 | [7 empty] | LBNL
|  |  |  | 2.25 |  | 18 |  | 20739 | [7 empty] | LBNL
|  |  |  | 2.78 |  | 16 |  | 14869 | [7 empty] | LBNL
|  |  |  | 3.5 |  | 16.1 |  | 28324.84 | [7 empty] | LBNL
|  |  |  | 2.25 |  | 18 |  | 18300 | [7 empty] | LBNL
|  |  |  | 1.5 |  | 22.5 |  | 12613 | [7 empty] | LBNL
|  |  |  | 2.78 |  | 16 |  | 60428 | [7 empty] | LBNL
|  |  |  | 1 |  | 22.7 |  | 10023 | [7 empty] | LBNL
|  |  |  | 1 |  | 23.1 |  | 28271 | [7 empty] | LBNL
|  |  |  | 2.87 |  | 16 |  | 11997 | [7 empty] | LBNL
|  |  |  | 3.75 |  | 19.7 |  | 28050 | [7 empty] | LBNL
|  |  |  | 3 |  | 21.5 |  | 7500 | [7 empty] | LBNL
|  |  |  | 1.58 |  | 18 |  | 8997 | [7 empty] | LBNL
|  |  |  | 2.78 |  | 16 |  | 16585 | [7 empty] | LBNL
|  |  |  | 5 |  | 17 |  | 19105 | [7 empty] | LBNL
|  |  |  | 2.78 |  | 16 |  | 13376 | [7 empty] | LBNL
|  |  |  | 3.38 |  | 19.7 |  | 22365 | [7 empty] | LBNL
|  |  |  | 1.87 |  | 20.5 |  | 11435 | [7 empty] | LBNL
|  |  |  | 2.78 |  | 16 |  | 12052 | [7 empty] | LBNL
|  |  |  | 1.83 |  | 20 |  | 9571 | [7 empty] | LBNL
|  |  |  | 2.78 |  | 16 |  | 13342 | [7 empty] | LBNL
|  |  |  | 5 |  | 18.25 |  | 31256 | [7 empty] | LBNL
|  |  |  | 4 |  | 16 |  | 16345 | [7 empty] | LBNL
|  |  |  | 2 |  | 16 |  | 24820 | [7 empty] | LBNL
|  |  |  | 1.5 |  | 20 |  | 14998 | [7 empty] | LBNL
|  |  |  | 2.32 |  | 17.6 |  | 9997 | [7 empty] | LBNL
|  |  |  | 2.95 |  | 19.2 |  | 45913 | [7 empty] | LBNL
|  |  |  | 0.75 |  | 16 |  | 15576 | [7 empty] | LBNL
|  |  |  | 3.75 |  | 19.7 |  | 24172 | [7 empty] | LBNL
|  |  |  | 1.17 |  | 21.6 |  | 9300 | [7 empty] | LBNL
|  |  |  | 3.38 |  | 19.7 |  | 23658 | [7 empty] | LBNL
|  |  |  | 3.5 |  | 16.1 |  | 20635 | [7 empty] | LBNL
|  |  |  | 2.37 |  | 19 |  | 23658 | [7 empty] | LBNL
|  |  |  | 2.78 |  | 16 |  | 18197 | [7 empty] | LBNL
|  |  |  | 3 |  | 19.1 |  | 18825 | [7 empty] | LBNL
|  |  |  | 2 |  | 17.5 |  | 20731 | [7 empty] | LBNL
|  |  |  | 1.83 |  | 20 |  | 17693.49 | [7 empty] | LBNL
|  |  |  | 5 |  | 19.5 |  | 25625 | [7 empty] | LBNL
|  |  |  | 2.78 |  | 16 |  | 41841 | [7 empty] | LBNL
|  |  |  | 3 |  | 16.5 |  | 14966.92 | [7 empty] | LBNL
|  |  |  | 3.5 |  | 16.1 |  | 14884 | [7 empty] | LBNL
|  |  |  | 2.25 |  | 18 |  | 20242 | [7 empty] | LBNL
|  |  |  | 2 |  | 18 |  | 18255 | [7 empty] | LBNL
|  |  |  | 2 |  | 18 |  | 11880 | [7 empty] | LBNL
|  |  |  | 2.78 |  | 16 |  | 17500 | [7 empty] | LBNL
|  |  |  | 2.37 |  | 19 |  | 21505 | [7 empty] | LBNL
|  |  |  | 1.77 |  | 19 |  | 6463 | [7 empty] | LBNL
|  |  |  | 2.37 |  | 19 |  | 31300 | [7 empty] | LBNL
|  |  |  | 3.5 |  | 18 |  | 17730 | [7 empty] | LBNL
|  |  |  | 1.5 |  | 20.5 |  | 8265 | [7 empty] | LBNL
|  |  |  | 1.83 |  | 20 |  | 21505 | [7 empty] | LBNL
|  |  |  | 2.25 |  | 18 |  | 22379 | [7 empty] | LBNL
|  |  |  | 2.25 |  | 18 |  | 26989 | [7 empty] | LBNL
|  |  |  | 4 |  | 20 |  | 31300 | [7 empty] | LBNL
|  |  |  | 2.95 |  | 19.2 |  | 30729 | [7 empty] | LBNL
|  |  |  | 2.37 |  | 19 |  | 47825 | [7 empty] | LBNL
|  |  |  | 3.38 |  | 19.7 |  | 30729 | [7 empty] | LBNL
|  |  |  | 4 |  | 16 |  | 28210 | [7 empty] | LBNL
|  |  |  | 2.37 |  | 21 |  | 13390 | [7 empty] | LBNL
|  |  |  | 2.37 |  | 19 |  | 7455.5 | [7 empty] | LBNL
|  |  |  | 2.95 |  | 19.2 |  | 47825 | [7 empty] | LBNL
|  |  |  | 1.83 |  | 20 |  | 7455.5 | [7 empty] | LBNL
|  |  |  | 2.28 |  | 16.2 |  | 13882 | [7 empty] | LBNL
|  |  |  | 1 |  | 23.1 |  | 5397 | [7 empty] | LBNL
|  |  |  | 2.25 |  | 18 |  | 17500 | [7 empty] | LBNL
|  |  |  | 1.5 |  | 20.5 |  | 6088.5 | [7 empty] | LBNL
|  |  |  | 2.25 |  | 18 |  | 14933 | [7 empty] | LBNL
|  |  |  | 3 |  | 19.1 |  | 10997 | [7 empty] | LBNL
|  |  |  | 1.83 |  | 20 |  | 6088.5 | [7 empty] | LBNL
|  |  |  | 2.95 |  | 19.2 |  | 11997 | [7 empty] | LBNL
|  |  |  | 2.37 |  | 19 |  | 10328 | [7 empty] | LBNL
|  |  |  | 1.83 |  | 19 |  | 14670 | [7 empty] | LBNL
|  |  |  | 2.37 |  | 19 |  | 10328 | [7 empty] | LBNL
|  |  |  | 2 |  | 18 |  | 39819 | [7 empty] | LBNL
|  |  |  | 2.25 |  | 15 |  | 47426 | [7 empty] | LBNL
|  |  |  | 1.67 |  | 16 |  | 7760 | [7 empty] | LBNL
|  |  |  | 2.9 |  | 17.6 |  | 19696 | [7 empty] | LBNL
|  |  |  | 1.67 |  | 16 |  | 7760 | [7 empty] | LBNL
|  |  |  | 2.37 |  | 19 |  | 39819 | [7 empty] | LBNL
|  |  |  | 1 |  | 23.1 |  | 6500 | [7 empty] | LBNL
|  |  |  | 2.37 |  | 19 |  | 9425 | [7 empty] | LBNL
|  |  |  | 1.83 |  | 20 |  | 9037 | [7 empty] | LBNL
|  |  |  | 3.5 |  | 16.1 |  | 49850 | [7 empty] | LBNL
|  |  |  | 1.83 |  | 20 |  | 18211 | [7 empty] | LBNL
|  |  |  | 2.95 |  | 19.2 |  | 8718.5 | [7 empty] | LBNL
|  |  |  | 3.12 |  | 15.2 |  | 18481 | [7 empty] | LBNL
|  |  |  | 2.78 |  | 16 |  | 12529 | [7 empty] | LBNL
|  |  |  | 1.5 |  | 20.5 |  | 8718.5 | [7 empty] | LBNL
|  |  |  | 3 |  | 19.1 |  | 16550 | [7 empty] | LBNL
|  |  |  | 3 |  | 19.1 |  | 25825 | [7 empty] | LBNL
|  |  |  | 2.25 |  | 18 |  | 6360 | [7 empty] | LBNL
|  |  |  | 3.38 |  | 19.7 |  | 22495 | [7 empty] | LBNL
|  |  |  | 1.5 |  | 22.3 |  | 9493 | [7 empty] | LBNL
|  |  |  | 3.38 |  | 19.7 |  | 12160 | [7 empty] | LBNL
|  |  |  | 2.95 |  | 19.2 |  | 7995 | [7 empty] | LBNL
|  |  |  | 2.25 |  | 18 |  | 15366 | [7 empty] | LBNL
|  |  |  | 2 |  | 21 |  | 21771 | [7 empty] | LBNL
|  |  |  | 1 |  | 23.1 |  | 7995 | [7 empty] | LBNL
|  |  |  | 3.5 |  | 18 |  | 15740 | [7 empty] | LBNL
|  |  |  | 1.83 |  | 20 |  | 9698 | [7 empty] | LBNL
|  |  |  | 2 |  | 18 |  | 6032 | [7 empty] | LBNL
|  |  |  | 2.25 |  | 18 |  | 34518 | [7 empty] | LBNL
|  |  |  | 1.83 |  | 20 |  | 9698 | [7 empty] | LBNL
|  |  |  | 3.5 |  | 18 |  | 18868 | [7 empty] | LBNL
|  |  |  | 2.25 |  | 18 |  | 14416 | [7 empty] | LBNL
|  |  |  | 3.21 |  | 17.45 |  | 28727 | [7 empty] | LBNL
|  |  |  | 3.38 |  | 19.7 |  | 15285 | [7 empty] | LBNL
|  |  |  | 4 |  | 16 |  | 19965 | [7 empty] | LBNL
|  |  |  | 1.87 |  | 20.5 |  | 10781 | [7 empty] | LBNL
|  |  |  | 2.25 |  | 18 |  | 13616 | [7 empty] | LBNL
|  |  |  | 1.83 |  | 20 |  | 11207 | [7 empty] | LBNL
|  |  |  | 3.75 |  | 19.7 |  | 28772.12 | [7 empty] | LBNL
|  |  |  | 2.37 |  | 19 |  | 5826.5 | [7 empty] | LBNL
|  |  |  | 2 |  | 18 |  | 31415 | [7 empty] | LBNL
|  |  |  | 3.12 |  | 15.2 |  | 23997 | [7 empty] | LBNL
|  |  |  | 0.75 |  | 24.6 |  | 5826.5 | [7 empty] | LBNL
|  |  |  | 3.38 |  | 19.7 |  | 38981.81 | [7 empty] | LBNL
|  |  |  | 2.78 |  | 16 |  | 18535 | [7 empty] | LBNL
|  |  |  | 1.83 |  | 20 |  | 8500 | [7 empty] | LBNL
|  |  |  | 2.95 |  | 19.2 |  | 6774 | [7 empty] | LBNL
|  |  |  | 3.38 |  | 19.7 |  | 24987 | [7 empty] | LBNL
|  |  |  | 0.75 |  | 24.6 |  | 8500 | [7 empty] | LBNL
|  |  |  | 1.17 |  | 21.6 |  | 6774 | [7 empty] | LBNL
|  |  |  | 2 |  | 17.5 |  | 24579 | [7 empty] | LBNL
|  |  |  | 3.38 |  | 19.7 |  | 9562 | [7 empty] | LBNL
|  |  |  | 1 |  | 16 |  | 4118.25 | [7 empty] | LBNL
|  |  |  | 4 |  | 16 |  | 29404 | [7 empty] | LBNL
|  |  |  | 1 |  | 20.5 |  | 8505 | [7 empty] | LBNL
|  |  |  | 1.17 |  | 21.6 |  | 9562 | [7 empty] | LBNL
|  |  |  | 2.87 |  | 16 |  | 31219 | [7 empty] | LBNL
|  |  |  | 1.83 |  | 20 |  | 10500 | [7 empty] | LBNL
|  |  |  | 3.21 |  | 17.45 |  | 25550 | [7 empty] | LBNL
|  |  |  | 0.5 |  | 33.1 |  | 5898.66 | [7 empty] | LBNL
|  |  |  | 2.37 |  | 19 |  | 5898.66 | [7 empty] | LBNL
|  |  |  | 5 |  | 19.5 |  | 57565 | [7 empty] | LBNL
|  |  |  | 3.38 |  | 19.7 |  | 13267 | [7 empty] | LBNL
|  |  |  | 1 |  | 21.1 |  | 16795 | [7 empty] | LBNL
|  |  |  | 3.5 |  | 18 |  | 17781 | [7 empty] | LBNL
|  |  |  | 2.95 |  | 19.2 |  | 13267 | [7 empty] | LBNL
|  |  |  | 3.21 |  | 17.45 |  | 23786 | [7 empty] | LBNL
|  |  |  | 3 |  | 18 |  | 18923 | [7 empty] | LBNL
|  |  |  | 2.25 |  | 18 |  | 17500 | [7 empty] | LBNL
|  |  |  | 0.75 |  | 24.6 |  | 4997 | [7 empty] | LBNL
|  |  |  | 1.5 |  | 20 |  | 8500 | [7 empty] | LBNL
|  |  |  | 2 |  | 18 |  | 18700 | [7 empty] | LBNL
|  |  |  | 1.5 |  | 20 |  | 8500 | [7 empty] | LBNL
|  |  |  | 2 |  | 18 |  | 10606 | [7 empty] | LBNL
|  |  |  | 2.95 |  | 19.2 |  | 13600 | [7 empty] | LBNL
|  |  |  | 2.95 |  | 19.2 |  | 25200 | [7 empty] | LBNL
|  |  |  | 0.73 |  | 17 |  | 3963 | [7 empty] | LBNL
|  |  |  | 2.78 |  | 16 |  | 18150 | [7 empty] | LBNL
|  |  |  | 4 |  | 23 |  | 15500 | [7 empty] | LBNL
|  |  |  | 2 |  | 18 |  | 16145 | [7 empty] | LBNL
|  |  |  | 3.21 |  | 17.45 |  | 28289 | [7 empty] | LBNL
|  |  |  | 1.83 |  | 20 |  | 12610.3 | [7 empty] | LBNL
|  |  |  | 2.78 |  | 16 |  | 26750 | [7 empty] | LBNL
|  |  |  | 1.5 |  | 20 |  | 25200 | [7 empty] | LBNL
|  |  |  | 2.25 |  | 18 |  | 20475 | [7 empty] | LBNL
|  |  |  | 3.75 |  | 17.7 |  | 28000 | [7 empty] | LBNL
|  |  |  | 0.92 |  | 17 |  | 3889 | [7 empty] | LBNL
|  |  |  | 2.95 |  | 19.2 |  | 22070 | [7 empty] | LBNL
|  |  |  | 2 |  | 18 |  | 11169 | [7 empty] | LBNL
|  |  |  | 4 |  | 16.5 |  | 23581 | [7 empty] | LBNL
|  |  |  | 2.93 |  | 20 |  | 23998.51 | [7 empty] | LBNL
|  |  |  | 2.78 |  | 16 |  | 19350 | [7 empty] | LBNL
|  |  |  | 2.37 |  | 19 |  | 15200 | [7 empty] | LBNL
|  |  |  | 1 |  | 18 |  | 14643 | [7 empty] | LBNL
|  |  |  | 3.21 |  | 17.45 |  | 19271 | [7 empty] | LBNL
|  |  |  | 1.5 |  | 19.7 |  | 24000 | [7 empty] | LBNL
|  |  |  | 2.37 |  | 19 |  | 13225 | [7 empty] | LBNL
|  |  |  | 2.95 |  | 19.2 |  | 11477 | [7 empty] | LBNL
|  |  |  | 2.87 |  | 16 |  | 21476 | [7 empty] | LBNL
|  |  |  | 4 |  | 18 |  | 35634 | [7 empty] | LBNL
|  |  |  | 2.33 |  | 23 |  | 16118 | [7 empty] | LBNL
|  |  |  | 2.83 |  | 18 |  | 18480 | [7 empty] | LBNL
|  |  |  | 1.87 |  | 21 |  | 19600 | [7 empty] | LBNL
|  |  |  | 1.5 |  | 19.8 |  | 37245.75 | [7 empty] | LBNL
|  |  |  | 4 |  | 16.5 |  | 37273 | [7 empty] | LBNL
|  |  |  | 2 |  | 18 |  | 20620 | [7 empty] | LBNL
|  |  |  | 4 |  | 18 |  | 20115 | [7 empty] | LBNL
|  |  |  | 3.5 |  | 16.1 |  | 15508.1 | [7 empty] | LBNL
|  |  |  | 1 |  | 20 |  | 3100 | [7 empty] | LBNL
|  |  |  | 1 |  | 20 |  | 3100 | [7 empty] | LBNL
|  |  |  | 3.5 |  | 21 |  | 39038 | [7 empty] | LBNL
|  |  |  | 3.38 |  | 19.7 |  | 20210.59 | [7 empty] | LBNL
|  |  |  | 2.78 |  | 16 |  | 38600 | [7 empty] | LBNL
|  |  |  | 3.12 |  | 15.2 |  | 26331.5 | [7 empty] | LBNL
|  |  |  | 2.78 |  | 16 |  | 10927 | [7 empty] | LBNL
|  |  |  | 1 |  | 18 |  | 13000 | [7 empty] | LBNL
|  |  |  | 3.38 |  | 19.7 |  | 22356 | [7 empty] | LBNL
|  |  |  | 2.78 |  | 16 |  | 30595 | [7 empty] | LBNL
|  |  |  | 1.83 |  | 20 |  | 10810.33 | [7 empty] | LBNL
|  |  |  | 2.78 |  | 16 |  | 16551 | [7 empty] | LBNL
|  |  |  | 2.32 |  | 17.6 |  | 27324.32 | [7 empty] | LBNL
|  |  |  | 3.21 |  | 17.45 |  | 36912 | [7 empty] | LBNL
|  |  |  | 2.25 |  | 15 |  | 23437 | [7 empty] | LBNL
|  |  |  | 1.83 |  | 20 |  | 13175.36 | [7 empty] | LBNL
|  |  |  | 2.87 |  | 16 |  | 33649 | [7 empty] | LBNL
|  |  |  | 2 |  | 22 |  | 23866.58 | [7 empty] | LBNL
|  |  |  | 2.78 |  | 16 |  | 21894 | [7 empty] | LBNL
|  |  |  | 1 |  | 25.5 |  | 27974 | [7 empty] | LBNL
|  |  |  | 1 |  | 21.5 |  | 41432 | [7 empty] | LBNL
|  |  |  | 1 |  | 21.5 |  | 41432 | [7 empty] | LBNL
|  |  |  | 2 |  | 23 |  | 16700 | [7 empty] | LBNL
|  |  |  | 0.75 |  | 17 |  | 24690.76 | [7 empty] | LBNL
|  |  |  | 1.5 |  | 18.5 |  | 25069.83 | [7 empty] | LBNL
|  |  |  | 1.9 |  | 18 |  | 9000 | [7 empty] | LBNL
|  |  |  | 1.5 |  | 20.5 |  | 6500 | [7 empty] | LBNL
|  |  |  | 2.9 |  | 17.6 |  | 12300 | [7 empty] | LBNL
|  |  |  | 2.9 |  | 17.6 |  | 4500 | [7 empty] | LBNL
|  |  |  | 5 |  | 17.8 |  | 22679.4 | [7 empty] | LBNL
|  |  |  | 2 |  | 19 |  | 37810 | [7 empty] | LBNL
|  |  |  | 0.75 |  | 24.6 |  | 45913 | [7 empty] | LBNL
|  |  |  | 3.38 |  | 19.7 |  | 22956.5 | [7 empty] | LBNL
|  |  |  | 1.17 |  | 18 |  | 20223 | [7 empty] | LBNL
|  |  |  | 1.43 |  | 18 |  | 32100 | [7 empty] | LBNL
|  |  |  | 2.37 |  | 19 |  | 26199 | [7 empty] | LBNL
|  |  |  | 2.78 |  | 16 |  | 14900 | [7 empty] | LBNL
|  |  |  | 2.37 |  | 19 |  | 26743 | [7 empty] | LBNL
|  |  |  | 2 |  | 18 |  | 18708 | [7 empty] | LBNL
|  |  |  | 1.83 |  | 20 |  | 13995.98 | [7 empty] | LBNL
|  |  |  | 2.25 |  | 18 |  | 17902.53 | [7 empty] | LBNL
|  |  |  | 2.25 |  | 15 |  | 28616 | [7 empty] | LBNL
|  |  |  | 4 |  | 22.4 |  | 38193 | [7 empty] | LBNL
|  |  |  | 2.85 |  | 16 |  | 22096.32 | [7 empty] | LBNL
|  |  |  | 2 |  | 20.5 |  | 22287 | [7 empty] | LBNL
|  |  |  | 3.5 |  | 14.3 |  | 31750 | [7 empty] | LBNL
|  |  |  | 3 |  | 18 |  | 18507 | [7 empty] | LBNL
|  |  |  | 1.83 |  | 18 |  | 10321 | [7 empty] | LBNL
|  |  |  | 3.21 |  | 17.45 |  | 38528 | [7 empty] | LBNL
|  |  |  | 2.78 |  | 16 |  | 13900 | [7 empty] | LBNL
|  |  |  | 0.75 |  | 23.5 |  | 15895 | [7 empty] | LBNL
|  |  |  | 3.79 |  | 17 |  | 23044 | [7 empty] | LBNL
|  |  |  | 2 |  | 20.6 |  | 19793 | [7 empty] | LBNL
|  |  |  | 1.97 |  | 16 |  | 14000 | [7 empty] | LBNL
|  |  |  | 2 |  | 18 |  | 32394 | [7 empty] | LBNL
|  |  |  | 2 |  | 17.5 |  | 32675 | [7 empty] | LBNL
|  |  |  | 2.5 |  | 23.8 |  | 12858 | [7 empty] | LBNL
|  |  |  | 4 |  | 16 |  | 23067 | [7 empty] | LBNL
|  |  |  | 1.83 |  | 19.5 |  | 7096 | [7 empty] | LBNL
|  |  |  | 3.38 |  | 19.7 |  | 23875 | [7 empty] | LBNL
|  |  |  | 3 |  | 16.7 |  | 16956.88 | [7 empty] | LBNL
|  |  |  | 3.5 |  | 18 |  | 40100 | [7 empty] | LBNL
|  |  |  | 1.5 |  | 18 |  | 40100 | [7 empty] | LBNL
|  |  |  | 2.25 |  | 18 |  | 13650 | [7 empty] | LBNL
|  |  |  | 2.95 |  | 19.2 |  | 11845.5 | [7 empty] | LBNL
|  |  |  | 3.5 |  | 16.1 |  | 30089 | [7 empty] | LBNL
|  |  |  | 1 |  | 23.1 |  | 8400 | [7 empty] | LBNL
|  |  |  | 2.87 |  | 16 |  | 18424 | [7 empty] | LBNL
|  |  |  | 2.95 |  | 19.2 |  | 11845.5 | [7 empty] | LBNL
|  |  |  | 4 |  | 22.4 |  | 18495 | [7 empty] | LBNL
|  |  |  | 1.87 |  | 20.5 |  | 10675.5 | [7 empty] | LBNL
|  |  |  | 2.78 |  | 16 |  | 18792.87 | [7 empty] | LBNL
|  |  |  | 2.95 |  | 19.2 |  | 10675.5 | [7 empty] | LBNL
|  |  |  | 2.95 |  | 19.2 |  | 11600.5 | [7 empty] | LBNL
|  |  |  | 3.5 |  | 20 |  | 20419 | [7 empty] | LBNL
|  |  |  | 2.95 |  | 19.2 |  | 11600.5 | [7 empty] | LBNL
|  |  |  | 1.83 |  | 20 |  | 8255.5 | [7 empty] | LBNL
|  |  |  | 1.87 |  | 20.5 |  | 8255.5 | [7 empty] | LBNL
|  |  |  | 1.5 |  | 20 |  | 5930.5 | [7 empty] | LBNL
|  |  |  | 0.75 |  | 24.6 |  | 5930.5 | [7 empty] | LBNL
|  |  |  | 2.25 |  | 18 |  | 13900 | [7 empty] | LBNL
|  |  |  | 2.37 |  | 19 |  | 7647.5 | [7 empty] | LBNL
|  |  |  | 1.5 |  | 20 |  | 7647.5 | [7 empty] | LBNL
|  |  |  | 3 |  | 18 |  | 22939 | [7 empty] | LBNL
|  |  |  | 2.25 |  | 18 |  | 29558 | [7 empty] | LBNL
|  |  |  | 1.83 |  | 20 |  | 15910 | [7 empty] | LBNL
|  |  |  | 1.83 |  | 19 |  | 13575 | [7 empty] | LBNL
|  |  |  | 1 |  | 23.1 |  | 6197 | [7 empty] | LBNL
|  |  |  | 3.21 |  | 17.45 |  | 18340.87 | [7 empty] | LBNL
|  |  |  | 4 |  | 18 |  | 26414 | [7 empty] | LBNL
|  |  |  | 1.83 |  | 18 |  | 17050 | [7 empty] | LBNL
|  |  |  | 2.5 |  | 19 |  | 14997.23 | [7 empty] | LBNL
|  |  |  | 2.25 |  | 18 |  | 13900 | [7 empty] | LBNL
|  |  |  | 2.78 |  | 16 |  | 18313 | [7 empty] | LBNL
|  |  |  | 2.25 |  | 18 |  | 11566 | [7 empty] | LBNL
|  |  |  | 1.17 |  | 21.6 |  | 8299 | [7 empty] | LBNL
|  |  |  | 2.93 |  | 18 |  | 18218 | [7 empty] | LBNL
|  |  |  | 3.75 |  | 19.7 |  | 23914 | [7 empty] | LBNL
|  |  |  | 2 |  | 20 |  | 12100 | [7 empty] | LBNL
|  |  |  | 4 |  | 18 |  | 35527 | [7 empty] | LBNL
|  |  |  | 4 |  | 16 |  | 28500 | [7 empty] | LBNL
|  |  |  | 3.38 |  | 19.7 |  | 14398 | [7 empty] | LBNL
|  |  |  | 3 |  | 19.3 |  | 15732.83 | [7 empty] | LBNL
|  |  |  | 1.5 |  | 22.3 |  | 7770 | [7 empty] | LBNL
|  |  |  | 1.5 |  | 20.1 |  | 22653.52 | [7 empty] | LBNL
|  |  |  | 0.75 |  | 20 |  | 41838 | [7 empty] | LBNL
|  |  |  | 3.38 |  | 19.7 |  | 25471 | [7 empty] | LBNL
|  |  |  | 1.5 |  | 22.5 |  | 12267 | [7 empty] | LBNL
|  |  |  | 2 |  | 21 |  | 9223 | [7 empty] | LBNL
|  |  |  | 4 |  | 22.4 |  | 9770.66 | [7 empty] | LBNL
|  |  |  | 2.78 |  | 16 |  | 31085 | [7 empty] | LBNL
|  |  |  | 3.38 |  | 19.7 |  | 25730 | [7 empty] | LBNL
|  |  |  | 2 |  | 17.5 |  | 41838 | [7 empty] | LBNL
|  |  |  | 3.79 |  | 17 |  | 18735.99 | [7 empty] | LBNL
|  |  |  | 2.93 |  | 16 |  | 34385 | [7 empty] | LBNL
|  |  |  | 2 |  | 17.5 |  | 24275.83 | [7 empty] | LBNL
|  |  |  | 1.18 |  | 19.8 |  | 15775 | [7 empty] | LBNL
|  |  |  | 4 |  | 20 |  | 34891 | [7 empty] | LBNL
|  |  |  | 2.93 |  | 18 |  | 22877 | [7 empty] | LBNL
|  |  |  | 2.75 |  | 23 |  | 17665 | [7 empty] | LBNL
|  |  |  | 2.37 |  | 19 |  | 11396 | [7 empty] | LBNL
|  |  |  | 3.79 |  | 17 |  | 17922.58 | [7 empty] | LBNL
|  |  |  | 3.38 |  | 19.7 |  | 11748 | [7 empty] | LBNL
|  |  |  | 1.5 |  | 19 |  | 19980.89 | [7 empty] | LBNL
|  |  |  | 0.5 |  | 33.1 |  | 7400 | [7 empty] | LBNL
|  |  |  | 4 |  | 20 |  | 24327 | [7 empty] | LBNL
|  |  |  | 2.33 |  | 23 |  | 12867 | [7 empty] | LBNL
|  |  |  | 3 |  | 16 |  | 20280.5 | [7 empty] | LBNL
|  |  |  | 3 |  | 16.5 |  | 12667.28 | [7 empty] | LBNL
|  |  |  | 3.79 |  | 17 |  | 16200 | [7 empty] | LBNL
|  |  |  | 0.75 |  | 17 |  | 25059 | [7 empty] | LBNL
|  |  |  | 1.77 |  | 17 |  | 43184.24 | [7 empty] | LBNL
|  |  |  | 2.78 |  | 16 |  | 21270 | [7 empty] | LBNL
|  |  |  | 1.43 |  | 20.2 |  | 23605 | [7 empty] | LBNL
|  |  |  | 1 |  | 20.2 |  | 23605 | [7 empty] | LBNL
|  |  |  | 1 |  | 16 |  | 4600 | [7 empty] | LBNL
|  |  |  | 3.5 |  | 16.1 |  | 18293 | [7 empty] | LBNL
|  |  |  | 2.78 |  | 16 |  | 38365 | [7 empty] | LBNL
|  |  |  | 2 |  | 17.5 |  | 28464 | [7 empty] | LBNL
|  |  |  | 3 |  | 16.5 |  | 15312.07 | [7 empty] | LBNL
|  |  |  | 2.28 |  | 16.2 |  | 20205 | [7 empty] | LBNL
|  |  |  | 1.5 |  | 20.5 |  | 8885 | [7 empty] | LBNL
|  |  |  | 2.25 |  | 18 |  | 37995 | [7 empty] | LBNL
|  |  |  | 1.5 |  | 20.5 |  | 8885 | [7 empty] | LBNL
|  |  |  | 3.21 |  | 17.45 |  | 30840 | [7 empty] | LBNL
|  |  |  | 2.87 |  | 16 |  | 22848 | [7 empty] | LBNL
|  |  |  | 2 |  | 18 |  | 15599.7 | [7 empty] | LBNL
|  |  |  | 2.93 |  | 18 |  | 31604 | [7 empty] | LBNL
|  |  |  | 4.08 |  | 20.5 |  | 20233.94 | [7 empty] | LBNL
|  |  |  | 3.21 |  | 17.45 |  | 38832 | [7 empty] | LBNL
|  |  |  | 1.5 |  | 23 |  | 7265 | [7 empty] | LBNL
|  |  |  | 3 |  | 16.5 |  | 13667.28 | [7 empty] | LBNL
|  |  |  | 0.75 |  | 33.1 |  | 31604 | [7 empty] | LBNL
|  |  |  | 1.87 |  | 20.5 |  | 9325 | [7 empty] | LBNL
|  |  |  | 4 |  | 16 |  | 23079 | [7 empty] | LBNL
|  |  |  | 2 |  | 17.5 |  | 16624 | [7 empty] | LBNL
|  |  |  | 2.25 |  | 18 |  | 11700 | [7 empty] | LBNL
|  |  |  | 2 |  | 17.5 |  | 47651 | [7 empty] | LBNL
|  |  |  | 3 |  | 16.5 |  | 14233 | [7 empty] | LBNL
|  |  |  | 2.5 |  | 19 |  | 25308 | [7 empty] | LBNL
|  |  |  | 2.5 |  | 18.5 |  | 16050.52 | [7 empty] | LBNL
|  |  |  | 1.5 |  | 18 |  | 47651 | [7 empty] | LBNL
|  |  |  | 3.38 |  | 19.7 |  | 20930.71 | [7 empty] | LBNL
|  |  |  | 2 |  | 17.5 |  | 26992 | [7 empty] | LBNL
|  |  |  | 2 |  | 17.5 |  | 23696 | [7 empty] | LBNL
|  |  |  | 1.97 |  | 16 |  | 16137.76 | [7 empty] | LBNL
|  |  |  | 2.25 |  | 18 |  | 21250 | [7 empty] | LBNL
|  |  |  | 1 |  | 20.2 |  | 26025 | [7 empty] | LBNL
|  |  |  | 4 |  | 16.5 |  | 44021.88 | [7 empty] | LBNL
|  |  |  | 2.78 |  | 16 |  | 27268.5 | [7 empty] | LBNL
|  |  |  | 2.5 |  | 16.5 |  | Removed during QA | [7 empty] | LBNL
|  |  |  | 2.5 |  | 18.5 |  | 28682 | [7 empty] | LBNL
|  |  |  | 2.87 |  | 16 |  | 22078 | [7 empty] | LBNL
|  |  |  | 2.28 |  | 16.2 |  | 19008 | [7 empty] | LBNL
|  |  |  | 2.78 |  | 16 |  | 23898 | [7 empty] | LBNL
|  |  |  | 1.83 |  | 18 |  | Removed during QA | [7 empty] | LBNL
|  |  |  | 5 |  | 17 |  | 23895 | [7 empty] | LBNL
|  |  |  | 1.83 |  | 20 |  | 12009.52 | [7 empty] | LBNL
|  |  |  | 2.78 |  | 16 |  | 19229 | [7 empty] | LBNL
|  |  |  | 2.25 |  | 18 |  | 14081.5 | [7 empty] | LBNL
|  |  |  | 2.25 |  | 18 |  | 27536.5 | [7 empty] | LBNL
|  |  |  | 3.5 |  | 17.8 |  | 17733 | [7 empty] | LBNL
|  |  |  | 2 |  | 19 |  | 21427 | [7 empty] | LBNL
|  |  |  | 5 |  | 19.5 |  | 21700 | [7 empty] | LBNL
|  |  |  | 2 |  | 18 |  | 19230 | [7 empty] | LBNL
|  |  |  | 2.25 |  | 18 |  | 52475 | [7 empty] | LBNL
|  |  |  | 1 |  | 20 |  | 41959.96 | [7 empty] | LBNL
|  |  |  | 2.78 |  | 16 |  | 16050 | [7 empty] | LBNL
|  |  |  | 3 |  | 18 |  | 26025 | [7 empty] | LBNL
|  |  |  | 2 |  | 17.9 |  | 10710 | [7 empty] | LBNL
|  |  |  | 3 |  | 16.5 |  | 21258 | [7 empty] | LBNL
|  |  |  | 4 |  | 20 |  | 33562 | [7 empty] | LBNL
|  |  |  | 1.43 |  | 16 |  | 6283.75 | [7 empty] | LBNL
|  |  |  | 2 |  | 18 |  | 14700 | [7 empty] | LBNL
|  |  |  | 4 |  | 20 |  | 18948 | [7 empty] | LBNL
|  |  |  | 2.78 |  | 16 |  | 27855.3 | [7 empty] | LBNL
|  |  |  | 1.17 |  | 21.6 |  | 7382 | [7 empty] | LBNL
|  |  |  | 1.5 |  | 18.9 |  | 6955 | [7 empty] | LBNL
|  |  |  | 3.12 |  | 15.2 |  | 20846 | [7 empty] | LBNL
|  |  |  | 2.78 |  | 16 |  | 30989.5 | [7 empty] | LBNL
|  |  |  | 0.75 |  | 26.5 |  | 21995 | [7 empty] | LBNL
|  |  |  | 2.78 |  | 16 |  | 22250 | [7 empty] | LBNL
|  |  |  | 4 |  | 16.5 |  | 38885.34 | [7 empty] | LBNL
|  |  |  | 3 |  | 16.5 |  | 23186 | [7 empty] | LBNL
|  |  |  | 2.25 |  | 18 |  | 18677.39 | [7 empty] | LBNL
|  |  |  | 2 |  | 23 |  | 13775 | [7 empty] | LBNL
|  |  |  | 2.75 |  | 16 |  | 14600 | [7 empty] | LBNL
|  |  |  | 2 |  | 18 |  | 15020 | [7 empty] | LBNL
|  |  |  | 1.43 |  | 20.2 |  | 26400.5 | [7 empty] | LBNL
|  |  |  | 1.97 |  | 16 |  | 19553.5 | [7 empty] | LBNL
|  |  |  | 0.75 |  | 21.5 |  | 22723 | [7 empty] | LBNL
|  |  |  | 3 |  | 18 |  | 9500 | [7 empty] | LBNL
|  |  |  | 1.5 |  | 22 |  | 11023 | [7 empty] | LBNL
|  |  |  | 3 |  | 18 |  | 15206 | [7 empty] | LBNL
|  |  |  | 2 |  | 20.6 |  | 29993.32 | [7 empty] | LBNL
|  |  |  | 1.43 |  | 20.2 |  | 26304.5 | [7 empty] | LBNL
|  |  |  | 2.5 |  | 16.5 |  | 52609 | [7 empty] | LBNL
|  |  |  | 3 |  | 18.3 |  | 42291 | [7 empty] | LBNL
|  |  |  | 2 |  | 17.5 |  | 12297 | [7 empty] | LBNL
|  |  |  | 2 |  | 18 |  | 18996 | [7 empty] | LBNL
|  |  |  | 3.5 |  | 21 |  | 23495 | [7 empty] | LBNL
|  |  |  | 4 |  | 16 |  | 35092.57 | [7 empty] | LBNL
|  |  |  | 2.25 |  | 15 |  | 58000 | [7 empty] | LBNL
|  |  |  | 2.93 |  | 18 |  | 22408 | [7 empty] | LBNL
|  |  |  | 2.32 |  | 17.6 |  | 13768 | [7 empty] | LBNL
|  |  |  | 2 |  | 20 |  | 13342 | [7 empty] | LBNL
|  |  |  | 2.78 |  | 16 |  | 31359.19 | [7 empty] | LBNL
|  |  |  | 3.5 |  | 18 |  | 20500 | [7 empty] | LBNL
|  |  |  | 2.32 |  | 17.6 |  | 14083 | [7 empty] | LBNL
|  |  |  | 2.87 |  | 16 |  | 19840 | [7 empty] | LBNL
|  |  |  | 2.78 |  | 16 |  | 23247 | [7 empty] | LBNL
|  |  |  | 2 |  | 18 |  | 28335 | [7 empty] | LBNL
|  |  |  | 2.95 |  | 19.2 |  | 21888.94 | [7 empty] | LBNL
|  |  |  | 0.75 |  | 20 |  | 53314 | [7 empty] | LBNL
|  |  |  | 4 |  | 20.17 |  | 26000 | [7 empty] | LBNL
|  |  |  | 1.5 |  | 19 |  | 53341 | [7 empty] | LBNL
|  |  |  | 2.25 |  | 18 |  | 18665.5 | [7 empty] | LBNL
|  |  |  | 4 |  | 22.4 |  | 48687 | [7 empty] | LBNL
|  |  |  | 2.37 |  | 19 |  | 12146 | [7 empty] | LBNL
|  |  |  | 2.25 |  | 18 |  | 39203.89 | [7 empty] | LBNL
|  |  |  | 3.5 |  | 17.6 |  | 16782.2 | [7 empty] | LBNL
|  |  |  | 2.87 |  | 16 |  | 34554 | [7 empty] | LBNL
|  |  |  | 2.5 |  | 16.5 |  | 20670 | [7 empty] | LBNL
|  |  |  | 1 |  | 17 |  | 6225 | [7 empty] | LBNL
|  |  |  | 2 |  | 20.2 |  | 21800.59 | [7 empty] | LBNL
|  |  |  | 1.83 |  | 18 |  | 37381 | [7 empty] | LBNL
|  |  |  | 2.5 |  | 23.8 |  | 20250 | [7 empty] | LBNL
|  |  |  | 0.75 |  | 20 |  | 21995 | [7 empty] | LBNL
|  |  |  | 2.93 |  | 18 |  | 37381 | [7 empty] | LBNL
|  |  |  | 2.78 |  | 16 |  | 36633.27 | [7 empty] | LBNL
|  |  |  | 1 |  | 23.1 |  | Removed during QA | [7 empty] | LBNL
|  |  |  | 1 |  | 23.1 |  | Removed during QA | [7 empty] | LBNL
|  |  |  | 1.83 |  | 20 |  | 18107 | [7 empty] | LBNL
|  |  |  | 2.93 |  | 18 |  | 23990 | [7 empty] | LBNL
|  |  |  | 1 |  | 23.1 |  | Removed during QA | [7 empty] | LBNL
|  |  |  | 2.78 |  | 16 |  | 13581 | [7 empty] | LBNL
|  |  |  | 1 |  | 23.1 |  | Removed during QA | [7 empty] | LBNL
|  |  |  | 1 |  | 23.1 |  | Removed during QA | [7 empty] | LBNL
|  |  |  | 1 |  | 23.1 |  | Removed during QA | [7 empty] | LBNL
|  |  |  | 1 |  | 20.2 |  | 11580 | [7 empty] | LBNL
|  |  |  | 1 |  | 23.1 |  | Removed during QA | [7 empty] | LBNL
|  |  |  | 2.33 |  | 23 |  | 24560 | [7 empty] | LBNL
|  |  |  | 1 |  | 23.1 |  | Removed during QA | [7 empty] | LBNL
|  |  |  | 1 |  | 23.1 |  | Removed during QA | [7 empty] | LBNL
|  |  |  | 3 |  | 18 |  | 32400 | [7 empty] | LBNL
|  |  |  | 1 |  | 23.1 |  | Removed during QA | [7 empty] | LBNL
|  |  |  | 0.92 |  | 17 |  | 4963 | [7 empty] | LBNL
|  |  |  | 1.5 |  | 20 |  | Removed during QA | [7 empty] | LBNL
|  |  |  | 2 |  | 18 |  | 17000 | [7 empty] | LBNL
|  |  |  | 2 |  | 17.5 |  | 32400 | [7 empty] | LBNL
|  |  |  | 0.92 |  | 17 |  | 10892 | [7 empty] | LBNL
|  |  |  | 1 |  | 23.1 |  | Removed during QA | [7 empty] | LBNL
|  |  |  | 1.82 |  | 18.6 |  | 13455 | [7 empty] | LBNL
|  |  |  | 3.79 |  | 17 |  | 19950 | [7 empty] | LBNL
|  |  |  | 3.5 |  | 18 |  | 34200 | [7 empty] | LBNL
|  |  |  | 2.78 |  | 16 |  | 17264 | [7 empty] | LBNL
|  |  |  | 2.87 |  | 16 |  | 51420 | [7 empty] | LBNL
|  |  |  | 5 |  | 17 |  | 56245.24 | [7 empty] | LBNL
|  |  |  | 2.78 |  | 16 |  | 26000 | [7 empty] | LBNL
|  |  |  | 1.43 |  | 20.2 |  | 38315 | [7 empty] | LBNL
|  |  |  | 2.78 |  | 16 |  | 15250 | [7 empty] | LBNL
|  |  |  | 4 |  | 16.5 |  | 28824 | [7 empty] | LBNL
|  |  |  | 1.43 |  | 20.2 |  | 38315 | [7 empty] | LBNL
|  |  |  | 2.5 |  | 18.5 |  | 30108 | [7 empty] | LBNL
|  |  |  | 1.43 |  | 20.2 |  | 30108 | [7 empty] | LBNL
|  |  |  | 2 |  | 19 |  | 13642 | [7 empty] | LBNL
|  |  |  | 1 |  | 22.1 |  | 17818 | [7 empty] | LBNL
|  |  |  | 2.93 |  | 18 |  | 26000 | [7 empty] | LBNL
|  |  |  | 1.43 |  | 20.2 |  | 12500 | [7 empty] | LBNL
|  |  |  | 1.43 |  | 20.2 |  | 24820 | [7 empty] | LBNL
|  |  |  | 2.78 |  | 16 |  | 17595 | [7 empty] | LBNL
|  |  |  | 3.21 |  | 17.45 |  | 23718 | [7 empty] | LBNL
|  |  |  | 5 |  | 17.8 |  | 46514 | [7 empty] | LBNL
|  |  |  | 2 |  | 18 |  | 8421 | [7 empty] | LBNL
|  |  |  | 1.83 |  | 20 |  | 11800 | [7 empty] | LBNL
|  |  |  | 3.5 |  | 17 |  | 35316 | [7 empty] | LBNL
|  |  |  | 4.67 |  | 17.5 |  | 18325 | [7 empty] | LBNL
|  |  |  | 1 |  | 26.1 |  | 35316 | [7 empty] | LBNL
|  |  |  | 3.5 |  | 18 |  | 18600 | [7 empty] | LBNL
|  |  |  | 2.25 |  | 18 |  | 12610 | [7 empty] | LBNL
|  |  |  | 2.25 |  | 18 |  | 25945.27 | [7 empty] | LBNL
|  |  |  | 2.95 |  | 19.2 |  | 19375 | [7 empty] | LBNL
|  |  |  | 1.5 |  | 18.4 |  | 29451 | [7 empty] | LBNL
|  |  |  | 1.45 |  | 16 |  | 12775 | [7 empty] | LBNL
|  |  |  | 3 |  | 21 |  | 11994 | [7 empty] | LBNL
|  |  |  | 2 |  | 18 |  | 10000 | [7 empty] | LBNL
|  |  |  | 2.5 |  | 18.5 |  | 17458.64 | [7 empty] | LBNL
|  |  |  | 2.25 |  | 18 |  | 17113 | [7 empty] | LBNL
|  |  |  | 1.5 |  | 16.7 |  | 27000 | [7 empty] | LBNL
|  |  |  | 4 |  | 16 |  | 43930 | [7 empty] | LBNL
|  |  |  | 5 |  | 17 |  | 50900 | [7 empty] | LBNL
|  |  |  | 3.38 |  | 19.7 |  | 39801.54 | [7 empty] | LBNL
|  |  |  | 2.78 |  | 16 |  | 12097.16 | [7 empty] | LBNL
|  |  |  | 3.38 |  | 19.7 |  | 22916 | [7 empty] | LBNL
|  |  |  | 5 |  | 19.05 |  | 14000.53 | [7 empty] | LBNL
|  |  |  | 1.97 |  | 16 |  | 14194.8 | [7 empty] | LBNL
|  |  |  | 2 |  | 18 |  | 12356.37 | [7 empty] | LBNL
|  |  |  | 2.78 |  | 16 |  | 21381 | [7 empty] | LBNL
|  |  |  | 3.5 |  | 17.6 |  | 16439.16 | [7 empty] | LBNL
|  |  |  | 3 |  | 19.3 |  | 32432.5 | [7 empty] | LBNL
|  |  |  | 1.48 |  | 20.7 |  | 9610.8 | [7 empty] | LBNL
|  |  |  | 2.78 |  | 16 |  | 20364 | [7 empty] | LBNL
|  |  |  | 2.25 |  | 18 |  | 11915.5 | [7 empty] | LBNL
|  |  |  | 3 |  | 18.3 |  | 16453.56 | [7 empty] | LBNL
|  |  |  | 1.83 |  | 20 |  | 48418.13 | [7 empty] | LBNL
|  |  |  | 2.25 |  | 18 |  | 13670.5 | [7 empty] | LBNL
|  |  |  | 1.97 |  | 16 |  | 11603 | [7 empty] | LBNL
|  |  |  | 2.25 |  | 18 |  | 19820 | [7 empty] | LBNL
|  |  |  | 2.95 |  | 19.2 |  | 51567 | [7 empty] | LBNL
|  |  |  | 2.78 |  | 16 |  | 15400 | [7 empty] | LBNL
|  |  |  | 3.79 |  | 17 |  | 17500 | [7 empty] | LBNL
|  |  |  | 1 |  | 21.5 |  | 11326 | [7 empty] | LBNL
|  |  |  | 2.78 |  | 16 |  | 11760.16 | [7 empty] | LBNL
|  |  |  | 4 |  | 18.8 |  | 19132.18 | [7 empty] | LBNL
|  |  |  | 2.25 |  | 18 |  | 12270.5 | [7 empty] | LBNL
|  |  |  | 2.5 |  | 19 |  | 10401 | [7 empty] | LBNL
|  |  |  | 2.87 |  | 16 |  | 19789.8 | [7 empty] | LBNL
|  |  |  | 3 |  | 21.8 |  | 30413 | [7 empty] | LBNL
|  |  |  | 3 |  | 17.5 |  | 5839 | [7 empty] | LBNL
|  |  |  | 2.78 |  | 16 |  | 12895.16 | [7 empty] | LBNL
|  |  |  | 3 |  | 16.5 |  | 10155.27 | [7 empty] | LBNL
|  |  |  | 3 |  | 17.5 |  | 18796 | [7 empty] | LBNL
|  |  |  | 2.78 |  | 16 |  | 11500 | [7 empty] | LBNL
|  |  |  | 3.38 |  | 19.7 |  | 20369.5 | [7 empty] | LBNL
|  |  |  | 2.5 |  | 20 |  | 20369.5 | [7 empty] | LBNL
|  |  |  | 5 |  | 20 |  | 24880.76 | [7 empty] | LBNL
|  |  |  | 2.78 |  | 16 |  | 21690.76 | [7 empty] | LBNL
|  |  |  | 3 |  | 17.5 |  | 13799.09 | [7 empty] | LBNL
|  |  |  | 3 |  | 16.5 |  | 21690.76 | [7 empty] | LBNL
|  |  |  | 2.5 |  | 16.5 |  | 16966.7 | [7 empty] | LBNL
|  |  |  | 1.25 |  | 19 |  | 25069.83 | [7 empty] | LBNL
|  |  |  | 2.78 |  | 16 |  | 12795.56 | [7 empty] | LBNL
|  |  |  | 5 |  | 18.9 |  | 17395.61 | [7 empty] | LBNL
|  |  |  | 3.38 |  | 19.7 |  | 23188.24 | [7 empty] | LBNL
|  |  |  | 2.25 |  | 18 |  | 12237.28 | [7 empty] | LBNL
|  |  |  | 3.5 |  | 21 |  | 14674 | [7 empty] | LBNL
|  |  |  | 2.25 |  | 18 |  | 13045.5 | [7 empty] | LBNL
|  |  |  | 2.32 |  | 17.6 |  | 11127.2 | [7 empty] | LBNL
|  |  |  | 2.25 |  | 18 |  | 12000 | [7 empty] | LBNL
|  |  |  | 3 |  | 22.3 |  | 15453.67 | [7 empty] | LBNL
|  |  |  | 1.5 |  | 19 |  | 3250 | [7 empty] | LBNL
|  |  |  | 1 |  | 20.5 |  | 3250 | [7 empty] | LBNL
|  |  |  | 3.5 |  | 17.6 |  | 24281.16 | [7 empty] | LBNL
|  |  |  | 1.5 |  | 19 |  | 3250 | [7 empty] | LBNL
|  |  |  | 1.5 |  | 19 |  | 3250 | [7 empty] | LBNL
|  |  |  | 1.5 |  | 19 |  | 3250 | [7 empty] | LBNL
|  |  |  | 1 |  | 25.5 |  | 3427.5 | [7 empty] | LBNL
|  |  |  | 1 |  | 25.5 |  | 3327.5 | [7 empty] | LBNL
|  |  |  | 2.83 |  | 16.5 |  | 6900 | [7 empty] | LBNL
|  |  |  | 3 |  | 16.5 |  | 18500 | [7 empty] | LBNL
|  |  |  | 1.82 |  | 18.6 |  | 11959 | [7 empty] | LBNL
|  |  |  | 1.82 |  | 18.6 |  | 11990 | [7 empty] | LBNL
|  |  |  | 0.75 |  | 24.6 |  | 9990 | [7 empty] | LBNL
|  |  |  | 0.75 |  | 24.6 |  | 9990 | [7 empty] | LBNL
|  |  |  | 2.88 |  | 14 |  | 31752.4 | [7 empty] | LBNL
|  |  |  | 3.21 |  | 17.45 |  | 16500 | [7 empty] | LBNL
|  |  |  | 1.82 |  | 18.6 |  | 13725 | [7 empty] | LBNL
|  |  |  | 2.78 |  | 16 |  | 16000 | [7 empty] | LBNL
|  |  |  | 1.67 |  | 16 |  | 10176 | [7 empty] | LBNL
|  |  |  | 3.38 |  | 19.7 |  | 18410 | [7 empty] | LBNL
|  |  |  | 2.75 |  | 16 |  | 15275 | [7 empty] | LBNL
|  |  |  | 1 |  | 20.5 |  | 12200 | [7 empty] | LBNL
|  |  |  | 2.78 |  | 16 |  | 14400 | [7 empty] | LBNL
|  |  |  | 2.5 |  | 16.5 |  | 20851 | [7 empty] | LBNL
|  |  |  | 1.5 |  | 22.5 |  | 9350 | [7 empty] | LBNL
|  |  |  | 2.95 |  | 19.2 |  | 11449.5 | [7 empty] | LBNL
|  |  |  | 3.79 |  | 17 |  | 20800 | [7 empty] | LBNL
|  |  |  | 2.95 |  | 19.2 |  | 11449.5 | [7 empty] | LBNL
|  |  |  | 3 |  | 16.7 |  | Removed during QA | [7 empty] | LBNL
|  |  |  | 1.58 |  | 18 |  | Removed during QA | [7 empty] | LBNL
|  |  |  | 1.5 |  | 20 |  | 10851 | [7 empty] | LBNL
|  |  |  | 1.43 |  | 18 |  | 5549.5 | [7 empty] | LBNL
|  |  |  | 0.75 |  | 18 |  | 5549.5 | [7 empty] | LBNL
|  |  |  | 1 |  | 17 |  | 12013 | [7 empty] | LBNL
|  |  |  | 0.75 |  | 18 |  | 3808.5 | [7 empty] | LBNL
|  |  |  | 1.43 |  | 18 |  | 3808.5 | [7 empty] | LBNL
|  |  |  | 1.5 |  | 21.5 |  | 6952.26 | [7 empty] | LBNL
|  |  |  | 4 |  | 19.75 |  | 35134 | [7 empty] | LBNL
|  |  |  | 3.38 |  | 19.7 |  | 37396 | [7 empty] | LBNL
|  |  |  | 1.5 |  | 19 |  | 3250 | [7 empty] | LBNL
|  |  |  | 1.83 |  | 20 |  | 7158 | [7 empty] | LBNL
|  |  |  | 3 |  | 16.7 |  | 22330 | [7 empty] | LBNL
|  |  |  | 2.78 |  | 16 |  | 17530 | [7 empty] | LBNL
|  |  |  | 2.78 |  | 16 |  | 15181 | [7 empty] | LBNL
|  |  |  | 5 |  | 17.8 |  | 23033 | [7 empty] | LBNL
|  |  |  | 2 |  | 17.9 |  | 9500 | [7 empty] | LBNL
|  |  |  | 4 |  | 16 |  | 37970 | [7 empty] | LBNL
|  |  |  | 1.87 |  | 16 |  | 7158 | [7 empty] | LBNL
|  |  |  | 2.95 |  | 19.2 |  | 17075.46 | [7 empty] | LBNL
|  |  |  | 2.5 |  | 23.8 |  | 17260.61 | [7 empty] | LBNL
|  |  |  | 3.5 |  | 18 |  | 22449 | [7 empty] | LBNL
|  |  |  | 3 |  | 18 |  | 11900 | [7 empty] | LBNL
|  |  |  | 3 |  | 15.6 |  | 16939 | [7 empty] | LBNL
|  |  |  | 2.25 |  | 18 |  | 12850 | [7 empty] | LBNL
|  |  |  | 2.78 |  | 16 |  | 19800 | [7 empty] | LBNL
|  |  |  | 2.25 |  | 18 |  | 7450 | [7 empty] | LBNL
|  |  |  | 3.5 |  | 18 |  | 16900 | [7 empty] | LBNL
|  |  |  | 2.25 |  | 15 |  | 15250 | [7 empty] | LBNL
|  |  |  | 2 |  | 18 |  | 20800 | [7 empty] | LBNL
|  |  |  | 2.37 |  | 18 |  | 10782.77 | [7 empty] | LBNL
|  |  |  | 3.5 |  | 16.1 |  | 35044 | [7 empty] | LBNL
|  |  |  | 3 |  | 17.7 |  | 19351 | [7 empty] | LBNL
|  |  |  | 1 |  | 23.1 |  | 35044 | [7 empty] | LBNL
|  |  |  | 1.83 |  | 18 |  | 10642.14 | [7 empty] | LBNL
|  |  |  | 3 |  | 18 |  | 28050 | [7 empty] | LBNL
|  |  |  | 2.93 |  | 20 |  | 20765 | [7 empty] | LBNL
|  |  |  | 2.95 |  | 19.2 |  | 19500 | [7 empty] | LBNL
|  |  |  | 2.83 |  | 18 |  | 16661 | [7 empty] | LBNL
|  |  |  | 0.92 |  | 17 |  | 6500 | [7 empty] | LBNL
|  |  |  | 3.75 |  | 19.7 |  | 14850 | [7 empty] | LBNL
|  |  |  | 3 |  | 19.1 |  | 20800 | [7 empty] | LBNL
|  |  |  | 1.83 |  | 20 |  | 12338.25 | [7 empty] | LBNL
|  |  |  | 3.5 |  | 18 |  | 18727 | [7 empty] | LBNL
|  |  |  | 2.78 |  | 16 |  | 21880 | [7 empty] | LBNL
|  |  |  | 2.83 |  | 18 |  | 13743.65 | [7 empty] | LBNL
|  |  |  | 2 |  | 18 |  | 29500 | [7 empty] | LBNL
|  |  |  | 4 |  | 16 |  | 29500 | [7 empty] | LBNL
|  |  |  | 4 |  | 18 |  | 41817 | [7 empty] | LBNL
|  |  |  | 1.5 |  | 20.5 |  | 8330 | [7 empty] | LBNL
|  |  |  | 3.5 |  | 18 |  | 24617 | [7 empty] | LBNL
|  |  |  | 2.78 |  | 16 |  | 15000 | [7 empty] | LBNL
|  |  |  | 2.78 |  | 16 |  | 25528 | [7 empty] | LBNL
|  |  |  | 2 |  | 18 |  | 18000 | [7 empty] | LBNL
|  |  |  | 1.42 |  | 20 |  | 14319.89 | [7 empty] | LBNL
|  |  |  | 5 |  | 17 |  | 42500 | [7 empty] | LBNL
|  |  |  | 2.32 |  | 17.6 |  | 23633 | [7 empty] | LBNL
|  |  |  | 5 |  | 18.25 |  | 35071.29 | [7 empty] | LBNL
|  |  |  | 3 |  | 16.7 |  | 17765 | [7 empty] | LBNL
|  |  |  | 2 |  | 18 |  | 15057.63 | [7 empty] | LBNL
|  |  |  | 2 |  | 19 |  | 25112 | [7 empty] | LBNL
|  |  |  | 2 |  | 21 |  | 9813 | [7 empty] | LBNL
|  |  |  | 2.5 |  | 22.8 |  | 18325.86 | [7 empty] | LBNL
|  |  |  | 3 |  | 17.7 |  | 15998 | [7 empty] | LBNL
|  |  |  | 1.5 |  | 18.9 |  | 11000 | [7 empty] | LBNL
|  |  |  | 1.48 |  | 16 |  | 27850 | [7 empty] | LBNL
|  |  |  | 2.37 |  | 19 |  | 41589 | [7 empty] | LBNL
|  |  |  | 2 |  | 17.5 |  | 33740.08 | [7 empty] | LBNL
|  |  |  | 4 |  | 16.5 |  | 38021 | [7 empty] | LBNL
|  |  |  | 2.78 |  | 16 |  | 14000 | [7 empty] | LBNL
|  |  |  | 1 |  | 23.1 |  | 14000 | [7 empty] | LBNL
|  |  |  | 2 |  | 19 |  | 29210 | [7 empty] | LBNL
|  |  |  | 5 |  | 17 |  | 33536 | [7 empty] | LBNL
|  |  |  | 3.12 |  | 15.2 |  | 8200 | [7 empty] | LBNL
|  |  |  | 1.83 |  | 20 |  | 8200 | [7 empty] | LBNL
|  |  |  | 2.78 |  | 16 |  | 39026 | [7 empty] | LBNL
|  |  |  | 3 |  | 18 |  | 27549 | [7 empty] | LBNL
|  |  |  | 2.5 |  | 19.8 |  | 17700 | [7 empty] | LBNL
|  |  |  | 1.5 |  | 18 |  | 33740.08 | [7 empty] | LBNL
|  |  |  | 3.12 |  | 15.2 |  | 30560 | [7 empty] | LBNL
|  |  |  | 2.75 |  | 16 |  | 13405 | [7 empty] | LBNL
|  |  |  | 3.79 |  | 17 |  | 43524 | [7 empty] | LBNL
|  |  |  | 3.5 |  | 17 |  | 29511.5 | [7 empty] | LBNL
|  |  |  | 2.95 |  | 19.2 |  | 27006 | [7 empty] | LBNL
|  |  |  | 1.87 |  | 20.5 |  | 38832 | [7 empty] | LBNL
|  |  |  | 2.32 |  | 17.6 |  | 18593 | [7 empty] | LBNL
|  |  |  | 3.38 |  | 19.7 |  | 23517 | [7 empty] | LBNL
|  |  |  | 4 |  | 20 |  | 42050 | [7 empty] | LBNL
|  |  |  | 2.75 |  | 23 |  | 31036 | [7 empty] | LBNL
|  |  |  | 3 |  | 17.7 |  | 13500 | [7 empty] | LBNL
|  |  |  | 3 |  | 16.5 |  | 15140.02 | [7 empty] | LBNL
|  |  |  | 1.77 |  | 19 |  | 16475 | [7 empty] | LBNL
|  |  |  | 1.83 |  | 20 |  | 25034 | [7 empty] | LBNL
|  |  |  | 2.75 |  | 23 |  | 14713 | [7 empty] | LBNL
|  |  |  | 2.87 |  | 16 |  | 11949 | [7 empty] | LBNL
|  |  |  | 2 |  | 18 |  | 42688 | [7 empty] | LBNL
|  |  |  | 3.5 |  | 18 |  | 18422 | [7 empty] | LBNL
|  |  |  | 2 |  | 18 |  | 15265 | [7 empty] | LBNL
|  |  |  | 2.37 |  | 19 |  | 31402 | [7 empty] | LBNL
|  |  |  | 1.5 |  | 20 |  | 10350 | [7 empty] | LBNL
|  |  |  | 2.28 |  | 16.2 |  | 12315 | [7 empty] | LBNL
|  |  |  | 2.37 |  | 19 |  | 10295.25 | [7 empty] | LBNL
|  |  |  | 2.25 |  | 18 |  | 14500 | [7 empty] | LBNL
|  |  |  | 2.37 |  | 21 |  | 16545 | [7 empty] | LBNL
|  |  |  | 2.95 |  | 19.2 |  | 16000 | [7 empty] | LBNL
|  |  |  | 3.5 |  | 17.6 |  | 19100 | [7 empty] | LBNL
|  |  |  | 0.75 |  | 17 |  | 16000 | [7 empty] | LBNL
|  |  |  | 2.78 |  | 16 |  | 14900 | [7 empty] | LBNL
|  |  |  | 2.25 |  | 18 |  | 25994.08 | [7 empty] | LBNL
|  |  |  | 2 |  | 18 |  | 27068 | [7 empty] | LBNL
|  |  |  | 5 |  | 17 |  | 31936 | [7 empty] | LBNL
|  |  |  | 2.78 |  | 16 |  | 18888.23 | [7 empty] | LBNL
|  |  |  | 3 |  | 18 |  | 20962 | [7 empty] | LBNL
|  |  |  | 2.37 |  | 19 |  | 18757 | [7 empty] | LBNL
|  |  |  | 3.79 |  | 17 |  | 31575 | [7 empty] | LBNL
|  |  |  | 3.5 |  | 16.1 |  | 27605 | [7 empty] | LBNL
|  |  |  | 2.78 |  | 16 |  | 17860 | [7 empty] | LBNL
|  |  |  | 2.78 |  | 16 |  | 15400 | [7 empty] | LBNL
|  |  |  | 2 |  | 18 |  | 27926 | [7 empty] | LBNL
|  |  |  | 3.5 |  | 16.1 |  | 26778.85 | [7 empty] | LBNL
|  |  |  | 2 |  | 18 |  | 21216 | [7 empty] | LBNL
|  |  |  | 2.25 |  | 18 |  | 13771 | [7 empty] | LBNL
|  |  |  | 1.97 |  | 16 |  | 9350 | [7 empty] | LBNL
|  |  |  | 1.5 |  | 18.9 |  | 11500 | [7 empty] | LBNL
|  |  |  | 2 |  | 18 |  | 21207 | [7 empty] | LBNL
|  |  |  | 2.87 |  | 16 |  | 30200.1 | [7 empty] | LBNL
|  |  |  | 3.38 |  | 19.7 |  | 22928 | [7 empty] | LBNL
|  |  |  | 2 |  | 18 |  | 14900 | [7 empty] | LBNL
|  |  |  | 3.5 |  | 18 |  | 35307 | [7 empty] | LBNL
|  |  |  | 1 |  | 22 |  | 4379 | [7 empty] | LBNL
|  |  |  | 1.77 |  | 17 |  | 7390 | [7 empty] | LBNL
|  |  |  | 1.5 |  | 18 |  | 17914 | [7 empty] | LBNL
|  |  |  | 2.25 |  | 18 |  | 14900 | [7 empty] | LBNL
|  |  |  | 1 |  | 17 |  | 9631 | [7 empty] | LBNL
|  |  |  | 0.92 |  | 17 |  | 8030 | [7 empty] | LBNL
|  |  |  | 3.5 |  | 18 |  | 28525 | [7 empty] | LBNL
|  |  |  | 2.78 |  | 16 |  | 25980 | [7 empty] | LBNL
|  |  |  | 2.17 |  | 16 |  | 30000 | [7 empty] | LBNL
|  |  |  | 3.92 |  | 20.2 |  | 16049 | [7 empty] | LBNL
|  |  |  | 1.17 |  | 18 |  | 9509 | [7 empty] | LBNL
|  |  |  | 1.77 |  | 17 |  | 3800 | [7 empty] | LBNL
|  |  |  | 2.9 |  | 17.6 |  | 23557 | [7 empty] | LBNL
|  |  |  | 2.95 |  | 19.2 |  | 11987 | [7 empty] | LBNL
|  |  |  | 3 |  | 16 |  | 20000 | [7 empty] | LBNL
|  |  |  | 3.5 |  | 18 |  | 24571 | [7 empty] | LBNL
|  |  |  | 2.78 |  | 16 |  | 14900 | [7 empty] | LBNL
|  |  |  | 2.78 |  | 16 |  | 13900 | [7 empty] | LBNL
|  |  |  | 2.25 |  | 18 |  | 21195 | [7 empty] | LBNL
|  |  |  | 1.5 |  | 20 |  | 9312 | [7 empty] | LBNL
|  |  |  | 2.9 |  | 17.6 |  | 43478 | [7 empty] | LBNL
|  |  |  | 1.5 |  | 18 |  | 43478 | [7 empty] | LBNL
|  |  |  | 2.5 |  | 21 |  | 10230 | [7 empty] | LBNL
|  |  |  | 2.25 |  | 18 |  | 27474 | [7 empty] | LBNL
|  |  |  | 2.25 |  | 18 |  | 31742 | [7 empty] | LBNL
|  |  |  | 3.79 |  | 17 |  | 16332.21 | [7 empty] | LBNL
|  |  |  | 3 |  | 18 |  | 13984.98 | [7 empty] | LBNL
|  |  |  | 3 |  | 18 |  | 13450 | [7 empty] | LBNL
|  |  |  | 2 |  | 19 |  | 24835 | [7 empty] | LBNL
|  |  |  | 2.78 |  | 16 |  | 17900 | [7 empty] | LBNL
|  |  |  | 1.67 |  | 16 |  | 9315 | [7 empty] | LBNL
|  |  |  | 3 |  | 18 |  | 15825 | [7 empty] | LBNL
|  |  |  | 2.78 |  | 16 |  | 30122 | [7 empty] | LBNL
|  |  |  | 3 |  | 18.3 |  | 30122 | [7 empty] | LBNL
|  |  |  | 1.87 |  | 16 |  | 6350 | [7 empty] | LBNL
|  |  |  | 3.5 |  | 18 |  | 26828 | [7 empty] | LBNL
|  |  |  | 3.38 |  | 19.7 |  | 15685 | [7 empty] | LBNL
|  |  |  | 2.65 |  | 16 |  | 30175.36 | [7 empty] | LBNL
|  |  |  | 2 |  | 19 |  | 12320 | [7 empty] | LBNL
|  |  |  | 5 |  | 19.5 |  | 21210 | [7 empty] | LBNL
|  |  |  | 2.95 |  | 19.2 |  | 14650 | [7 empty] | LBNL
|  |  |  | 1.5 |  | 20 |  | 15624 | [7 empty] | LBNL
|  |  |  | 2 |  | 18 |  | 21268 | [7 empty] | LBNL
|  |  |  | 1.5 |  | 20 |  | 11385 | [7 empty] | LBNL
|  |  |  | 3.79 |  | 16 |  | 33563 | [7 empty] | LBNL
|  |  |  | 2 |  | 18 |  | 21068 | [7 empty] | LBNL
|  |  |  | 2 |  | 20.6 |  | 29772 | [7 empty] | LBNL
|  |  |  | 2.25 |  | 18 |  | 16151 | [7 empty] | LBNL
|  |  |  | 3.5 |  | 17 |  | 34220.35 | [7 empty] | LBNL
|  |  |  | 2.9 |  | 17.6 |  | 41958 | [7 empty] | LBNL
|  |  |  | 2.95 |  | 19.2 |  | 23130.51 | [7 empty] | LBNL
|  |  |  | 3.79 |  | 16 |  | 40695 | [7 empty] | LBNL
|  |  |  | 4 |  | 18 |  | 27436 | [7 empty] | LBNL
|  |  |  | 2 |  | 18 |  | 22397 | [7 empty] | LBNL
|  |  |  | 1.83 |  | 20 |  | 34628.63 | [7 empty] | LBNL
|  |  |  | 0.75 |  | 26.5 |  | 23250 | [7 empty] | LBNL
|  |  |  | 2 |  | 18 |  | 23882 | [7 empty] | LBNL
|  |  |  | 1.5 |  | 20 |  | 11385 | [7 empty] | LBNL
|  |  |  | 2.25 |  | 18 |  | 23712.05 | [7 empty] | LBNL
|  |  |  | 2.78 |  | 16 |  | 17200 | [7 empty] | LBNL
|  |  |  | 2.9 |  | 17.6 |  | 35433 | [7 empty] | LBNL
|  |  |  | 4 |  | 16.5 |  | 38100 | [7 empty] | LBNL
|  |  |  | 2.78 |  | 16 |  | 25346.17 | [7 empty] | LBNL
|  |  |  | 2.9 |  | 17.6 |  | 22024.64 | [7 empty] | LBNL
|  |  |  | 3.79 |  | 17 |  | 20410 | [7 empty] | LBNL
|  |  |  | 0.92 |  | 17 |  | 5545 | [7 empty] | LBNL
|  |  |  | 2.5 |  | 19 |  | 20195 | [7 empty] | LBNL
|  |  |  | 2 |  | 18 |  | 11515 | [7 empty] | LBNL
|  |  |  | 2.25 |  | 18 |  | 22699 | [7 empty] | LBNL
|  |  |  | 3.38 |  | 19.7 |  | 26620 | [7 empty] | LBNL
|  |  |  | 1.83 |  | 20 |  | 10680.5 | [7 empty] | LBNL
|  |  |  | 3.5 |  | 21 |  | 26000 | [7 empty] | LBNL
|  |  |  | 1.5 |  | 18.9 |  | 12235 | [7 empty] | LBNL
|  |  |  | 5 |  | 20 |  | 26470 | [7 empty] | LBNL
|  |  |  | 2.85 |  | 17 |  | 20896 | [7 empty] | LBNL
|  |  |  | 3.79 |  | 16 |  | 26463 | [7 empty] | LBNL
|  |  |  | 4.79 |  | 17 |  | 47800 | [7 empty] | LBNL
|  |  |  | 3.79 |  | 17 |  | 41125 | [7 empty] | LBNL
|  |  |  | 1.5 |  | 17.6 |  | 11994 | [7 empty] | LBNL
|  |  |  | 3 |  | 22.5 |  | 23384 | [7 empty] | LBNL
|  |  |  | 1 |  | 18 |  | 5612 | [7 empty] | LBNL
|  |  |  | 3.79 |  | 17 |  | 37586.77 | [7 empty] | LBNL
|  |  |  | 3.79 |  | 17 |  | 23000 | [7 empty] | LBNL
|  |  |  | 2.83 |  | 21 |  | 11400 | [7 empty] | LBNL
|  |  |  | 2 |  | 18 |  | 17732 | [7 empty] | LBNL
|  |  |  | 3.12 |  | 15.2 |  | 34894.26 | [7 empty] | LBNL
|  |  |  | 1.87 |  | 20.5 |  | 20213 | [7 empty] | LBNL
|  |  |  | 2 |  | 18 |  | 23865.97 | [7 empty] | LBNL
|  |  |  | 2.25 |  | 18 |  | 17770 | [7 empty] | LBNL
|  |  |  | 4 |  | 16 |  | 27000 | [7 empty] | LBNL
|  |  |  | 2.95 |  | 19.2 |  | 19219 | [7 empty] | LBNL
|  |  |  | 1.87 |  | 20.5 |  | 19219 | [7 empty] | LBNL
|  |  |  | 2.37 |  | 19 |  | 28443 | [7 empty] | LBNL
|  |  |  | 1.97 |  | 16 |  | 17843.17 | [7 empty] | LBNL
|  |  |  | 5 |  | 19.5 |  | 25000 | [7 empty] | LBNL
|  |  |  | 3.5 |  | 17.6 |  | 17890 | [7 empty] | LBNL
|  |  |  | 2 |  | 18 |  | 14421.35 | [7 empty] | LBNL
|  |  |  | 2.78 |  | 16 |  | 25000 | [7 empty] | LBNL
|  |  |  | 2.95 |  | 19.2 |  | 18124 | [7 empty] | LBNL
|  |  |  | 1.17 |  | 21.6 |  | 6549.69 | [7 empty] | LBNL
|  |  |  | 1.83 |  | 20 |  | 12237 | [7 empty] | LBNL
|  |  |  | 2.25 |  | 18 |  | 45500 | [7 empty] | LBNL
|  |  |  | 3 |  | 22.5 |  | 23804 | [7 empty] | LBNL
|  |  |  | 1.17 |  | 21.6 |  | 12359 | [7 empty] | LBNL
|  |  |  | 2.5 |  | 18.6 |  | 39784 | [7 empty] | LBNL
|  |  |  | 1.5 |  | 22.5 |  | 10198 | [7 empty] | LBNL
|  |  |  | 2.83 |  | 21 |  | 15200 | [7 empty] | LBNL
|  |  |  | 3 |  | 19.1 |  | 12891 | [7 empty] | LBNL
|  |  |  | 1.83 |  | 20 |  | 12924.01 | [7 empty] | LBNL
|  |  |  | 2 |  | 18 |  | 17167.32 | [7 empty] | LBNL
|  |  |  | 1.77 |  | 17 |  | 10450 | [7 empty] | LBNL
|  |  |  | 3 |  | 22.5 |  | 21424 | [7 empty] | LBNL
|  |  |  | 3.38 |  | 19.7 |  | 22973 | [7 empty] | LBNL
|  |  |  | 2.78 |  | 16 |  | 21184.36 | [7 empty] | LBNL
|  |  |  | 2.25 |  | 15 |  | 16514.29 | [7 empty] | LBNL
|  |  |  | 2.25 |  | 18 |  | 32514 | [7 empty] | LBNL
|  |  |  | 2.78 |  | 16 |  | 25766.78 | [7 empty] | LBNL
|  |  |  | 2 |  | 18 |  | 12125.5 | [7 empty] | LBNL
|  |  |  | 2 |  | 18 |  | 13500 | [7 empty] | LBNL
|  |  |  | 3.92 |  | 20.2 |  | 17619.72 | [7 empty] | LBNL
|  |  |  | 2.78 |  | 16 |  | 21528 | [7 empty] | LBNL
|  |  |  | 1.5 |  | 21 |  | 13345 | [7 empty] | LBNL
|  |  |  | 2.87 |  | 16 |  | 14409.9 | [7 empty] | LBNL
|  |  |  | 4 |  | 16 |  | 19717.14 | [7 empty] | LBNL
|  |  |  | 3 |  | 22.5 |  | 5799 | [7 empty] | LBNL
|  |  |  | 4 |  | 20 |  | 16978.5 | [7 empty] | LBNL
|  |  |  | 1.5 |  | 18.9 |  | 12363 | [7 empty] | LBNL
|  |  |  | 3 |  | 17.7 |  | 21828 | [7 empty] | LBNL
|  |  |  | 3.21 |  | 17.45 |  | 18000 | [7 empty] | LBNL
|  |  |  | 1.83 |  | 18 |  | 10500 | [7 empty] | LBNL
|  |  |  | 1 |  | 16 |  | 3717.5 | [7 empty] | LBNL
|  |  |  | 1.67 |  | 16 |  | 9500 | [7 empty] | LBNL
|  |  |  | 2.87 |  | 16 |  | 11000 | [7 empty] | LBNL
|  |  |  | 3 |  | 17.7 |  | 8000 | [7 empty] | LBNL
|  |  |  | 3 |  | 21.4 |  | 13100 | [7 empty] | LBNL
|  |  |  | 1.97 |  | 16 |  | 10545 | [7 empty] | LBNL
|  |  |  | 2 |  | 23 |  | 13000 | [7 empty] | LBNL
|  |  |  | 3.38 |  | 19.7 |  | 21295 | [7 empty] | LBNL
|  |  |  | 2 |  | 18 |  | 39731.73 | [7 empty] | LBNL
|  |  |  | 1.83 |  | 20 |  | 15714 | [7 empty] | LBNL
|  |  |  | 4 |  | 16.5 |  | 27403 | [7 empty] | LBNL
|  |  |  | 1.5 |  | 20 |  | 16877 | [7 empty] | LBNL
|  |  |  | 2.25 |  | 18 |  | 22209 | [7 empty] | LBNL
|  |  |  | 1.83 |  | 20 |  | 10205 | [7 empty] | LBNL
|  |  |  | 2.37 |  | 19 |  | 21843 | [7 empty] | LBNL
|  |  |  | 2.37 |  | 19 |  | 11702 | [7 empty] | LBNL
|  |  |  | 2 |  | 18 |  | 21843 | [7 empty] | LBNL
|  |  |  | 2.83 |  | 20 |  | 20752.76 | [7 empty] | LBNL
|  |  |  | 1.97 |  | 16 |  | 12497 | [7 empty] | LBNL
|  |  |  | 2.5 |  | 22.8 |  | 12510 | [7 empty] | LBNL
|  |  |  | 1.77 |  | 19 |  | 11750 | [7 empty] | LBNL
|  |  |  | 1.97 |  | 16 |  | 12000 | [7 empty] | LBNL
|  |  |  | 1 |  | 17 |  | 8264 | [7 empty] | LBNL
|  |  |  | 1.5 |  | 18 |  | 23148 | [7 empty] | LBNL
|  |  |  | 1.5 |  | 20 |  | 17217 | [7 empty] | LBNL
|  |  |  | 1.5 |  | 20 |  | 17164 | [7 empty] | LBNL
|  |  |  | 2.78 |  | 16 |  | 20962.55 | [7 empty] | LBNL
|  |  |  | 2.25 |  | 18 |  | 22993 | [7 empty] | LBNL
|  |  |  | 1 |  | 18 |  | 7875 | [7 empty] | LBNL
|  |  |  | 0.73 |  | 17 |  | 5254.45 | [7 empty] | LBNL
|  |  |  | 3.5 |  | 18.4 |  | 17500 | [7 empty] | LBNL
|  |  |  | 3.12 |  | 15.2 |  | 64427.25 | [7 empty] | LBNL
|  |  |  | 2 |  | 19 |  | 22514 | [7 empty] | LBNL
|  |  |  | 3.21 |  | 17.45 |  | 25411.42 | [7 empty] | LBNL
|  |  |  | 3.38 |  | 19.7 |  | 25374 | [7 empty] | LBNL
|  |  |  | 1 |  | 18 |  | 7875 | [7 empty] | LBNL
|  |  |  | 3.21 |  | 17.45 |  | 33800 | [7 empty] | LBNL
|  |  |  | 0.91 |  | 19 |  | 6120 | [7 empty] | LBNL
|  |  |  | 2.37 |  | 19 |  | 12490.6 | [7 empty] | LBNL
|  |  |  | 2.78 |  | 16 |  | 11750 | [7 empty] | LBNL
|  |  |  | 4 |  | 18 |  | 21864 | [7 empty] | LBNL
|  |  |  | 0.9 |  | 19.4 |  | 5659.45 | [7 empty] | LBNL
|  |  |  | 3.38 |  | 19.7 |  | 19288 | [7 empty] | LBNL
|  |  |  | 2.5 |  | 18.5 |  | 15325 | [7 empty] | LBNL
|  |  |  | 3.38 |  | 19.7 |  | 23691.91 | [7 empty] | LBNL
|  |  |  | 2.75 |  | 16 |  | 11870 | [7 empty] | LBNL
|  |  |  | 2 |  | 18 |  | 20762 | [7 empty] | LBNL
|  |  |  | 5 |  | 18.25 |  | 30648 | [7 empty] | LBNL
|  |  |  | 1.83 |  | 19 |  | 10023.1 | [7 empty] | LBNL
|  |  |  | 2 |  | 16 |  | 19546.42 | [7 empty] | LBNL
|  |  |  | 2.25 |  | 20.4 |  | 7000 | [7 empty] | LBNL
|  |  |  | 1 |  | 23.1 |  | 6497 | [7 empty] | LBNL
|  |  |  | 3.38 |  | 19.7 |  | 13000 | [7 empty] | LBNL
|  |  |  | 1.5 |  | 20 |  | 8500 | [7 empty] | LBNL
|  |  |  | 3.92 |  | 20.2 |  | 20139.13 | [7 empty] | LBNL
|  |  |  | 1.77 |  | 19 |  | 7250 | [7 empty] | LBNL
|  |  |  | 1.83 |  | 20 |  | 12148.1 | [7 empty] | LBNL
|  |  |  | 1 |  | 17 |  | 8500 | [7 empty] | LBNL
|  |  |  | 1.67 |  | 16 |  | 11500 | [7 empty] | LBNL
|  |  |  | 3 |  | 21.5 |  | 29772 | [7 empty] | LBNL
|  |  |  | 2.28 |  | 16.2 |  | 11500 | [7 empty] | LBNL
|  |  |  | 2.87 |  | 16 |  | 26985 | [7 empty] | LBNL
|  |  |  | 3 |  | 17.7 |  | 12895 | [7 empty] | LBNL
|  |  |  | 3 |  | 17.7 |  | 27000 | [7 empty] | LBNL
|  |  |  | 5 |  | 18.9 |  | 35943.23 | [7 empty] | LBNL
|  |  |  | 1 |  | 16 |  | 48800 | [7 empty] | LBNL
|  |  |  | 2.83 |  | 16 |  | 15270 | [7 empty] | LBNL
|  |  |  | 2.95 |  | 19.2 |  | 13865 | [7 empty] | LBNL
|  |  |  | 3.38 |  | 19.7 |  | 23298.85 | [7 empty] | LBNL
|  |  |  | 1 |  | 16 |  | 23365 | [7 empty] | LBNL
|  |  |  | 2.78 |  | 16 |  | 19544.37 | [7 empty] | LBNL
|  |  |  | 3 |  | 20 |  | 24342.52 | [7 empty] | LBNL
|  |  |  | 2.37 |  | 19 |  | 13600 | [7 empty] | LBNL
|  |  |  | 4 |  | 23 |  | 32904 | [7 empty] | LBNL
|  |  |  | 1.5 |  | 18.9 |  | 9179 | [7 empty] | LBNL
|  |  |  | 1.97 |  | 16 |  | 22233.21 | [7 empty] | LBNL
|  |  |  | 0.92 |  | 17 |  | 15800 | [7 empty] | LBNL
|  |  |  | 2 |  | 21 |  | 13282 | [7 empty] | LBNL
|  |  |  | 1.5 |  | 20.5 |  | 20231 | [7 empty] | LBNL
|  |  |  | 2.78 |  | 16 |  | 19500 | [7 empty] | LBNL
|  |  |  | 3.5 |  | 18 |  | 23729 | [7 empty] | LBNL
|  |  |  | 1.83 |  | 20 |  | 26620 | [7 empty] | LBNL
|  |  |  | 3 |  | 17.7 |  | 17675 | [7 empty] | LBNL
|  |  |  | 3.12 |  | 15.2 |  | 21830.3 | [7 empty] | LBNL
|  |  |  | 3.79 |  | 16 |  | 22089 | [7 empty] | LBNL
|  |  |  | 4 |  | 16 |  | 25892 | [7 empty] | LBNL
|  |  |  | 2.83 |  | 16 |  | 14748.23 | [7 empty] | LBNL
|  |  |  | 2 |  | 18 |  | 14845 | [7 empty] | LBNL
|  |  |  | 1.82 |  | 18.6 |  | 11950 | [7 empty] | LBNL
|  |  |  | 2.25 |  | 18 |  | 32432.5 | [7 empty] | LBNL
|  |  |  | 1.5 |  | 22.3 |  | 23188.24 | [7 empty] | LBNL
|  |  |  | 4 |  | 16 |  | 23211.83 | [7 empty] | LBNL
|  |  |  | 1.97 |  | 16 |  | 9202.44 | [7 empty] | LBNL
|  |  |  | 5 |  | 17 |  | 25531.85 | [7 empty] | LBNL
|  |  |  | 4 |  | 16.6 |  | 22122.19 | [7 empty] | LBNL
|  |  |  | 2 |  | 18 |  | 17621.37 | [7 empty] | LBNL
|  |  |  | 2.25 |  | 18 |  | 12565 | [7 empty] | LBNL
|  |  |  | 2.83 |  | 16 |  | 22203.28 | [7 empty] | LBNL
|  |  |  | 2.78 |  | 16 |  | 12371.37 | [7 empty] | LBNL
|  |  |  | 2.78 |  | 16 |  | 12539.37 | [7 empty] | LBNL
|  |  |  | 5 |  | 19.5 |  | 24108 | [7 empty] | LBNL
|  |  |  | 5 |  | 17.8 |  | 27987.5 | [7 empty] | LBNL
|  |  |  | 2.28 |  | 16.2 |  | 12093 | [7 empty] | LBNL
|  |  |  | 1.5 |  | 17.6 |  | 20610.74 | [7 empty] | LBNL
|  |  |  | 3 |  | 18.3 |  | 25288 | [7 empty] | LBNL
|  |  |  | 3.5 |  | 16.1 |  | 16843.16 | [7 empty] | LBNL
|  |  |  | 2 |  | 19.6 |  | 22762 | [7 empty] | LBNL
|  |  |  | 1.77 |  | 17 |  | 8558 | [7 empty] | LBNL
|  |  |  | 1.5 |  | 18.9 |  | 11000 | [7 empty] | LBNL
|  |  |  | 3.38 |  | 19.7 |  | 41809 | [7 empty] | LBNL
|  |  |  | 2.28 |  | 16.2 |  | 16701 | [7 empty] | LBNL
|  |  |  | 3.38 |  | 19.7 |  | 23000 | [7 empty] | LBNL
|  |  |  | 2.95 |  | 19.2 |  | 31805 | [7 empty] | LBNL
|  |  |  | 1.5 |  | 20.5 |  | 12546 | [7 empty] | LBNL
|  |  |  | 1.17 |  | 21.6 |  | 21000 | [7 empty] | LBNL
|  |  |  | 2 |  | 14 |  | 27053 | [7 empty] | LBNL
|  |  |  | 1.43 |  | 20.2 |  | 25800.5 | [7 empty] | LBNL
|  |  |  | 1 |  | 20 |  | 17589.5 | [7 empty] | LBNL
|  |  |  | 1.97 |  | 16 |  | 15955 | [7 empty] | LBNL
|  |  |  | 2 |  | 19.6 |  | 21905 | [7 empty] | LBNL
|  |  |  | 1 |  | 23.1 |  | 6530 | [7 empty] | LBNL
|  |  |  | 3.5 |  | 16.1 |  | 22423.59 | [7 empty] | LBNL
|  |  |  | 1.5 |  | 20.5 |  | 21100 | [7 empty] | LBNL
|  |  |  | 2.5 |  | 22.8 |  | 24731.5 | [7 empty] | LBNL
|  |  |  | 1.83 |  | 20 |  | 14330 | [7 empty] | LBNL
|  |  |  | 1.5 |  | 20 |  | 24836 | [7 empty] | LBNL
|  |  |  | 1.5 |  | 20 |  | 8250 | [7 empty] | LBNL
|  |  |  | 1.5 |  | 20.5 |  | 19414 | [7 empty] | LBNL
|  |  |  | 1.83 |  | 21 |  | 15700 | [7 empty] | LBNL
|  |  |  | 2.28 |  | 16.2 |  | 12315 | [7 empty] | LBNL
|  |  |  | 2.83 |  | 21 |  | 16545 | [7 empty] | LBNL
|  |  |  | 2.37 |  | 19 |  | 18757 | [7 empty] | LBNL
|  |  |  | 1.5 |  | 18.9 |  | 8000 | [7 empty] | LBNL
|  |  |  | 3.75 |  | 19.7 |  | 20250 | [7 empty] | LBNL
|  |  |  | 2.25 |  | 15 |  | 65150 | [7 empty] | LBNL
|  |  |  | 2.78 |  | 16 |  | 49850 | [7 empty] | LBNL
|  |  |  | 2.65 |  | 16 |  | 16531 | [7 empty] | LBNL
|  |  |  | 3.38 |  | 19.7 |  | 27725 | [7 empty] | LBNL
|  |  |  | 1.5 |  | 18.9 |  | 8000 | [7 empty] | LBNL
|  |  |  | 0.75 |  | 18 |  | 3550 | [7 empty] | LBNL
|  |  |  | 4 |  | 16.5 |  | 20188 | [7 empty] | LBNL
|  |  |  | 0.75 |  | 16 |  | 16724 | [7 empty] | LBNL
|  |  |  | 1 |  | 16 |  | 15180 | [7 empty] | LBNL
|  |  |  | 1 |  | 29.4 |  | 16120 | [7 empty] | LBNL
|  |  |  | 1.83 |  | 18 |  | 33690 | [7 empty] | LBNL
|  |  |  | 2 |  | 18 |  | 18000 | [7 empty] | LBNL
|  |  |  | 2.75 |  | 16 |  | 18340 | [7 empty] | LBNL
|  |  |  | 1 |  | 17 |  | 25869 | [7 empty] | LBNL
|  |  |  | 2.83 |  | 18 |  | 19600 | [7 empty] | LBNL
|  |  |  | 2 |  | 20 |  | 11290 | [7 empty] | LBNL
|  |  |  | 4 |  | 22.4 |  | 21500 | [7 empty] | LBNL
|  |  |  | 2.28 |  | 16.2 |  | 10798 | [7 empty] | LBNL
|  |  |  | 3 |  | 18 |  | 37810 | [7 empty] | LBNL
|  |  |  | 0.75 |  | 16 |  | 27324.32 | [7 empty] | LBNL
|  |  |  | 1.5 |  | 17.6 |  | 20610.74 | [7 empty] | LBNL
|  |  |  | 2.5 |  | 23.8 |  | 19200 | [7 empty] | LBNL
|  |  |  | 2.37 |  | 19 |  | 18820 | [7 empty] | LBNL
|  |  |  | 2.78 |  | 16 |  | 13500 | [7 empty] | LBNL
|  |  |  | 2.78 |  | 16 |  | 29500 | [7 empty] | LBNL
|  |  |  | 1 |  | 25.5 |  | 19150 | [7 empty] | LBNL
|  |  |  | 1.5 |  | 17.6 |  | Removed during QA | [7 empty] | LBNL
|  |  |  | 2 |  | 18 |  | 3501.5 | [7 empty] | LBNL
|  |  |  | 1.5 |  | 19 |  | 3250 | [7 empty] | LBNL
|  |  |  | 1.5 |  | 19 |  | 3329.73 | [7 empty] | LBNL
|  |  |  | 3 |  | 16.5 |  | 54176 | [7 empty] | LBNL
|  |  |  | 2.37 |  | 19 |  | 16386 | [7 empty] | LBNL
|  |  |  | 2 |  | 19 |  | 23507 | [7 empty] | LBNL
|  |  |  | 4 |  | 16 |  | 13500 | [7 empty] | LBNL
|  |  |  | 0.75 |  | 28.2 |  | 36633.27 | [7 empty] | LBNL
|  |  |  | 0.75 |  | 24.6 |  | 52475 | [7 empty] | LBNL
|  |  |  | 4.92 |  | 19.2 |  | 15500 | [7 empty] | LBNL
|  |  |  | 4 |  | 22.4 |  | 21500 | [7 empty] | LBNL
|  |  |  | 4 |  | 16 |  | 16500 | [7 empty] | LBNL
|  |  |  | 1.5 |  | 21.5 |  | 33974 | [7 empty] | LBNL
|  |  |  | 3.38 |  | 19.7 |  | 13674 | [7 empty] | LBNL
|  |  |  | 1.77 |  | 17 |  | 6827 | [7 empty] | LBNL
|  |  |  | 3 |  | 19.1 |  | 16272 | [7 empty] | LBNL
|  |  |  | 1.5 |  | 21.5 |  | 7272.66 | [7 empty] | LBNL
|  |  |  | 3.5 |  | 16.1 |  | 15450 | [7 empty] | LBNL
|  |  |  | 1.5 |  | 20.5 |  | 9500 | [7 empty] | LBNL
|  |  |  | 4 |  | 22.4 |  | 15100 | [7 empty] | LBNL
|  |  |  | 1.5 |  | 21.5 |  | 6292.69 | [7 empty] | LBNL
|  |  |  | 1.83 |  | 20 |  | 19150 | [7 empty] | LBNL
|  |  |  | 2.5 |  | 19 |  | 14490 | [7 empty] | LBNL
|  |  |  | 1 |  | 25.5 |  | 12000 | [7 empty] | LBNL
|  |  |  | 1 |  | 21.5 |  | 3250 | [7 empty] | LBNL
|  |  |  | 1 |  | 20.5 |  | 3250 | [7 empty] | LBNL
|  |  |  | 3 |  | 16.7 |  | 35562 | [7 empty] | LBNL
|  |  |  | 2.95 |  | 19.2 |  | 41589 | [7 empty] | LBNL
|  |  |  | 3 |  | 16.7 |  | 18684.9 | [7 empty] | LBNL
|  |  |  | 2 |  | 21 |  | 12814.72 | [7 empty] | LBNL
|  |  |  | 5 |  | 18.25 |  | 24950 | [7 empty] | LBNL
|  |  |  | 2 |  | 21 |  | 14219.94 | [7 empty] | LBNL
|  |  |  | 3.38 |  | 19.7 |  | 17619 | [7 empty] | LBNL
|  |  |  | 3 |  | 17.6 |  | 15403.64 | [7 empty] | LBNL
|  |  |  | 1 |  | 23 |  | 5930.09 | [7 empty] | LBNL
|  |  |  | 1.83 |  | 20 |  | 13124.45 | [7 empty] | LBNL
|  |  |  | 1 |  | 16 |  | 6900 | [7 empty] | LBNL
|  |  |  | 1 |  | 17 |  | 3250 | [7 empty] | LBNL
|  |  |  | 1 |  | 17 |  | 3250 | [7 empty] | LBNL
|  |  |  | 1 |  | 17 |  | 3250 | [7 empty] | LBNL
|  |  |  | 1 |  | 17 |  | 3250 | [7 empty] | LBNL
|  |  |  | 1 |  | 17 |  | 3250 | [7 empty] | LBNL
|  |  |  | 1 |  | 17 |  | 3250 | [7 empty] | LBNL
|  |  |  | 1 |  | 17 |  | 3250 | [7 empty] | LBNL
|  |  |  | 1 |  | 17 |  | 3250 | [7 empty] | LBNL
|  |  |  | 1 |  | 17 |  | 3250 | [7 empty] | LBNL
|  |  |  | 1 |  | 17 |  | 3250 | [7 empty] | LBNL
|  |  |  | 1 |  | 17 |  | 3250 | [7 empty] | LBNL
|  |  |  | 1 |  | 17 |  | 3250 | [7 empty] | LBNL
|  |  |  | 1 |  | 17 |  | 3250 | [7 empty] | LBNL
|  |  |  | 1 |  | 17 |  | 3250 | [7 empty] | LBNL
|  |  |  | 1 |  | 17 |  | 3250 | [7 empty] | LBNL
|  |  |  | 1 |  | 17 |  | 3250 | [7 empty] | LBNL
|  |  |  | 1.5 |  | 16 |  | 3250 | [7 empty] | LBNL
|  |  |  | 1 |  | 17 |  | 3250 | [7 empty] | LBNL
|  |  |  | 1 |  | 17 |  | 3250 | [7 empty] | LBNL
|  |  |  | 1.78 |  | 20 |  | 8331.86 | [7 empty] | LBNL
|  |  |  | 1 |  | 17 |  | 3250 | [7 empty] | LBNL
|  |  |  | 1 |  | 17 |  | 3250 | [7 empty] | LBNL
|  |  |  | 1.5 |  | 16 |  | 3600 | [7 empty] | LBNL
|  |  |  | 2 |  | 18 |  | 11444 | [7 empty] | LBNL
|  |  |  | 3 |  | 17.7 |  | 27257 | [7 empty] | LBNL
|  |  |  | 3 |  | 23 |  | 22804 | [7 empty] | LBNL
|  |  |  | 3 |  | 22.5 |  | 16037 | [7 empty] | LBNL
|  |  |  | 3 |  | 22.5 |  | 17105 | [7 empty] | LBNL
|  |  |  | 1.5 |  | 20 |  | 12732.5 | [7 empty] | LBNL
|  |  |  | 1.5 |  | 20 |  | 12732.5 | [7 empty] | LBNL
|  |  |  | 1.5 |  | 20 |  | 12732.5 | [7 empty] | LBNL
|  |  |  | 3 |  | 22.5 |  | 20089 | [7 empty] | LBNL
|  |  |  | 4 |  | 22.4 |  | 27596 | [7 empty] | LBNL
|  |  |  | 2.87 |  | 16 |  | 17950 | [7 empty] | LBNL
|  |  |  | 2.95 |  | 19.2 |  | 19225 | [7 empty] | LBNL
|  |  |  | 3.38 |  | 19.7 |  | 16789 | [7 empty] | LBNL
|  |  |  | 2 |  | 18 |  | 15888.29 | [7 empty] | LBNL
|  |  |  | 2.25 |  | 18 |  | 20496 | [7 empty] | LBNL
|  |  |  | 4.75 |  | 18 |  | 14900 | [7 empty] | LBNL
|  |  |  | 2.25 |  | 18 |  | 31960 | [7 empty] | LBNL
|  |  |  | 4 |  | 16 |  | 31960 | [7 empty] | LBNL
|  |  |  | 2.37 |  | 19 |  | 9236.26 | [7 empty] | LBNL
|  |  |  | 1.5 |  | 18 |  | 12645 | [7 empty] | LBNL
|  |  |  | 2.65 |  | 16 |  | 27750 | [7 empty] | LBNL
|  |  |  | 3.5 |  | 16.1 |  | 21116 | [7 empty] | LBNL
|  |  |  | 1.5 |  | 19 |  | 14130 | [7 empty] | LBNL
|  |  |  | 3 |  | 19.3 |  | 18240 | [7 empty] | LBNL
|  |  |  | 2.5 |  | 22.4 |  | 21662 | [7 empty] | LBNL
|  |  |  | 1.83 |  | 20 |  | 17918 | [7 empty] | LBNL
|  |  |  | 3 |  | 22.5 |  | 18924 | [7 empty] | LBNL
|  |  |  | 1.83 |  | 20 |  | 11415.5 | [7 empty] | LBNL
|  |  |  | 1.83 |  | 20 |  | 9300.01 | [7 empty] | LBNL
|  |  |  | 5 |  | 19.5 |  | 38728 | [7 empty] | LBNL
|  |  |  | 1.42 | [11 empty] | LBNL
|  |  |  | 2.87 | [11 empty] | LBNL
|  |  |  | 3 | [11 empty] | LBNL
|  |  |  | 2 | [11 empty] | LBNL
|  |  |  | 1.87 | [11 empty] | LBNL
|  |  |  | 2.93 | [11 empty] | LBNL
|  |  |  | 1.5 | [11 empty] | LBNL
|  |  |  | 2 | [11 empty] | LBNL
|  |  |  | 2 | [11 empty] | LBNL
|  |  |  | 1.83 | [11 empty] | LBNL
|  |  |  | 3.12 | [11 empty] | LBNL
|  |  |  | 2 | [11 empty] | LBNL
|  |  |  | 2.25 | [11 empty] | LBNL
|  |  |  | 3.79 | [11 empty] | LBNL
|  |  |  | 4 | [11 empty] | LBNL
|  |  |  | 3.5 | [11 empty] | LBNL
|  |  |  | 3.5 | [11 empty] | LBNL
|  |  |  | 2.25 | [11 empty] | LBNL
|  |  |  | 3.38 | [11 empty] | LBNL
|  |  |  | 1.58 | [11 empty] | LBNL
|  |  |  | 2 | [11 empty] | LBNL
|  |  |  | 2 | [11 empty] | LBNL
|  |  |  | 2.25 | [11 empty] | LBNL
|  |  |  | 1.5 | [11 empty] | LBNL
|  |  |  | 2 | [11 empty] | LBNL
|  |  |  | 1.5 | [11 empty] | LBNL
|  |  |  | 3.38 | [11 empty] | LBNL
|  |  |  | 1.58 | [11 empty] | LBNL
|  |  |  | 3.38 | [11 empty] | LBNL
|  |  |  | 1 | [11 empty] | LBNL
|  |  |  | 2.95 | [11 empty] | LBNL
|  |  |  | 5 | [11 empty] | LBNL
|  |  |  | 3 | [11 empty] | LBNL
|  |  |  | 1.5 | [11 empty] | LBNL
|  |  |  | 2.95 | [11 empty] | LBNL
|  |  |  | 2 | [11 empty] | LBNL
|  |  |  | 2.87 | [11 empty] | LBNL
|  |  |  | 3.5 | [11 empty] | LBNL
|  |  |  | 4 | [11 empty] | LBNL
|  |  |  | 4 | [11 empty] | LBNL
|  |  |  | 1.45 | [11 empty] | LBNL
|  |  |  | 3.21 | [11 empty] | LBNL
|  |  |  | 2.95 | [11 empty] | LBNL
|  |  |  | 1 | [11 empty] | LBNL
|  |  |  | 2.5 | [11 empty] | LBNL
|  |  |  | 3 | [11 empty] | LBNL
|  |  |  | 1.5 | [11 empty] | LBNL
|  |  |  | 2.28 | [11 empty] | LBNL
|  |  |  | 2.28 | [11 empty] | LBNL
|  |  |  | 3.38 | [11 empty] | LBNL
|  |  |  | 2.25 | [11 empty] | LBNL
|  |  |  | 2.75 | [11 empty] | LBNL
|  |  |  | 2 | [11 empty] | LBNL
|  |  |  | 5 | [11 empty] | LBNL
|  |  |  | 2 | [11 empty] | LBNL
|  |  |  | 2.28 | [11 empty] | LBNL
|  |  |  | 3 | [11 empty] | LBNL
|  |  |  | 0.75 | [11 empty] | LBNL
|  |  |  | 1.42 | [11 empty] | LBNL
|  |  |  | 1.83 | [11 empty] | LBNL
|  |  |  | 4 | [11 empty] | LBNL
|  |  |  | 2.33 | [11 empty] | LBNL
|  |  |  | 3.5 | [11 empty] | LBNL
|  |  |  | 1.17 | [11 empty] | LBNL
|  |  |  | 2.37 | [11 empty] | LBNL
|  |  |  | 1.42 | [11 empty] | LBNL
|  |  |  | 1 | [11 empty] | LBNL
|  |  |  | 2.37 | [11 empty] | LBNL
|  |  |  | 2.65 | [11 empty] | LBNL
|  |  |  | 1.97 | [11 empty] | LBNL
|  |  |  | 2.78 | [11 empty] | LBNL
|  |  |  | 2.33 | [11 empty] | LBNL
|  |  |  | 3.5 | [11 empty] | LBNL
|  |  |  | 1.83 | [11 empty] | LBNL
|  |  |  | 3 | [11 empty] | LBNL
|  |  |  | 3 | [11 empty] | LBNL
|  |  |  | 1.83 | [11 empty] | LBNL
|  |  |  | 2.95 | [11 empty] | LBNL
|  |  |  | 2.95 | [11 empty] | LBNL
|  |  |  | 1.5 | [11 empty] | LBNL
|  |  |  | 1 | [11 empty] | LBNL
|  |  |  | 1 | [11 empty] | LBNL
|  |  |  | 1 | [11 empty] | LBNL
|  |  |  | 1 | [11 empty] | LBNL
|  |  |  | 1 | [11 empty] | LBNL
|  |  |  | 1 | [11 empty] | LBNL
|  |  |  | 1 | [11 empty] | LBNL
|  |  |  | 1 | [11 empty] | LBNL
|  |  |  | 1 | [11 empty] | LBNL
|  |  |  | 1 | [11 empty] | LBNL
|  |  |  | 1 | [11 empty] | LBNL
|  |  |  | 1 | [11 empty] | LBNL
|  |  |  | 1 | [11 empty] | LBNL
|  |  |  | 1 | [11 empty] | LBNL
|  |  |  | 1 | [11 empty] | LBNL
|  |  |  | 1 | [11 empty] | LBNL
|  |  |  | 1 | [11 empty] | LBNL
|  |  |  | 1 | [11 empty] | LBNL
|  |  |  | 1 | [11 empty] | LBNL
|  |  |  | 2.93 | [11 empty] | LBNL
|  |  |  | 2 | [11 empty] | LBNL
|  |  |  | 2.9 | [11 empty] | LBNL
|  |  |  | 2.9 | [11 empty] | LBNL
|  |  |  | 2.87 | [11 empty] | LBNL
|  |  |  | 2.83 | [11 empty] | LBNL
|  |  |  | 3.96 | [11 empty] | LBNL
|  |  |  | 2.9 | [11 empty] | LBNL
|  |  |  | 3 | [11 empty] | LBNL
|  |  |  | 2.9 | [11 empty] | LBNL
|  |  |  | 4.83 | [11 empty] | LBNL
|  |  |  | 3.42 | [11 empty] | LBNL
|  |  |  | 4.75 | [11 empty] | LBNL
|  |  |  | 3.96 | [11 empty] | LBNL
|  |  |  | 4.75 | [11 empty] | LBNL
|  |  |  | 4.75 | [11 empty] | LBNL
|  |  |  | 2.9 | [11 empty] | LBNL
|  |  |  | 2.9 | [11 empty] | LBNL
|  |  |  | 3.58 | [11 empty] | LBNL
|  |  |  | 3.96 | [11 empty] | LBNL
|  |  |  | 3.96 | [11 empty] | LBNL
|  |  |  | 4.75 | [11 empty] | LBNL
|  |  |  | 4.79 | [11 empty] | LBNL
|  |  |  | 3.92 | [11 empty] | LBNL
|  |  |  | 2.98 | [11 empty] | LBNL
|  |  |  | 4.75 | [11 empty] | LBNL
|  |  |  | 3 | [11 empty] | LBNL
|  |  |  | 3 | [11 empty] | LBNL
|  |  |  | 3.96 | [11 empty] | LBNL
|  |  |  | 4.75 | [11 empty] | LBNL
|  |  |  | 3 | [11 empty] | LBNL
|  |  |  | 2.83 | [11 empty] | LBNL
|  |  |  | 3.83 | [11 empty] | LBNL
|  |  |  | 2.83 | [11 empty] | LBNL
|  |  |  | 2.83 | [11 empty] | LBNL
|  |  |  | 4.75 | [11 empty] | LBNL
|  |  |  | 3.96 | [11 empty] | LBNL
|  |  |  | 1.92 | [11 empty] | LBNL
|  |  |  | 3 | [11 empty] | LBNL
|  |  |  | 2.98 | [11 empty] | LBNL
|  |  |  | 4.75 | [11 empty] | LBNL
|  |  |  | 3.92 | [11 empty] | LBNL
|  |  |  | 3 | [11 empty] | LBNL
|  |  |  | 4.75 | [11 empty] | LBNL
|  |  |  | 2.98 | [11 empty] | LBNL
|  |  |  | 3 | [11 empty] | LBNL
|  |  |  | 2.9 | [11 empty] | LBNL
|  |  |  | 3.96 | [11 empty] | LBNL
|  |  |  | 2 | [11 empty] | LBNL
|  |  |  | 2 | [11 empty] | LBNL
|  |  |  | 2.9 | [11 empty] | LBNL
|  |  |  | 2.9 | [11 empty] | LBNL
|  |  |  | 4 | [11 empty] | LBNL
|  |  |  | 2.9 | [11 empty] | LBNL
|  |  |  | 2.9 | [11 empty] | LBNL
|  |  |  | 3.83 | [11 empty] | LBNL
|  |  |  | 3.96 | [11 empty] | LBNL
|  |  |  | 2.9 | [11 empty] | LBNL
|  |  |  | 2.9 | [11 empty] | LBNL
|  |  |  | 2.9 | [11 empty] | LBNL
|  |  |  | 4.75 | [11 empty] | LBNL
|  |  |  | 3 | [11 empty] | LBNL
|  |  |  | 4.75 | [11 empty] | LBNL
|  |  |  | 2.9 | [11 empty] | LBNL
|  |  |  | 2.38 | [11 empty] | LBNL
|  |  |  | 2.38 | [11 empty] | LBNL
|  |  |  | 4.75 | [11 empty] | LBNL
|  |  |  | 2.9 | [11 empty] | LBNL
|  |  |  | 4.75 | [11 empty] | LBNL
|  |  |  | 2.83 | [11 empty] | LBNL
|  |  |  | 4.75 | [11 empty] | LBNL
|  |  |  | 2.9 | [11 empty] | LBNL
|  |  |  | 4.75 | [11 empty] | LBNL
|  |  |  | 3.96 | [11 empty] | LBNL
|  |  |  | 4.75 | [11 empty] | LBNL
|  |  |  | 2.9 | [11 empty] | LBNL
|  |  |  | 4.83 | [11 empty] | LBNL
|  |  |  | 2.9 | [11 empty] | LBNL
|  |  |  | 2.9 | [11 empty] | LBNL
|  |  |  | 2.9 | [11 empty] | LBNL
|  |  |  | 4.75 | [11 empty] | LBNL
|  |  |  | 2 | [11 empty] | LBNL
|  |  |  | 2.9 | [11 empty] | LBNL
|  |  |  | 2.9 | [11 empty] | LBNL
|  |  |  | 2.9 | [11 empty] | LBNL
|  |  |  | 4.75 | [11 empty] | LBNL
|  |  |  | 2.9 | [11 empty] | LBNL
|  |  |  | 3.92 | [11 empty] | LBNL
|  |  |  | 4.75 | [11 empty] | LBNL
|  |  |  | 3.33 | [11 empty] | LBNL
|  |  |  | 3.5 | [11 empty] | LBNL
|  |  |  | 2.9 | [11 empty] | LBNL
|  |  |  | 4.75 | [11 empty] | LBNL
|  |  |  | 2 | [11 empty] | LBNL
|  |  |  | 4.75 | [11 empty] | LBNL
|  |  |  | 2.8 | [11 empty] | LBNL
|  |  |  | 3.46 | [11 empty] | LBNL
|  |  |  | 4.75 | [11 empty] | LBNL
|  |  |  | 3.96 | [11 empty] | LBNL
|  |  |  | 4.75 | [11 empty] | LBNL
|  |  |  | 3.83 | [11 empty] | LBNL
|  |  |  | 4.75 | [11 empty] | LBNL
|  |  |  | 3.92 | [11 empty] | LBNL
|  |  |  | 3.92 | [11 empty] | LBNL
|  |  |  | 2.87 | [11 empty] | LBNL
|  |  |  | 2.83 | [11 empty] | LBNL
|  |  |  | 3 | [11 empty] | LBNL
|  |  |  | 3.96 | [11 empty] | LBNL
|  |  |  | 3.96 | [11 empty] | LBNL
|  |  |  | 4.75 | [11 empty] | LBNL
|  |  |  | 3.58 | [11 empty] | LBNL
|  |  |  | 2.83 | [11 empty] | LBNL
|  |  |  | 4.75 | [11 empty] | LBNL
|  |  |  | 4 | [11 empty] | LBNL
|  |  |  | 4.83 | [11 empty] | LBNL
|  |  |  | 2.9 | [11 empty] | LBNL
|  |  |  | 4.79 | [11 empty] | LBNL
|  |  |  | 4.83 | [11 empty] | LBNL
|  |  |  | 3 | [11 empty] | LBNL
|  |  |  | 3 | [11 empty] | LBNL
|  |  |  | 3.96 | [11 empty] | LBNL
|  |  |  | 4.75 | [11 empty] | LBNL
|  |  |  | 4.75 | [11 empty] | LBNL
|  |  |  | 2.9 | [11 empty] | LBNL
|  |  |  | 2.08 | [11 empty] | LBNL
|  |  |  | 4 | [11 empty] | LBNL
|  |  |  | 2.8 | [11 empty] | LBNL
|  |  |  | 2.38 | [11 empty] | LBNL
|  |  |  | 2.97 | [11 empty] | LBNL
|  |  |  | 2.9 | [11 empty] | LBNL
|  |  |  | 2.9 | [11 empty] | LBNL
|  |  |  | 2.9 | [11 empty] | LBNL
|  |  |  | 4.75 | [11 empty] | LBNL
|  |  |  | 3 | [11 empty] | LBNL
|  |  |  | 2.8 | [11 empty] | LBNL
|  |  |  | 4.75 | [11 empty] | LBNL
|  |  |  | 4 | [11 empty] | LBNL
|  |  |  | 2.9 | [11 empty] | LBNL
|  |  |  | 3 | [11 empty] | LBNL
|  |  |  | 2.9 | [11 empty] | LBNL
|  |  |  | 2.85 | [11 empty] | LBNL
|  |  |  | 2.38 | [11 empty] | LBNL
|  |  |  | 4 | [11 empty] | LBNL
|  |  |  | 3.58 | [11 empty] | LBNL
|  |  |  | 3 | [11 empty] | LBNL
|  |  |  | 2.9 | [11 empty] | LBNL
|  |  |  | 2.98 | [11 empty] | LBNL
|  |  |  | 4.75 | [11 empty] | LBNL
|  |  |  | 4.75 | [11 empty] | LBNL
|  |  |  | 2.9 | [11 empty] | LBNL
|  |  |  | 3.03 | [11 empty] | LBNL
|  |  |  | 2.8 | [11 empty] | LBNL
|  |  |  | 3.5 | [11 empty] | LBNL
|  |  |  | 2.9 | [11 empty] | LBNL
|  |  |  | 2.92 | [11 empty] | LBNL
|  |  |  | 4 | [11 empty] | LBNL
|  |  |  | 3.42 | [11 empty] | LBNL
|  |  |  | 3.5 | [11 empty] | LBNL
|  |  |  | 3.96 | [11 empty] | LBNL
|  |  |  | 4 | [11 empty] | LBNL
|  |  |  | 2.9 | [11 empty] | LBNL
|  |  |  | 2.85 | [11 empty] | LBNL
|  |  |  | 3.83 | [11 empty] | LBNL
|  |  |  | 4 | [11 empty] | LBNL
|  |  |  | 3 | [11 empty] | LBNL
|  |  |  | 3.96 | [11 empty] | LBNL
|  |  |  | 2.9 | [11 empty] | LBNL
|  |  |  | 4.75 | [11 empty] | LBNL
|  |  |  | 4.75 | [11 empty] | LBNL
|  |  |  | 4.83 | [11 empty] | LBNL
|  |  |  | 2.05 | [11 empty] | LBNL
|  |  |  | 4.75 | [11 empty] | LBNL
|  |  |  | 2.38 | [11 empty] | LBNL
|  |  |  | 2.9 | [11 empty] | LBNL
|  |  |  | 2.83 | [11 empty] | LBNL
|  |  |  | 2.53 | [11 empty] | LBNL
|  |  |  | 3.96 | [11 empty] | LBNL
|  |  |  | 2.87 | [11 empty] | LBNL
|  |  |  | 2.9 | [11 empty] | LBNL
|  |  |  | 3.5 | [11 empty] | LBNL
|  |  |  | 2.9 | [11 empty] | LBNL
|  |  |  | 1.95 | [11 empty] | LBNL
|  |  |  | 2 | [11 empty] | LBNL
|  |  |  | 2.83 | [11 empty] | LBNL
|  |  |  | 4.79 | [11 empty] | LBNL
|  |  |  | 2.83 | [11 empty] | LBNL
|  |  |  | 2.9 | [11 empty] | LBNL
|  |  |  | 3.83 | [11 empty] | LBNL
|  |  |  | 3.92 | [11 empty] | LBNL
|  |  |  | 3.92 | [11 empty] | LBNL
|  |  |  | 4 | [11 empty] | LBNL
|  |  |  | 4.75 | [11 empty] | LBNL
|  |  |  | 2.9 | [11 empty] | LBNL
|  |  |  | 2.38 | [11 empty] | LBNL
|  |  |  | 3.92 | [11 empty] | LBNL
|  |  |  | 3.75 | [11 empty] | LBNL
|  |  |  | 3.03 | [11 empty] | LBNL
|  |  |  | 2.9 | [11 empty] | LBNL
|  |  |  | 4.75 | [11 empty] | LBNL
|  |  |  | 4.75 | [11 empty] | LBNL
|  |  |  | 2.9 | [11 empty] | LBNL
|  |  |  | 2.9 | [11 empty] | LBNL
|  |  |  | 2.9 | [11 empty] | LBNL
|  |  |  | 3.96 | [11 empty] | LBNL
|  |  |  | 1.92 | [11 empty] | LBNL
|  |  |  | 4 | [11 empty] | LBNL
|  |  |  | 2.9 | [11 empty] | LBNL
|  |  |  | 2 | [11 empty] | LBNL
|  |  |  | 3 | [11 empty] | LBNL
|  |  |  | 4 | [11 empty] | LBNL
|  |  |  | 2.9 | [11 empty] | LBNL
|  |  |  | 2.5 | [11 empty] | LBNL
|  |  |  | 4.83 | [11 empty] | LBNL
|  |  |  | 3.33 | [11 empty] | LBNL
|  |  |  | 3 | [11 empty] | LBNL
|  |  |  | 4 | [11 empty] | LBNL
|  |  |  | 4 | [11 empty] | LBNL
|  |  |  | 2.85 | [11 empty] | LBNL
|  |  |  | 4.75 | [11 empty] | LBNL
|  |  |  | 4.75 | [11 empty] | LBNL
|  |  |  | 2.85 | [11 empty] | LBNL
|  |  |  | 2.83 | [11 empty] | LBNL
|  |  |  | 2.9 | [11 empty] | LBNL
|  |  |  | 2 | [11 empty] | LBNL
|  |  |  | 2.9 | [11 empty] | LBNL
|  |  |  | 2 | [11 empty] | LBNL
|  |  |  | 2.87 | [11 empty] | LBNL
|  |  |  | 2.38 | [11 empty] | LBNL
|  |  |  | 3.33 | [11 empty] | LBNL
|  |  |  | 2.9 | [11 empty] | LBNL
|  |  |  | 2.87 | [11 empty] | LBNL
|  |  |  | 4.75 | [11 empty] | LBNL
|  |  |  | 4.75 | [11 empty] | LBNL
|  |  |  | 2.37 | [11 empty] | LBNL
|  |  |  | 4 | [11 empty] | LBNL
|  |  |  | 2 | [11 empty] | LBNL
|  |  |  | 2.98 | [11 empty] | LBNL
|  |  |  | 4.75 | [11 empty] | LBNL
|  |  |  | 2.9 | [11 empty] | LBNL
|  |  |  | 2.9 | [11 empty] | LBNL
|  |  |  | 3.96 | [11 empty] | LBNL
|  |  |  | 3.03 | [11 empty] | LBNL
|  |  |  | 2.47 | [11 empty] | LBNL
|  |  |  | 4 | [11 empty] | LBNL
|  |  |  | 2.9 | [11 empty] | LBNL
|  |  |  | 4.75 | [11 empty] | LBNL
|  |  |  | 2.9 | [11 empty] | LBNL
|  |  |  | 3 | [11 empty] | LBNL
|  |  |  | 2.9 | [11 empty] | LBNL
|  |  |  | 3 | [11 empty] | LBNL
|  |  |  | 4.75 | [11 empty] | LBNL
|  |  |  | 2.9 | [11 empty] | LBNL
|  |  |  | 3.03 | [11 empty] | LBNL
|  |  |  | 3.96 | [11 empty] | LBNL
|  |  |  | 3 | [11 empty] | LBNL
|  |  |  | 2.83 | [11 empty] | LBNL
|  |  |  | 4 | [11 empty] | LBNL
|  |  |  | 2.5 | [11 empty] | LBNL
|  |  |  | 4.83 | [11 empty] | LBNL
|  |  |  | 2.9 | [11 empty] | LBNL
|  |  |  | 4.75 | [11 empty] | LBNL
|  |  |  | 2.38 | [11 empty] | LBNL
|  |  |  | 3.5 | [11 empty] | LBNL
|  |  |  | 1.92 | [11 empty] | LBNL
|  |  |  | 2.9 | [11 empty] | LBNL
|  |  |  | 3.42 | [11 empty] | LBNL
|  |  |  | 2.9 | [11 empty] | LBNL
|  |  |  | 2.98 | [11 empty] | LBNL
|  |  |  | 2.87 | [11 empty] | LBNL
|  |  |  | 4.75 | [11 empty] | LBNL
|  |  |  | 3.58 | [11 empty] | LBNL
|  |  |  | 2.9 | [11 empty] | LBNL
|  |  |  | 2.9 | [11 empty] | LBNL
|  |  |  | 2.9 | [11 empty] | LBNL
|  |  |  | 2.9 | [11 empty] | LBNL
|  |  |  | 2.38 | [11 empty] | LBNL
|  |  |  | 4 | [11 empty] | LBNL
|  |  |  | 2.98 | [11 empty] | LBNL
|  |  |  | 3.92 | [11 empty] | LBNL
|  |  |  | 4.75 | [11 empty] | LBNL
|  |  |  | 2.47 | [11 empty] | LBNL
|  |  |  | 4.75 | [11 empty] | LBNL
|  |  |  | 2.8 | [11 empty] | LBNL
|  |  |  | 2.83 | [11 empty] | LBNL
|  |  |  | 2.9 | [11 empty] | LBNL
|  |  |  | 2.9 | [11 empty] | LBNL
|  |  |  | 3.5 | [11 empty] | LBNL
|  |  |  | 2.83 | [11 empty] | LBNL
|  |  |  | 3.96 | [11 empty] | LBNL
|  |  |  | 3.42 | [11 empty] | LBNL
|  |  |  | 4.75 | [11 empty] | LBNL
|  |  |  | 2.83 | [11 empty] | LBNL
|  |  |  | 4.75 | [11 empty] | LBNL
|  |  |  | 3.96 | [11 empty] | LBNL
|  |  |  | 2.9 | [11 empty] | LBNL
|  |  |  | 2.45 | [11 empty] | LBNL
|  |  |  | 4.83 | [11 empty] | LBNL
|  |  |  | 3.33 | [11 empty] | LBNL
|  |  |  | 3.96 | [11 empty] | LBNL
|  |  |  | 3.96 | [11 empty] | LBNL
|  |  |  | 3.92 | [11 empty] | LBNL
|  |  |  | 3.83 | [11 empty] | LBNL
|  |  |  | 3.5 | [11 empty] | LBNL
|  |  |  | 2.9 | [11 empty] | LBNL
|  |  |  | 2.05 | [11 empty] | LBNL
|  |  |  | 2.5 | [11 empty] | LBNL
|  |  |  | 2.9 | [11 empty] | LBNL
|  |  |  | 4.83 | [11 empty] | LBNL
|  |  |  | 2.9 | [11 empty] | LBNL
|  |  |  | 3 | [11 empty] | LBNL
|  |  |  | 3.83 | [11 empty] | LBNL
|  |  |  | 3.96 | [11 empty] | LBNL
|  |  |  | 3.42 | [11 empty] | LBNL
|  |  |  | 2.8 | [11 empty] | LBNL
|  |  |  | 2 | [11 empty] | LBNL
|  |  |  | 3 | [11 empty] | LBNL
|  |  |  | 4.75 | [11 empty] | LBNL
|  |  |  | 4.75 | [11 empty] | LBNL
|  |  |  | 4.75 | [11 empty] | LBNL
|  |  |  | 3.58 | [11 empty] | LBNL
|  |  |  | 4.75 | [11 empty] | LBNL
|  |  |  | 2.47 | [11 empty] | LBNL
|  |  |  | 3.5 | [11 empty] | LBNL
|  |  |  | 4 | [11 empty] | LBNL
|  |  |  | 2.42 | [11 empty] | LBNL
|  |  |  | 2.38 | [11 empty] | LBNL
|  |  |  | 2.9 | [11 empty] | LBNL
|  |  |  | 3.83 | [11 empty] | LBNL
|  |  |  | 2.83 | [11 empty] | LBNL
|  |  |  | 2.97 | [11 empty] | LBNL
|  |  |  | 2.9 | [11 empty] | LBNL
|  |  |  | 3.03 | [11 empty] | LBNL
|  |  |  | 4 | [11 empty] | LBNL
|  |  |  | 4.75 | [11 empty] | LBNL
|  |  |  | 3.96 | [11 empty] | LBNL
|  |  |  | 4 | [11 empty] | LBNL
|  |  |  | 1.92 | [11 empty] | LBNL
|  |  |  | 1.92 | [11 empty] | LBNL
|  |  |  | 2.38 | [11 empty] | LBNL
|  |  |  | 2.9 | [11 empty] | LBNL
|  |  |  | 2.9 | [11 empty] | LBNL
|  |  |  | 4.75 | [11 empty] | LBNL
|  |  |  | 2.9 | [11 empty] | LBNL
|  |  |  | 3.92 | [11 empty] | LBNL
|  |  |  | 3.96 | [11 empty] | LBNL
|  |  |  | 1.92 | [11 empty] | LBNL
|  |  |  | 1.92 | [11 empty] | LBNL
|  |  |  | 2.9 | [11 empty] | LBNL
|  |  |  | 3.96 | [11 empty] | LBNL
|  |  |  | 3.42 | [11 empty] | LBNL
|  |  |  | 2.9 | [11 empty] | LBNL
|  |  |  | 2.9 | [11 empty] | LBNL
|  |  |  | 2.9 | [11 empty] | LBNL
|  |  |  | 3.96 | [11 empty] | LBNL
|  |  |  | 4.75 | [11 empty] | LBNL
|  |  |  | 2.9 | [11 empty] | LBNL
|  |  |  | 1.9 | [11 empty] | LBNL
|  |  |  | 3.92 | [11 empty] | LBNL
|  |  |  | 2.9 | [11 empty] | LBNL
|  |  |  | 2.9 | [11 empty] | LBNL
|  |  |  | 4 | [11 empty] | LBNL
|  |  |  | 2.47 | [11 empty] | LBNL
|  |  |  | 4.75 | [11 empty] | LBNL
|  |  |  | 2.98 | [11 empty] | LBNL
|  |  |  | 4.75 | [11 empty] | LBNL
|  |  |  | 4.75 | [11 empty] | LBNL
|  |  |  | 2.9 | [11 empty] | LBNL
|  |  |  | 2.9 | [11 empty] | LBNL
|  |  |  | 1.88 | [11 empty] | LBNL
|  |  |  | 2.98 | [11 empty] | LBNL
|  |  |  | 4.75 | [11 empty] | LBNL
|  |  |  | 4.75 | [11 empty] | LBNL
|  |  |  | 4.75 | [11 empty] | LBNL
|  |  |  | 2.9 | [11 empty] | LBNL
|  |  |  | 4 | [11 empty] | LBNL
|  |  |  | 2.9 | [11 empty] | LBNL
|  |  |  | 2.9 | [11 empty] | LBNL
|  |  |  | 4.75 | [11 empty] | LBNL
|  |  |  | 2.85 | [11 empty] | LBNL
|  |  |  | 3.96 | [11 empty] | LBNL
|  |  |  | 4.75 | [11 empty] | LBNL
|  |  |  | 3.83 | [11 empty] | LBNL
|  |  |  | 2.83 | [11 empty] | LBNL
|  |  |  | 4.75 | [11 empty] | LBNL
|  |  |  | 2.87 | [11 empty] | LBNL
|  |  |  | 4 | [11 empty] | LBNL
|  |  |  | 3.75 | [11 empty] | LBNL
|  |  |  | 3.96 | [11 empty] | LBNL
|  |  |  | 3.42 | [11 empty] | LBNL
|  |  |  | 2 | [11 empty] | LBNL
|  |  |  | 2.85 | [11 empty] | LBNL
|  |  |  | 4.79 | [11 empty] | LBNL
|  |  |  | 2.85 | [11 empty] | LBNL
|  |  |  | 2.83 | [11 empty] | LBNL
|  |  |  | 4.75 | [11 empty] | LBNL
|  |  |  | 4.75 | [11 empty] | LBNL
|  |  |  | 2.83 | [11 empty] | LBNL
|  |  |  | 2.9 | [11 empty] | LBNL
|  |  |  | 3.96 | [11 empty] | LBNL
|  |  |  | 2.87 | [11 empty] | LBNL
|  |  |  | 4.75 | [11 empty] | LBNL
|  |  |  | 3 | [11 empty] | LBNL
|  |  |  | 2.9 | [11 empty] | LBNL
|  |  |  | 3.75 | [11 empty] | LBNL
|  |  |  | 2.83 | [11 empty] | LBNL
|  |  |  | 2.83 | [11 empty] | LBNL
|  |  |  | 4.75 | [11 empty] | LBNL
|  |  |  | 4.75 | [11 empty] | LBNL
|  |  |  | 3.96 | [11 empty] | LBNL
|  |  |  | 4.75 | [11 empty] | LBNL
|  |  |  | 3 | [11 empty] | LBNL
|  |  |  | 4.75 | [11 empty] | LBNL
|  |  |  | 2.85 | [11 empty] | LBNL
|  |  |  | 4.75 | [11 empty] | LBNL
|  |  |  | 2.38 | [11 empty] | LBNL
|  |  |  | 2.9 | [11 empty] | LBNL
|  |  |  | 2.9 | [11 empty] | LBNL
|  |  |  | 2.9 | [11 empty] | LBNL
|  |  |  | 2.05 | [11 empty] | LBNL
|  |  |  | 2.98 | [11 empty] | LBNL
|  |  |  | 3.33 | [11 empty] | LBNL
|  |  |  | 2.98 | [11 empty] | LBNL
|  |  |  | 4.75 | [11 empty] | LBNL
|  |  |  | 4.75 | [11 empty] | LBNL
|  |  |  | 2.98 | [11 empty] | LBNL
|  |  |  | 2.98 | [11 empty] | LBNL
|  |  |  | 2.9 | [11 empty] | LBNL
|  |  |  | 3.96 | [11 empty] | LBNL
|  |  |  | 3.58 | [11 empty] | LBNL
|  |  |  | 2.83 | [11 empty] | LBNL
|  |  |  | 4.75 | [11 empty] | LBNL
|  |  |  | 2 | [11 empty] | LBNL
|  |  |  | 2.9 | [11 empty] | LBNL
|  |  |  | 4.75 | [11 empty] | LBNL
|  |  |  | 2.98 | [11 empty] | LBNL
|  |  |  | 4.79 | [11 empty] | LBNL
|  |  |  | 3.96 | [11 empty] | LBNL
|  |  |  | 3.33 | [11 empty] | LBNL
|  |  |  | 4 | [11 empty] | LBNL
|  |  |  | 2.83 | [11 empty] | LBNL
|  |  |  | 2.98 | [11 empty] | LBNL
|  |  |  | 3.42 | [11 empty] | LBNL
|  |  |  | 2.9 | [11 empty] | LBNL
|  |  |  | 2.85 | [11 empty] | LBNL
|  |  |  | 3.96 | [11 empty] | LBNL
|  |  |  | 3.96 | [11 empty] | LBNL
|  |  |  | 2.9 | [11 empty] | LBNL
|  |  |  | 4.75 | [11 empty] | LBNL
|  |  |  | 4.75 | [11 empty] | LBNL
|  |  |  | 4.75 | [11 empty] | LBNL
|  |  |  | 4.75 | [11 empty] | LBNL
|  |  |  | 3.33 | [11 empty] | LBNL
|  |  |  | 4.75 | [11 empty] | LBNL
|  |  |  | 2.83 | [11 empty] | LBNL
|  |  |  | 2.9 | [11 empty] | LBNL
|  |  |  | 4.75 | [11 empty] | LBNL
|  |  |  | 2.87 | [11 empty] | LBNL
|  |  |  | 2.9 | [11 empty] | LBNL
|  |  |  | 2.98 | [11 empty] | LBNL
|  |  |  | 3 | [11 empty] | LBNL
|  |  |  | 4.75 | [11 empty] | LBNL
|  |  |  | 3.96 | [11 empty] | LBNL
|  |  |  | 2.85 | [11 empty] | LBNL
|  |  |  | 3 | [11 empty] | LBNL
|  |  |  | 3.96 | [11 empty] | LBNL
|  |  |  | 4.75 | [11 empty] | LBNL
|  |  |  | 3.96 | [11 empty] | LBNL
|  |  |  | 4 | [11 empty] | LBNL
|  |  |  | 2.9 | [11 empty] | LBNL
|  |  |  | 2.85 | [11 empty] | LBNL
|  |  |  | 4.75 | [11 empty] | LBNL
|  |  |  | 2.98 | [11 empty] | LBNL
|  |  |  | 2.83 | [11 empty] | LBNL
|  |  |  | 3 | [11 empty] | LBNL
|  |  |  | 4 | [11 empty] | LBNL
|  |  |  | 4.75 | [11 empty] | LBNL
|  |  |  | 3.83 | [11 empty] | LBNL
|  |  |  | 4.83 | [11 empty] | LBNL
|  |  |  | 3.96 | [11 empty] | LBNL
|  |  |  | 2.8 | [11 empty] | LBNL
|  |  |  | 4.79 | [11 empty] | LBNL
|  |  |  | 3.92 | [11 empty] | LBNL
|  |  |  | 3.96 | [11 empty] | LBNL
|  |  |  | 2.9 | [11 empty] | LBNL
|  |  |  | 2.98 | [11 empty] | LBNL
|  |  |  | 3.92 | [11 empty] | LBNL
|  |  |  | 2.9 | [11 empty] | LBNL
|  |  |  | 4.79 | [11 empty] | LBNL
|  |  |  | 2.9 | [11 empty] | LBNL
|  |  |  | 2.83 | [11 empty] | LBNL
|  |  |  | 3.96 | [11 empty] | LBNL
|  |  |  | 2.83 | [11 empty] | LBNL
|  |  |  | 3 | [11 empty] | LBNL
|  |  |  | 2.87 | [11 empty] | LBNL
|  |  |  | 4.75 | [11 empty] | LBNL
|  |  |  | 2.38 | [11 empty] | LBNL
|  |  |  | 4.83 | [11 empty] | LBNL
|  |  |  | 3.96 | [11 empty] | LBNL
|  |  |  | 4.79 | [11 empty] | LBNL
|  |  |  | 4.75 | [11 empty] | LBNL
|  |  |  | 2.87 | [11 empty] | LBNL
|  |  |  | 3 | [11 empty] | LBNL
|  |  |  | 3.83 | [11 empty] | LBNL
|  |  |  | 3 | [11 empty] | LBNL
|  |  |  | 2.87 | [11 empty] | LBNL
|  |  |  | 2.9 | [11 empty] | LBNL
|  |  |  | 4.75 | [11 empty] | LBNL
|  |  |  | 4.75 | [11 empty] | LBNL
|  |  |  | 1.92 | [11 empty] | LBNL
|  |  |  | 2.98 | [11 empty] | LBNL
|  |  |  | 4.83 | [11 empty] | LBNL
|  |  |  | 3.33 | [11 empty] | LBNL
|  |  |  | 2.38 | [11 empty] | LBNL
|  |  |  | 2.9 | [11 empty] | LBNL
|  |  |  | 3 | [11 empty] | LBNL
|  |  |  | 2.87 | [11 empty] | LBNL
|  |  |  | 4.75 | [11 empty] | LBNL
|  |  |  | 3 | [11 empty] | LBNL
|  |  |  | 4 | [11 empty] | LBNL
|  |  |  | 2.9 | [11 empty] | LBNL
|  |  |  | 2.83 | [11 empty] | LBNL
|  |  |  | 4.75 | [11 empty] | LBNL
|  |  |  | 2.9 | [11 empty] | LBNL
|  |  |  | 4.75 | [11 empty] | LBNL
|  |  |  | 4.75 | [11 empty] | LBNL
|  |  |  | 4.75 | [11 empty] | LBNL
|  |  |  | 3.96 | [11 empty] | LBNL
|  |  |  | 2.9 | [11 empty] | LBNL
|  |  |  | 2.53 | [11 empty] | LBNL
|  |  |  | 4.75 | [11 empty] | LBNL
|  |  |  | 1.92 | [11 empty] | LBNL
|  |  |  | 2.45 | [11 empty] | LBNL
|  |  |  | 4 | [11 empty] | LBNL
|  |  |  | 4.75 | [11 empty] | LBNL
|  |  |  | 4 | [11 empty] | LBNL
|  |  |  | 1.92 | [11 empty] | LBNL
|  |  |  | 3.96 | [11 empty] | LBNL
|  |  |  | 3.96 | [11 empty] | LBNL
|  |  |  | 2.9 | [11 empty] | LBNL
|  |  |  | 2.9 | [11 empty] | LBNL
|  |  |  | 2.9 | [11 empty] | LBNL
|  |  |  | 2.9 | [11 empty] | LBNL
|  |  |  | 4 | [11 empty] | LBNL
|  |  |  | 2.5 | [11 empty] | LBNL
|  |  |  | 2.98 | [11 empty] | LBNL
|  |  |  | 2.92 | [11 empty] | LBNL
|  |  |  | 3.42 | [11 empty] | LBNL
|  |  |  | 2.83 | [11 empty] | LBNL
|  |  |  | 4.83 | [11 empty] | LBNL
|  |  |  | 2.87 | [11 empty] | LBNL
|  |  |  | 2.9 | [11 empty] | LBNL
|  |  |  | 1.9 | [11 empty] | LBNL
|  |  |  | 2.87 | [11 empty] | LBNL
|  |  |  | 3.42 | [11 empty] | LBNL
|  |  |  | 2.83 | [11 empty] | LBNL
|  |  |  | 3.42 | [11 empty] | LBNL
|  |  |  | 4 | [11 empty] | LBNL
|  |  |  | 2.9 | [11 empty] | LBNL
|  |  |  | 2.38 | [11 empty] | LBNL
|  |  |  | 2.8 | [11 empty] | LBNL
|  |  |  | 3.96 | [11 empty] | LBNL
|  |  |  | 3.96 | [11 empty] | LBNL
|  |  |  | 3.96 | [11 empty] | LBNL
|  |  |  | 2.9 | [11 empty] | LBNL
|  |  |  | 4.75 | [11 empty] | LBNL
|  |  |  | 4.75 | [11 empty] | LBNL
|  |  |  | 2.9 | [11 empty] | LBNL
|  |  |  | 3.42 | [11 empty] | LBNL
|  |  |  | 2.85 | [11 empty] | LBNL
|  |  |  | 4.75 | [11 empty] | LBNL
|  |  |  | 2 | [11 empty] | LBNL
|  |  |  | 2.9 | [11 empty] | LBNL
|  |  |  | 2.83 | [11 empty] | LBNL
|  |  |  | 2.9 | [11 empty] | LBNL
|  |  |  | 3.58 | [11 empty] | LBNL
|  |  |  | 3.96 | [11 empty] | LBNL
|  |  |  | 2.83 | [11 empty] | LBNL
|  |  |  | 3.96 | [11 empty] | LBNL
|  |  |  | 4.79 | [11 empty] | LBNL
|  |  |  | 3 | [11 empty] | LBNL
|  |  |  | 3.92 | [11 empty] | LBNL
|  |  |  | 4.75 | [11 empty] | LBNL
|  |  |  | 2.9 | [11 empty] | LBNL
|  |  |  | 3.75 | [11 empty] | LBNL
|  |  |  | 2.9 | [11 empty] | LBNL
|  |  |  | 4.75 | [11 empty] | LBNL
|  |  |  | 3.83 | [11 empty] | LBNL
|  |  |  | 2.9 | [11 empty] | LBNL
|  |  |  | 4 | [11 empty] | LBNL
|  |  |  | 2.9 | [11 empty] | LBNL
|  |  |  | 4.75 | [11 empty] | LBNL
|  |  |  | 2.9 | [11 empty] | LBNL
|  |  |  | 3.96 | [11 empty] | LBNL
|  |  |  | 4.75 | [11 empty] | LBNL
|  |  |  | 4.75 | [11 empty] | LBNL
|  |  |  | 2.9 | [11 empty] | LBNL
|  |  |  | 2.9 | [11 empty] | LBNL
|  |  |  | 4.75 | [11 empty] | LBNL
|  |  |  | 4.75 | [11 empty] | LBNL
|  |  |  | 4.75 | [11 empty] | LBNL
|  |  |  | 2.9 | [11 empty] | LBNL
|  |  |  | 4 | [11 empty] | LBNL
|  |  |  | 2.9 | [11 empty] | LBNL
|  |  |  | 2.98 | [11 empty] | LBNL
|  |  |  | 2.5 | [11 empty] | LBNL
|  |  |  | 2.98 | [11 empty] | LBNL
|  |  |  | 3 | [11 empty] | LBNL
|  |  |  | 4.75 | [11 empty] | LBNL
|  |  |  | 4.75 | [11 empty] | LBNL
|  |  |  | 4.75 | [11 empty] | LBNL
|  |  |  | 4.75 | [11 empty] | LBNL
|  |  |  | 1.88 | [11 empty] | LBNL
|  |  |  | 2.08 | [11 empty] | LBNL
|  |  |  | 4.79 | [11 empty] | LBNL
|  |  |  | 4 | [11 empty] | LBNL
|  |  |  | 4.75 | [11 empty] | LBNL
|  |  |  | 4.75 | [11 empty] | LBNL
|  |  |  | 2.9 | [11 empty] | LBNL
|  |  |  | 2.9 | [11 empty] | LBNL
|  |  |  | 2.9 | [11 empty] | LBNL
|  |  |  | 3.46 | [11 empty] | LBNL
|  |  |  | 4 | [11 empty] | LBNL
|  |  |  | 2.83 | [11 empty] | LBNL
|  |  |  | 3.42 | [11 empty] | LBNL
|  |  |  | 3.5 | [11 empty] | LBNL
|  |  |  | 4.75 | [11 empty] | LBNL
|  |  |  | 3 | [11 empty] | LBNL
|  |  |  | 4.75 | [11 empty] | LBNL
|  |  |  | 4.75 | [11 empty] | LBNL
|  |  |  | 2.9 | [11 empty] | LBNL
|  |  |  | 4.75 | [11 empty] | LBNL
|  |  |  | 4.75 | [11 empty] | LBNL
|  |  |  | 2.8 | [11 empty] | LBNL
|  |  |  | 2.87 | [11 empty] | LBNL
|  |  |  | 2.9 | [11 empty] | LBNL
|  |  |  | 2.9 | [11 empty] | LBNL
|  |  |  | 4.75 | [11 empty] | LBNL
|  |  |  | 4.75 | [11 empty] | LBNL
|  |  |  | 2.42 | [11 empty] | LBNL
|  |  |  | 2.9 | [11 empty] | LBNL
|  |  |  | 4.75 | [11 empty] | LBNL
|  |  |  | 2.9 | [11 empty] | LBNL
|  |  |  | 4.75 | [11 empty] | LBNL
|  |  |  | 3.96 | [11 empty] | LBNL
|  |  |  | 2.9 | [11 empty] | LBNL
|  |  |  | 2.9 | [11 empty] | LBNL
|  |  |  | 4.75 | [11 empty] | LBNL
|  |  |  | 3.38 | [11 empty] | LBNL
|  |  |  | 4.75 | [11 empty] | LBNL
|  |  |  | 4.75 | [11 empty] | LBNL
|  |  |  | 2.9 | [11 empty] | LBNL
|  |  |  | 2.5 | [11 empty] | LBNL
|  |  |  | 3.5 | [11 empty] | LBNL
|  |  |  | 2.9 | [11 empty] | LBNL
|  |  |  | 2.8 | [11 empty] | LBNL
|  |  |  | 4.83 | [11 empty] | LBNL
|  |  |  | 2.42 | [11 empty] | LBNL
|  |  |  | 2.9 | [11 empty] | LBNL
|  |  |  | 4.75 | [11 empty] | LBNL
|  |  |  | 2.05 | [11 empty] | LBNL
|  |  |  | 3.03 | [11 empty] | LBNL
|  |  |  | 3.33 | [11 empty] | LBNL
|  |  |  | 3.96 | [11 empty] | LBNL
|  |  |  | 2.05 | [11 empty] | LBNL
|  |  |  | 3.96 | [11 empty] | LBNL
|  |  |  | 2.45 | [11 empty] | LBNL
|  |  |  | 2.38 | [11 empty] | LBNL
|  |  |  | 4.75 | [11 empty] | LBNL
|  |  |  | 3.83 | [11 empty] | LBNL
|  |  |  | 2.9 | [11 empty] | LBNL
|  |  |  | 2.9 | [11 empty] | LBNL
|  |  |  | 1.9 | [11 empty] | LBNL
|  |  |  | 2.83 | [11 empty] | LBNL
|  |  |  | 2.85 | [11 empty] | LBNL
|  |  |  | 2.53 | [11 empty] | LBNL
|  |  |  | 2.9 | [11 empty] | LBNL
|  |  |  | 2.9 | [11 empty] | LBNL
|  |  |  | 2.9 | [11 empty] | LBNL
|  |  |  | 2.9 | [11 empty] | LBNL
|  |  |  | 2.83 | [11 empty] | LBNL
|  |  |  | 4.75 | [11 empty] | LBNL
|  |  |  | 2.9 | [11 empty] | LBNL
|  |  |  | 2.85 | [11 empty] | LBNL
|  |  |  | 2.98 | [11 empty] | LBNL
|  |  |  | 4.75 | [11 empty] | LBNL
|  |  |  | 3 | [11 empty] | LBNL
|  |  |  | 2.9 | [11 empty] | LBNL
|  |  |  | 4.75 | [11 empty] | LBNL
|  |  |  | 4.75 | [11 empty] | LBNL
|  |  |  | 3.58 | [11 empty] | LBNL
|  |  |  | 3.58 | [11 empty] | LBNL
|  |  |  | 4.75 | [11 empty] | LBNL
|  |  |  | 2.9 | [11 empty] | LBNL
|  |  |  | 1.9 | [11 empty] | LBNL
|  |  |  | 3.96 | [11 empty] | LBNL
|  |  |  | 3.96 | [11 empty] | LBNL
|  |  |  | 3.96 | [11 empty] | LBNL
|  |  |  | 2.9 | [11 empty] | LBNL
|  |  |  | 3.96 | [11 empty] | LBNL
|  |  |  | 3.03 | [11 empty] | LBNL
|  |  |  | 4 | [11 empty] | LBNL
|  |  |  | 4.75 | [11 empty] | LBNL
|  |  |  | 4.75 | [11 empty] | LBNL
|  |  |  | 3.83 | [11 empty] | LBNL
|  |  |  | 4.75 | [11 empty] | LBNL
|  |  |  | 2.9 | [11 empty] | LBNL
|  |  |  | 2.85 | [11 empty] | LBNL
|  |  |  | 3.96 | [11 empty] | LBNL
|  |  |  | 2.9 | [11 empty] | LBNL
|  |  |  | 4.75 | [11 empty] | LBNL
|  |  |  | 2.9 | [11 empty] | LBNL
|  |  |  | 2.98 | [11 empty] | LBNL
|  |  |  | 3 | [11 empty] | LBNL
|  |  |  | 2.53 | [11 empty] | LBNL
|  |  |  | 3.96 | [11 empty] | LBNL
|  |  |  | 3 | [11 empty] | LBNL
|  |  |  | 3 | [11 empty] | LBNL
|  |  |  | 2.83 | [11 empty] | LBNL
|  |  |  | 3.03 | [11 empty] | LBNL
|  |  |  | 3.03 | [11 empty] | LBNL
|  |  |  | 4 | [11 empty] | LBNL
|  |  |  | 4 | [11 empty] | LBNL
|  |  |  | 2.45 | [11 empty] | LBNL
|  |  |  | 2.85 | [11 empty] | LBNL
|  |  |  | 4.75 | [11 empty] | LBNL
|  |  |  | 4.75 | [11 empty] | LBNL
|  |  |  | 3.92 | [11 empty] | LBNL
|  |  |  | 4.75 | [11 empty] | LBNL
|  |  |  | 3 | [11 empty] | LBNL
|  |  |  | 3.5 | [11 empty] | LBNL
|  |  |  | 2.9 | [11 empty] | LBNL
|  |  |  | 2.83 | [11 empty] | LBNL
|  |  |  | 2.9 | [11 empty] | LBNL
|  |  |  | 2.83 | [11 empty] | LBNL
|  |  |  | 2.9 | [11 empty] | LBNL
|  |  |  | 2.9 | [11 empty] | LBNL
|  |  |  | 2.9 | [11 empty] | LBNL
|  |  |  | 3.03 | [11 empty] | LBNL
|  |  |  | 3 | [11 empty] | LBNL
|  |  |  | 2.9 | [11 empty] | LBNL
|  |  |  | 2.38 | [11 empty] | LBNL
|  |  |  | 4.75 | [11 empty] | LBNL
|  |  |  | 4.75 | [11 empty] | LBNL
|  |  |  | 4.75 | [11 empty] | LBNL
|  |  |  | 4.75 | [11 empty] | LBNL
|  |  |  | 4.75 | [11 empty] | LBNL
|  |  |  | 3.92 | [11 empty] | LBNL
|  |  |  | 2.87 | [11 empty] | LBNL
|  |  |  | 3.42 | [11 empty] | LBNL
|  |  |  | 4.75 | [11 empty] | LBNL
|  |  |  | 2.9 | [11 empty] | LBNL
|  |  |  | 2.9 | [11 empty] | LBNL
|  |  |  | 2.9 | [11 empty] | LBNL
|  |  |  | 2.9 | [11 empty] | LBNL
|  |  |  | 4.75 | [11 empty] | LBNL
|  |  |  | 4.75 | [11 empty] | LBNL
|  |  |  | 2.9 | [11 empty] | LBNL
|  |  |  | 2.83 | [11 empty] | LBNL
|  |  |  | 3 | [11 empty] | LBNL
|  |  |  | 2.9 | [11 empty] | LBNL
|  |  |  | 3.83 | [11 empty] | LBNL
|  |  |  | 4.75 | [11 empty] | LBNL
|  |  |  | 4.75 | [11 empty] | LBNL
|  |  |  | 4.75 | [11 empty] | LBNL
|  |  |  | 3.03 | [11 empty] | LBNL
|  |  |  | 2.8 | [11 empty] | LBNL
|  |  |  | 2.9 | [11 empty] | LBNL
|  |  |  | 3.42 | [11 empty] | LBNL
|  |  |  | 4 | [11 empty] | LBNL
|  |  |  | 4.75 | [11 empty] | LBNL
|  |  |  | 4.75 | [11 empty] | LBNL
|  |  |  | 2.9 | [11 empty] | LBNL
|  |  |  | 2.92 | [11 empty] | LBNL
|  |  |  | 2 | [11 empty] | LBNL
|  |  |  | 2.85 | [11 empty] | LBNL
|  |  |  | 2.9 | [11 empty] | LBNL
|  |  |  | 4.75 | [11 empty] | LBNL
|  |  |  | 2.9 | [11 empty] | LBNL
|  |  |  | 2.9 | [11 empty] | LBNL
|  |  |  | 2.9 | [11 empty] | LBNL
|  |  |  | 2.9 | [11 empty] | LBNL
|  |  |  | 3.46 | [11 empty] | LBNL
|  |  |  | 2.9 | [11 empty] | LBNL
|  |  |  | 2.9 | [11 empty] | LBNL
|  |  |  | 2.9 | [11 empty] | LBNL
|  |  |  | 2.92 | [11 empty] | LBNL
|  |  |  | 4.75 | [11 empty] | LBNL
|  |  |  | 4.75 | [11 empty] | LBNL
|  |  |  | 2.9 | [11 empty] | LBNL
|  |  |  | 4.75 | [11 empty] | LBNL
|  |  |  | 4.75 | [11 empty] | LBNL
|  |  |  | 1.9 | [11 empty] | LBNL
|  |  |  | 3.96 | [11 empty] | LBNL
|  |  |  | 4.75 | [11 empty] | LBNL
|  |  |  | 4.75 | [11 empty] | LBNL
|  |  |  | 4.75 | [11 empty] | LBNL
|  |  |  | 3.96 | [11 empty] | LBNL
|  |  |  | 2.9 | [11 empty] | LBNL
|  |  |  | 2.9 | [11 empty] | LBNL
|  |  |  | 2.9 | [11 empty] | LBNL
|  |  |  | 4.75 | [11 empty] | LBNL
|  |  |  | 3 | [11 empty] | LBNL
|  |  |  | 2.9 | [11 empty] | LBNL
|  |  |  | 2.9 | [11 empty] | LBNL
|  |  |  | 4.75 | [11 empty] | LBNL
|  |  |  | 4.75 | [11 empty] | LBNL
|  |  |  | 4.75 | [11 empty] | LBNL
|  |  |  | 3 | [11 empty] | LBNL
|  |  |  | 4.75 | [11 empty] | LBNL
|  |  |  | 2.83 | [11 empty] | LBNL
|  |  |  | 4.79 | [11 empty] | LBNL
|  |  |  | 2.9 | [11 empty] | LBNL
|  |  |  | 2.9 | [11 empty] | LBNL
|  |  |  | 3.92 | [11 empty] | LBNL
|  |  |  | 4.75 | [11 empty] | LBNL
|  |  |  | 3.96 | [11 empty] | LBNL
|  |  |  | 4.75 | [11 empty] | LBNL
|  |  |  | 2.9 | [11 empty] | LBNL
|  |  |  | 2.45 | [11 empty] | LBNL
|  |  |  | 2 | [11 empty] | LBNL
|  |  |  | 2.83 | [11 empty] | LBNL
|  |  |  | 2.83 | [11 empty] | LBNL
|  |  |  | 2.38 | [11 empty] | LBNL
|  |  |  | 2.9 | [11 empty] | LBNL
|  |  |  | 3 | [11 empty] | LBNL
|  |  |  | 4.75 | [11 empty] | LBNL
|  |  |  | 2.9 | [11 empty] | LBNL
|  |  |  | 2.9 | [11 empty] | LBNL
|  |  |  | 2.9 | [11 empty] | LBNL
|  |  |  | 2.9 | [11 empty] | LBNL
|  |  |  | 2.92 | [11 empty] | LBNL
|  |  |  | 1.92 | [11 empty] | LBNL
|  |  |  | 2.9 | [11 empty] | LBNL
|  |  |  | 2.9 | [11 empty] | LBNL
|  |  |  | 3.96 | [11 empty] | LBNL
|  |  |  | 3.46 | [11 empty] | LBNL
|  |  |  | 2.85 | [11 empty] | LBNL
|  |  |  | 2.9 | [11 empty] | LBNL
|  |  |  | 2.9 | [11 empty] | LBNL
|  |  |  | 3.58 | [11 empty] | LBNL
|  |  |  | 2.9 | [11 empty] | LBNL
|  |  |  | 2.85 | [11 empty] | LBNL
|  |  |  | 3.83 | [11 empty] | LBNL
|  |  |  | 2.9 | [11 empty] | LBNL
|  |  |  | 4.75 | [11 empty] | LBNL
|  |  |  | 3 | [11 empty] | LBNL
|  |  |  | 3.96 | [11 empty] | LBNL
|  |  |  | 2.9 | [11 empty] | LBNL
|  |  |  | 2.5 | [11 empty] | LBNL
|  |  |  | 3.96 | [11 empty] | LBNL
|  |  |  | 4.83 | [11 empty] | LBNL
|  |  |  | 3.42 | [11 empty] | LBNL
|  |  |  | 3.92 | [11 empty] | LBNL
|  |  |  | 4.75 | [11 empty] | LBNL
|  |  |  | 4.83 | [11 empty] | LBNL
|  |  |  | 2.9 | [11 empty] | LBNL
|  |  |  | 3.75 | [11 empty] | LBNL
|  |  |  | 2.85 | [11 empty] | LBNL
|  |  |  | 2.47 | [11 empty] | LBNL
|  |  |  | 3.96 | [11 empty] | LBNL
|  |  |  | 4.75 | [11 empty] | LBNL
|  |  |  | 1.88 | [11 empty] | LBNL
|  |  |  | 4.79 | [11 empty] | LBNL
|  |  |  | 3.96 | [11 empty] | LBNL
|  |  |  | 2.38 | [11 empty] | LBNL
|  |  |  | 2.9 | [11 empty] | LBNL
|  |  |  | 3.96 | [11 empty] | LBNL
|  |  |  | 4.75 | [11 empty] | LBNL
|  |  |  | 2.38 | [11 empty] | LBNL
|  |  |  | 2.38 | [11 empty] | LBNL
|  |  |  | 2.38 | [11 empty] | LBNL
|  |  |  | 2.38 | [11 empty] | LBNL
|  |  |  | 2.38 | [11 empty] | LBNL
|  |  |  | 2.38 | [11 empty] | LBNL
|  |  |  | 3.96 | [11 empty] | LBNL
|  |  |  | 3.5 | [11 empty] | LBNL
|  |  |  | 3.92 | [11 empty] | LBNL
|  |  |  | 2.87 | [11 empty] | LBNL
|  |  |  | 2.83 | [11 empty] | LBNL
|  |  |  | 2.98 | [11 empty] | LBNL
|  |  |  | 4.75 | [11 empty] | LBNL
|  |  |  | 2 | [11 empty] | LBNL
|  |  |  | 3.96 | [11 empty] | LBNL
|  |  |  | 2.85 | [11 empty] | LBNL
|  |  |  | 3.96 | [11 empty] | LBNL
|  |  |  | 2.8 | [11 empty] | LBNL
|  |  |  | 4.83 | [11 empty] | LBNL
|  |  |  | 3.42 | [11 empty] | LBNL
|  |  |  | 3.83 | [11 empty] | LBNL
|  |  |  | 2.83 | [11 empty] | LBNL
|  |  |  | 2.9 | [11 empty] | LBNL
|  |  |  | 2.83 | [11 empty] | LBNL
|  |  |  | 2.83 | [11 empty] | LBNL
|  |  |  | 3.83 | [11 empty] | LBNL
|  |  |  | 2.83 | [11 empty] | LBNL
|  |  |  | 3.92 | [11 empty] | LBNL
|  |  |  | 2 | [11 empty] | LBNL
|  |  |  | 2.9 | [11 empty] | LBNL
|  |  |  | 2.83 | [11 empty] | LBNL
|  |  |  | 2.85 | [11 empty] | LBNL
|  |  |  | 2.9 | [11 empty] | LBNL
|  |  |  | 2.9 | [11 empty] | LBNL
|  |  |  | 2.87 | [11 empty] | LBNL
|  |  |  | 2.98 | [11 empty] | LBNL
|  |  |  | 2.87 | [11 empty] | LBNL
|  |  |  | 4.79 | [11 empty] | LBNL
|  |  |  | 1.95 | [11 empty] | LBNL
|  |  |  | 4.75 | [11 empty] | LBNL
|  |  |  | 3.33 | [11 empty] | LBNL
|  |  |  | 1.9 | [11 empty] | LBNL
|  |  |  | 2.53 | [11 empty] | LBNL
|  |  |  | 2.85 | [11 empty] | LBNL
|  |  |  | 2.53 | [11 empty] | LBNL
|  |  |  | 4.79 | [11 empty] | LBNL
|  |  |  | 2.53 | [11 empty] | LBNL
|  |  |  | 3 | [11 empty] | LBNL
|  |  |  | 2.83 | [11 empty] | LBNL
|  |  |  | 4.79 | [11 empty] | LBNL
|  |  |  | 3.5 | [11 empty] | LBNL
|  |  |  | 4.79 | [11 empty] | LBNL
|  |  |  | 4 | [11 empty] | LBNL
|  |  |  | 2.98 | [11 empty] | LBNL
|  |  |  | 2.9 | [11 empty] | LBNL
|  |  |  | 4.75 | [11 empty] | LBNL
|  |  |  | 2.98 | [11 empty] | LBNL
|  |  |  | 3 | [11 empty] | LBNL
|  |  |  | 2.38 | [11 empty] | LBNL
|  |  |  | 3.42 | [11 empty] | LBNL
|  |  |  | 2.5 | [11 empty] | LBNL
|  |  |  | 3.5 | [11 empty] | LBNL
|  |  |  | 4 | [11 empty] | LBNL
|  |  |  | 2.38 | [11 empty] | LBNL
|  |  |  | 2.85 | [11 empty] | LBNL
|  |  |  | 4.75 | [11 empty] | LBNL
|  |  |  | 4.83 | [11 empty] | LBNL
|  |  |  | 2.5 | [11 empty] | LBNL
|  |  |  | 3 | [11 empty] | LBNL
|  |  |  | 3 | [11 empty] | LBNL
|  |  |  | 3.03 | [11 empty] | LBNL
|  |  |  | 2.9 | [11 empty] | LBNL
|  |  |  | 3 | [11 empty] | LBNL
|  |  |  | 1.88 | [11 empty] | LBNL
|  |  |  | 2.38 | [11 empty] | LBNL
|  |  |  | 2.85 | [11 empty] | LBNL
|  |  |  | 3.96 | [11 empty] | LBNL
|  |  |  | 3.96 | [11 empty] | LBNL
|  |  |  | 3.79 | [11 empty] | LBNL
|  |  |  | 1.9 | [11 empty] | LBNL
|  |  |  | 2.98 | [11 empty] | LBNL
|  |  |  | 4.75 | [11 empty] | LBNL
|  |  |  | 2.53 | [11 empty] | LBNL
|  |  |  | 2.38 | [11 empty] | LBNL
|  |  |  | 2.85 | [11 empty] | LBNL
|  |  |  | 2.85 | [11 empty] | LBNL
|  |  |  | 3.96 | [11 empty] | LBNL
|  |  |  | 3 | [11 empty] | LBNL
|  |  |  | 4.75 | [11 empty] | LBNL
|  |  |  | 2.85 | [11 empty] | LBNL
|  |  |  | 1.63 | [11 empty] | LBNL
|  |  |  | 2.42 | [11 empty] | LBNL
|  |  |  | 3.71 | [11 empty] | LBNL
|  |  |  | 2.08 | [11 empty] | LBNL
|  |  |  | 2.48 | [11 empty] | LBNL
|  |  |  | 2.2 | [11 empty] | LBNL
|  |  |  | 3.33 | [11 empty] | LBNL
|  |  |  | 2.43 | [11 empty] | LBNL
|  |  |  | 4.17 | [11 empty] | LBNL
|  |  |  | 3.42 | [11 empty] | LBNL
|  |  |  | 3.33 | [11 empty] | LBNL
|  |  |  | 2.2 | [11 empty] | LBNL
|  |  |  | 3.33 | [11 empty] | LBNL
|  |  |  | 2.8 | [11 empty] | LBNL
|  |  |  | 3.83 | [11 empty] | LBNL
|  |  |  | 2.9 | [11 empty] | LBNL
|  |  |  | 2.5 | [11 empty] | LBNL
|  |  |  | 2.85 | [11 empty] | LBNL
|  |  |  | 4.5 | [11 empty] | LBNL
|  |  |  | 3.79 | [11 empty] | LBNL
|  |  |  | 4.67 | [11 empty] | LBNL
|  |  |  | 3.79 | [11 empty] | LBNL
|  |  |  | 1.92 | [11 empty] | LBNL
|  |  |  | 4.5 | [11 empty] | LBNL
|  |  |  | 4.54 | [11 empty] | LBNL
|  |  |  | 3.79 | [11 empty] | LBNL
|  |  |  | 2.97 | [11 empty] | LBNL
|  |  |  | 2.97 | [11 empty] | LBNL
|  |  |  | 3.33 | [11 empty] | LBNL
|  |  |  | 4.71 | [11 empty] | LBNL
|  |  |  | 4.54 | [11 empty] | LBNL
|  |  |  | 4.54 | [11 empty] | LBNL
|  |  |  | 3.79 | [11 empty] | LBNL
|  |  |  | 2 | [11 empty] | LBNL
|  |  |  | 4.63 | [11 empty] | LBNL
|  |  |  | 3.17 | [11 empty] | LBNL
|  |  |  | 4.5 | [11 empty] | LBNL
|  |  |  | 4.5 | [11 empty] | LBNL
|  |  |  | 4.04 | [11 empty] | LBNL
|  |  |  | 4.04 | [11 empty] | LBNL
|  |  |  | 2.85 | [11 empty] | LBNL
|  |  |  | 3.46 | [11 empty] | LBNL
|  |  |  | 3.17 | [11 empty] | LBNL
|  |  |  | 3.92 | [11 empty] | LBNL
|  |  |  | 4.04 | [11 empty] | LBNL
|  |  |  | 4.71 | [11 empty] | LBNL
|  |  |  | 4.04 | [11 empty] | LBNL
|  |  |  | 3.79 | [11 empty] | LBNL
|  |  |  | 4.46 | [11 empty] | LBNL
|  |  |  | 2.93 | [11 empty] | LBNL
|  |  |  | 2.92 | [11 empty] | LBNL
|  |  |  | 4.63 | [11 empty] | LBNL
|  |  |  | 4.96 | [11 empty] | LBNL
|  |  |  | 3.92 | [11 empty] | LBNL
|  |  |  | 3.92 | [11 empty] | LBNL
|  |  |  | 3.96 | [11 empty] | LBNL
|  |  |  | 3.38 | [11 empty] | LBNL
|  |  |  | 3.38 | [11 empty] | LBNL
|  |  |  | 2.97 | [11 empty] | LBNL
|  |  |  | 2.85 | [11 empty] | LBNL
|  |  |  | 4.75 | [11 empty] | LBNL
|  |  |  | 3.67 | [11 empty] | LBNL
|  |  |  | 2.37 | [11 empty] | LBNL
|  |  |  | 3.79 | [11 empty] | LBNL
|  |  |  | 4.5 | [11 empty] | LBNL
|  |  |  | 4.5 | [11 empty] | LBNL
|  |  |  | 3.17 | [11 empty] | LBNL
|  |  |  | 3.25 | [11 empty] | LBNL
|  |  |  | 3.96 | [11 empty] | LBNL
|  |  |  | 4.58 | [11 empty] | LBNL
|  |  |  | 4.92 | [11 empty] | LBNL
|  |  |  | 2 | [11 empty] | LBNL
|  |  |  | 2.83 | [11 empty] | LBNL
|  |  |  | 3.92 | [11 empty] | LBNL
|  |  |  | 4.63 | [11 empty] | LBNL
|  |  |  | 4.58 | [11 empty] | LBNL
|  |  |  | 4 | [11 empty] | LBNL
|  |  |  | 3.83 | [11 empty] | LBNL
|  |  |  | 2.98 | [11 empty] | LBNL
|  |  |  | 4.5 | [11 empty] | LBNL
|  |  |  | 4 | [11 empty] | LBNL
|  |  |  | 3.96 | [11 empty] | LBNL
|  |  |  | 2 | [11 empty] | LBNL
|  |  |  | 2.85 | [11 empty] | LBNL
|  |  |  | 3.92 | [11 empty] | LBNL
|  |  |  | 2.85 | [11 empty] | LBNL
|  |  |  | 3.92 | [11 empty] | LBNL
|  |  |  | 2.32 | [11 empty] | LBNL
|  |  |  | 3.92 | [11 empty] | LBNL
|  |  |  | 3.46 | [11 empty] | LBNL
|  |  |  | 4.5 | [11 empty] | LBNL
|  |  |  | 3.58 | [11 empty] | LBNL
|  |  |  | 2.85 | [11 empty] | LBNL
|  |  |  | 4.42 | [11 empty] | LBNL
|  |  |  | 4.71 | [11 empty] | LBNL
|  |  |  | 4.42 | [11 empty] | LBNL
|  |  |  | 3 | [11 empty] | LBNL
|  |  |  | 2.83 | [11 empty] | LBNL
|  |  |  | 2.85 | [11 empty] | LBNL
|  |  |  | 4.75 | [11 empty] | LBNL
|  |  |  | 2 | [11 empty] | LBNL
|  |  |  | 3 | [11 empty] | LBNL
|  |  |  | 2 | [11 empty] | LBNL
|  |  |  | 4.42 | [11 empty] | LBNL
|  |  |  | 3 | [11 empty] | LBNL
|  |  |  | 4.5 | [11 empty] | LBNL
|  |  |  | 4.63 | [11 empty] | LBNL
|  |  |  | 4.71 | [11 empty] | LBNL
|  |  |  | 4 | [11 empty] | LBNL
|  |  |  | 3.96 | [11 empty] | LBNL
|  |  |  | 3.79 | [11 empty] | LBNL
|  |  |  | 2.85 | [11 empty] | LBNL
|  |  |  | 2.85 | [11 empty] | LBNL
|  |  |  | 4.5 | [11 empty] | LBNL
|  |  |  | 3 | [11 empty] | LBNL
|  |  |  | 3.46 | [11 empty] | LBNL
|  |  |  | 3.79 | [11 empty] | LBNL
|  |  |  | 3.46 | [11 empty] | LBNL
|  |  |  | 4.04 | [11 empty] | LBNL
|  |  |  | 3.17 | [11 empty] | LBNL
|  |  |  | 4.04 | [11 empty] | LBNL
|  |  |  | 3.21 | [11 empty] | LBNL
|  |  |  | 4.04 | [11 empty] | LBNL
|  |  |  | 3.92 | [11 empty] | LBNL
|  |  |  | 4 | [11 empty] | LBNL
|  |  |  | 2.93 | [11 empty] | LBNL
|  |  |  | 3.92 | [11 empty] | LBNL
|  |  |  | 3.42 | [11 empty] | LBNL
|  |  |  | 2.83 | [11 empty] | LBNL
|  |  |  | 2.83 | [11 empty] | LBNL
|  |  |  | 4.04 | [11 empty] | LBNL
|  |  |  | 4.5 | [11 empty] | LBNL
|  |  |  | 4.04 | [11 empty] | LBNL
|  |  |  | 2.85 | [11 empty] | LBNL
|  |  |  | 3.75 | [11 empty] | LBNL
|  |  |  | 3.33 | [11 empty] | LBNL
|  |  |  | 3.46 | [11 empty] | LBNL
|  |  |  | 3.96 | [11 empty] | LBNL
|  |  |  | 2.95 | [11 empty] | LBNL
|  |  |  | 3.96 | [11 empty] | LBNL
|  |  |  | 3.75 | [11 empty] | LBNL
|  |  |  | 2.9 | [11 empty] | LBNL
|  |  |  | 3.79 | [11 empty] | LBNL
|  |  |  | 2.32 | [11 empty] | LBNL
|  |  |  | 3.79 | [11 empty] | LBNL
|  |  |  | 2.83 | [11 empty] | LBNL
|  |  |  | 3.96 | [11 empty] | LBNL
|  |  |  | 3.79 | [11 empty] | LBNL
|  |  |  | 2 | [11 empty] | LBNL
|  |  |  | 2.85 | [11 empty] | LBNL
|  |  |  | 1.57 | [11 empty] | LBNL
|  |  |  | 2.98 | [11 empty] | LBNL
|  |  |  | 4 | [11 empty] | LBNL
|  |  |  | 2.88 | [11 empty] | LBNL
|  |  |  | 2.42 | [11 empty] | LBNL
|  |  |  | 3 | [11 empty] | LBNL
|  |  |  | 3.96 | [11 empty] | LBNL
|  |  |  | 2.9 | [11 empty] | LBNL
|  |  |  | 4.54 | [11 empty] | LBNL
|  |  |  | 4 | [11 empty] | LBNL
|  |  |  | 2.9 | [11 empty] | LBNL
|  |  |  | 3.17 | [11 empty] | LBNL
|  |  |  | 4.42 | [11 empty] | LBNL
|  |  |  | 4.04 | [11 empty] | LBNL
|  |  |  | 3.96 | [11 empty] | LBNL
|  |  |  | 4.5 | [11 empty] | LBNL
|  |  |  | 3.92 | [11 empty] | LBNL
|  |  |  | 3.67 | [11 empty] | LBNL
|  |  |  | 2.88 | [11 empty] | LBNL
|  |  |  | 3.96 | [11 empty] | LBNL
|  |  |  | 4.71 | [11 empty] | LBNL
|  |  |  | 3.96 | [11 empty] | LBNL
|  |  |  | 2.83 | [11 empty] | LBNL
|  |  |  | 3.96 | [11 empty] | LBNL
|  |  |  | 2.88 | [11 empty] | LBNL
|  |  |  | 2 | [11 empty] | LBNL
|  |  |  | 3.33 | [11 empty] | LBNL
|  |  |  | 4.54 | [11 empty] | LBNL
|  |  |  | 3.96 | [11 empty] | LBNL
|  |  |  | 3.79 | [11 empty] | LBNL
|  |  |  | 3.46 | [11 empty] | LBNL
|  |  |  | 4.63 | [11 empty] | LBNL
|  |  |  | 4.71 | [11 empty] | LBNL
|  |  |  | 2.92 | [11 empty] | LBNL
|  |  |  | 2.92 | [11 empty] | LBNL
|  |  |  | 4.04 | [11 empty] | LBNL
|  |  |  | 4.58 | [11 empty] | LBNL
|  |  |  | 4.58 | [11 empty] | LBNL
|  |  |  | 3.96 | [11 empty] | LBNL
|  |  |  | 3.92 | [11 empty] | LBNL
|  |  |  | 3.92 | [11 empty] | LBNL
|  |  |  | 3.92 | [11 empty] | LBNL
|  |  |  | 3.38 | [11 empty] | LBNL
|  |  |  | 2.83 | [11 empty] | LBNL
|  |  |  | 1.97 | [11 empty] | LBNL
|  |  |  | 2.83 | [11 empty] | LBNL
|  |  |  | 3.17 | [11 empty] | LBNL
|  |  |  | 3.17 | [11 empty] | LBNL
|  |  |  | 4.63 | [11 empty] | LBNL
|  |  |  | 4.71 | [11 empty] | LBNL
|  |  |  | 4.04 | [11 empty] | LBNL
|  |  |  | 3.17 | [11 empty] | LBNL
|  |  |  | 1.9 | [11 empty] | LBNL
|  |  |  | 3.96 | [11 empty] | LBNL
|  |  |  | 2.83 | [11 empty] | LBNL
|  |  |  | 4.75 | [11 empty] | LBNL
|  |  |  | 4.5 | [11 empty] | LBNL
|  |  |  | 2.92 | [11 empty] | LBNL
|  |  |  | 4.75 | [11 empty] | LBNL
|  |  |  | 4.79 | [11 empty] | LBNL
|  |  |  | 3.21 | [11 empty] | LBNL
|  |  |  | 3.88 | [11 empty] | LBNL
|  |  |  | 3.92 | [11 empty] | LBNL
|  |  |  | 2.98 | [11 empty] | LBNL
|  |  |  | 4.63 | [11 empty] | LBNL
|  |  |  | 3.92 | [11 empty] | LBNL
|  |  |  | 2 | [11 empty] | LBNL
|  |  |  | 4.5 | [11 empty] | LBNL
|  |  |  | 3 | [11 empty] | LBNL
|  |  |  | 4.71 | [11 empty] | LBNL
|  |  |  | 4 | [11 empty] | LBNL
|  |  |  | 4 | [11 empty] | LBNL
|  |  |  | 3 | [11 empty] | LBNL
|  |  |  | 4.04 | [11 empty] | LBNL
|  |  |  | 2.98 | [11 empty] | LBNL
|  |  |  | 2.97 | [11 empty] | LBNL
|  |  |  | 3.46 | [11 empty] | LBNL
|  |  |  | 4.71 | [11 empty] | LBNL
|  |  |  | 4.04 | [11 empty] | LBNL
|  |  |  | 3.92 | [11 empty] | LBNL
|  |  |  | 4.04 | [11 empty] | LBNL
|  |  |  | 4.04 | [11 empty] | LBNL
|  |  |  | 3.92 | [11 empty] | LBNL
|  |  |  | 1.87 | [11 empty] | LBNL
|  |  |  | 4.88 | [11 empty] | LBNL
|  |  |  | 4.71 | [11 empty] | LBNL
|  |  |  | 4.88 | [11 empty] | LBNL
|  |  |  | 3.96 | [11 empty] | LBNL
|  |  |  | 4.5 | [11 empty] | LBNL
|  |  |  | 4.5 | [11 empty] | LBNL
|  |  |  | 3 | [11 empty] | LBNL
|  |  |  | 4.5 | [11 empty] | LBNL
|  |  |  | 3.1 | [11 empty] | LBNL
|  |  |  | 3.02 | [11 empty] | LBNL
|  |  |  | 4.92 | [11 empty] | LBNL
|  |  |  | 2.8 | [11 empty] | LBNL
|  |  |  | 4.5 | [11 empty] | LBNL
|  |  |  | 4.5 | [11 empty] | LBNL
|  |  |  | 4.88 | [11 empty] | LBNL
|  |  |  | 4.5 | [11 empty] | LBNL
|  |  |  | 3.79 | [11 empty] | LBNL
|  |  |  | 3.88 | [11 empty] | LBNL
|  |  |  | 1.9 | [11 empty] | LBNL
|  |  |  | 3.96 | [11 empty] | LBNL
|  |  |  | 3.33 | [11 empty] | LBNL
|  |  |  | 4.5 | [11 empty] | LBNL
|  |  |  | 4.04 | [11 empty] | LBNL
|  |  |  | 4.04 | [11 empty] | LBNL
|  |  |  | 3.33 | [11 empty] | LBNL
|  |  |  | 4.75 | [11 empty] | LBNL
|  |  |  | 2.92 | [11 empty] | LBNL
|  |  |  | 4.71 | [11 empty] | LBNL
|  |  |  | 3.79 | [11 empty] | LBNL
|  |  |  | 2.38 | [11 empty] | LBNL
|  |  |  | 4.5 | [11 empty] | LBNL
|  |  |  | 4.71 | [11 empty] | LBNL
|  |  |  | 2.85 | [11 empty] | LBNL
|  |  |  | 3.92 | [11 empty] | LBNL
|  |  |  | 4.71 | [11 empty] | LBNL
|  |  |  | 2.97 | [11 empty] | LBNL
|  |  |  | 4.04 | [11 empty] | LBNL
|  |  |  | 4.5 | [11 empty] | LBNL
|  |  |  | 4.71 | [11 empty] | LBNL
|  |  |  | 3.92 | [11 empty] | LBNL
|  |  |  | 3.21 | [11 empty] | LBNL
|  |  |  | 4.04 | [11 empty] | LBNL
|  |  |  | 4 | [11 empty] | LBNL
|  |  |  | 4.5 | [11 empty] | LBNL
|  |  |  | 4.63 | [11 empty] | LBNL
|  |  |  | 4.71 | [11 empty] | LBNL
|  |  |  | 4.63 | [11 empty] | LBNL
|  |  |  | 3.33 | [11 empty] | LBNL
|  |  |  | 3.83 | [11 empty] | LBNL
|  |  |  | 4.04 | [11 empty] | LBNL
|  |  |  | 3.96 | [11 empty] | LBNL
|  |  |  | 3.08 | [11 empty] | LBNL
|  |  |  | 3.83 | [11 empty] | LBNL
|  |  |  | 4.04 | [11 empty] | LBNL
|  |  |  | 2.28 | [11 empty] | LBNL
|  |  |  | 3.75 | [11 empty] | LBNL
|  |  |  | 2.92 | [11 empty] | LBNL
|  |  |  | 2.73 | [11 empty] | LBNL
|  |  |  | 3.96 | [11 empty] | LBNL
|  |  |  | 2.88 | [11 empty] | LBNL
|  |  |  | 3.83 | [11 empty] | LBNL
|  |  |  | 3.92 | [11 empty] | LBNL
|  |  |  | 4 | [11 empty] | LBNL
|  |  |  | 3.79 | [11 empty] | LBNL
|  |  |  | 3 | [11 empty] | LBNL
|  |  |  | 4 | [11 empty] | LBNL
|  |  |  | 2.95 | [11 empty] | LBNL
|  |  |  | 4.71 | [11 empty] | LBNL
|  |  |  | 2.9 | [11 empty] | LBNL
|  |  |  | 3.92 | [11 empty] | LBNL
|  |  |  | 4 | [11 empty] | LBNL
|  |  |  | 4.58 | [11 empty] | LBNL
|  |  |  | 4.04 | [11 empty] | LBNL
|  |  |  | 3.92 | [11 empty] | LBNL
|  |  |  | 2.33 | [11 empty] | LBNL
|  |  |  | 4.92 | [11 empty] | LBNL
|  |  |  | 4.04 | [11 empty] | LBNL
|  |  |  | 4.83 | [11 empty] | LBNL
|  |  |  | 4.92 | [11 empty] | LBNL
|  |  |  | 4.04 | [11 empty] | LBNL
|  |  |  | 4.58 | [11 empty] | LBNL
|  |  |  | 3 | [11 empty] | LBNL
|  |  |  | 3.96 | [11 empty] | LBNL
|  |  |  | 4.04 | [11 empty] | LBNL
|  |  |  | 3.96 | [11 empty] | LBNL
|  |  |  | 2.85 | [11 empty] | LBNL
|  |  |  | 2.03 | [11 empty] | LBNL
|  |  |  | 4.63 | [11 empty] | LBNL
|  |  |  | 4 | [11 empty] | LBNL
|  |  |  | 4 | [11 empty] | LBNL
|  |  |  | 3.92 | [11 empty] | LBNL
|  |  |  | 3 | [11 empty] | LBNL
|  |  |  | 2.83 | [11 empty] | LBNL
|  |  |  | 1.9 | [11 empty] | LBNL
|  |  |  | 3.79 | [11 empty] | LBNL
|  |  |  | 3.67 | [11 empty] | LBNL
|  |  |  | 2.83 | [11 empty] | LBNL
|  |  |  | 3.58 | [11 empty] | LBNL
|  |  |  | 2.85 | [11 empty] | LBNL
|  |  |  | 2.85 | [11 empty] | LBNL
|  |  |  | 3.92 | [11 empty] | LBNL
|  |  |  | 4.83 | [11 empty] | LBNL
|  |  |  | 2.28 | [11 empty] | LBNL
|  |  |  | 2.8 | [11 empty] | LBNL
|  |  |  | 3.33 | [11 empty] | LBNL
|  |  |  | 4.92 | [11 empty] | LBNL
|  |  |  | 2.75 | [11 empty] | LBNL
|  |  |  | 3.96 | [11 empty] | LBNL
|  |  |  | 2.83 | [11 empty] | LBNL
|  |  |  | 3.96 | [11 empty] | LBNL
|  |  |  | 3.33 | [11 empty] | LBNL
|  |  |  | 4.83 | [11 empty] | LBNL
|  |  |  | 2.75 | [11 empty] | LBNL
|  |  |  | 2.85 | [11 empty] | LBNL
|  |  |  | 2.92 | [11 empty] | LBNL
|  |  |  | 4.54 | [11 empty] | LBNL
|  |  |  | 2.97 | [11 empty] | LBNL
|  |  |  | 4.04 | [11 empty] | LBNL
|  |  |  | 3.79 | [11 empty] | LBNL
|  |  |  | 3.92 | [11 empty] | LBNL
|  |  |  | 2.92 | [11 empty] | LBNL
|  |  |  | 4.54 | [11 empty] | LBNL
|  |  |  | 4.75 | [11 empty] | LBNL
|  |  |  | 3.92 | [11 empty] | LBNL
|  |  |  | 2.85 | [11 empty] | LBNL
|  |  |  | 4.88 | [11 empty] | LBNL
|  |  |  | 2.87 | [11 empty] | LBNL
|  |  |  | 3.33 | [11 empty] | LBNL
|  |  |  | 2.97 | [11 empty] | LBNL
|  |  |  | 3.96 | [11 empty] | LBNL
|  |  |  | 4.5 | [11 empty] | LBNL
|  |  |  | 2 | [11 empty] | LBNL
|  |  |  | 3.83 | [11 empty] | LBNL
|  |  |  | 2.37 | [11 empty] | LBNL
|  |  |  | 3.92 | [11 empty] | LBNL
|  |  |  | 3.79 | [11 empty] | LBNL
|  |  |  | 3.17 | [11 empty] | LBNL
|  |  |  | 3.5 | [11 empty] | LBNL
|  |  |  | 4.63 | [11 empty] | LBNL
|  |  |  | 4.5 | [11 empty] | LBNL
|  |  |  | 3.17 | [11 empty] | LBNL
|  |  |  | 3 | [11 empty] | LBNL
|  |  |  | 4.5 | [11 empty] | LBNL
|  |  |  | 2.87 | [11 empty] | LBNL
|  |  |  | 2.78 | [11 empty] | LBNL
|  |  |  | 4.83 | [11 empty] | LBNL
|  |  |  | 2.85 | [11 empty] | LBNL
|  |  |  | 2.8 | [11 empty] | LBNL
|  |  |  | 2.88 | [11 empty] | LBNL
|  |  |  | 3.02 | [11 empty] | LBNL
|  |  |  | 4.5 | [11 empty] | LBNL
|  |  |  | 4.54 | [11 empty] | LBNL
|  |  |  | 3.05 | [11 empty] | LBNL
|  |  |  | 4 | [11 empty] | LBNL
|  |  |  | 3.92 | [11 empty] | LBNL
|  |  |  | 3.88 | [11 empty] | LBNL
|  |  |  | 4.5 | [11 empty] | LBNL
|  |  |  | 4.71 | [11 empty] | LBNL
|  |  |  | 4.88 | [11 empty] | LBNL
|  |  |  | 4.96 | [11 empty] | LBNL
|  |  |  | 4.54 | [11 empty] | LBNL
|  |  |  | 4.71 | [11 empty] | LBNL
|  |  |  | 3.92 | [11 empty] | LBNL
|  |  |  | 4.04 | [11 empty] | LBNL
|  |  |  | 2.85 | [11 empty] | LBNL
|  |  |  | 1.98 | [11 empty] | LBNL
|  |  |  | 2 | [11 empty] | LBNL
|  |  |  | 3.92 | [11 empty] | LBNL
|  |  |  | 3.71 | [11 empty] | LBNL
|  |  |  | 4.04 | [11 empty] | LBNL
|  |  |  | 3.92 | [11 empty] | LBNL
|  |  |  | 3.71 | [11 empty] | LBNL
|  |  |  | 3.71 | [11 empty] | LBNL
|  |  |  | 4.79 | [11 empty] | LBNL
|  |  |  | 2.92 | [11 empty] | LBNL
|  |  |  | 3.92 | [11 empty] | LBNL
|  |  |  | 2.83 | [11 empty] | LBNL
|  |  |  | 3.1 | [11 empty] | LBNL
|  |  |  | 3.1 | [11 empty] | LBNL
|  |  |  | 3.92 | [11 empty] | LBNL
|  |  |  | 2.85 | [11 empty] | LBNL
|  |  |  | 4.04 | [11 empty] | LBNL
|  |  |  | 3.79 | [11 empty] | LBNL
|  |  |  | 1.98 | [11 empty] | LBNL
|  |  |  | 3.96 | [11 empty] | LBNL
|  |  |  | 2.32 | [11 empty] | LBNL
|  |  |  | 2.85 | [11 empty] | LBNL
|  |  |  | 2 | [11 empty] | LBNL
|  |  |  | 2.97 | [11 empty] | LBNL
|  |  |  | 4.04 | [11 empty] | LBNL
|  |  |  | 3.33 | [11 empty] | LBNL
|  |  |  | 2.97 | [11 empty] | LBNL
|  |  |  | 1.98 | [11 empty] | LBNL
|  |  |  | 4.83 | [11 empty] | LBNL
|  |  |  | 1.98 | [11 empty] | LBNL
|  |  |  | 4.92 | [11 empty] | LBNL
|  |  |  | 3.58 | [11 empty] | LBNL
|  |  |  | 3.92 | [11 empty] | LBNL
|  |  |  | 3.5 | [11 empty] | LBNL
|  |  |  | 3.79 | [11 empty] | LBNL
|  |  |  | 2 | [11 empty] | LBNL
|  |  |  | 3.92 | [11 empty] | LBNL
|  |  |  | 4.58 | [11 empty] | LBNL
|  |  |  | 1.97 | [11 empty] | LBNL
|  |  |  | 2.88 | [11 empty] | LBNL
|  |  |  | 4.71 | [11 empty] | LBNL
|  |  |  | 4.04 | [11 empty] | LBNL
|  |  |  | 2.83 | [11 empty] | LBNL
|  |  |  | 1.93 | [11 empty] | LBNL
|  |  |  | 2.83 | [11 empty] | LBNL
|  |  |  | 3.92 | [11 empty] | LBNL
|  |  |  | 4.5 | [11 empty] | LBNL
|  |  |  | 4.88 | [11 empty] | LBNL
|  |  |  | 3.92 | [11 empty] | LBNL
|  |  |  | 3.92 | [11 empty] | LBNL
|  |  |  | 3 | [11 empty] | LBNL
|  |  |  | 4.5 | [11 empty] | LBNL
|  |  |  | 4.58 | [11 empty] | LBNL
|  |  |  | 2.92 | [11 empty] | LBNL
|  |  |  | 2.83 | [11 empty] | LBNL
|  |  |  | 2.75 | [11 empty] | LBNL
|  |  |  | 4.92 | [11 empty] | LBNL
|  |  |  | 3.96 | [11 empty] | LBNL
|  |  |  | 4.54 | [11 empty] | LBNL
|  |  |  | 4.58 | [11 empty] | LBNL
|  |  |  | 4 | [11 empty] | LBNL
|  |  |  | 2.85 | [11 empty] | LBNL
|  |  |  | 2.9 | [11 empty] | LBNL
|  |  |  | 4.5 | [11 empty] | LBNL
|  |  |  | 3.33 | [11 empty] | LBNL
|  |  |  | 2.85 | [11 empty] | LBNL
|  |  |  | 3.38 | [11 empty] | LBNL
|  |  |  | 4.08 | [11 empty] | LBNL
|  |  |  | 3.92 | [11 empty] | LBNL
|  |  |  | 2.98 | [11 empty] | LBNL
|  |  |  | 3.46 | [11 empty] | LBNL
|  |  |  | 4.5 | [11 empty] | LBNL
|  |  |  | 2 | [11 empty] | LBNL
|  |  |  | 3.67 | [11 empty] | LBNL
|  |  |  | 4.83 | [11 empty] | LBNL
|  |  |  | 2.87 | [11 empty] | LBNL
|  |  |  | 2.88 | [11 empty] | LBNL
|  |  |  | 3 | [11 empty] | LBNL
|  |  |  | 3.42 | [11 empty] | LBNL
|  |  |  | 3.33 | [11 empty] | LBNL
|  |  |  | 3.96 | [11 empty] | LBNL
|  |  |  | 2.85 | [11 empty] | LBNL
|  |  |  | 3.79 | [11 empty] | LBNL
|  |  |  | 2 | [11 empty] | LBNL
|  |  |  | 2.7 | [11 empty] | LBNL
|  |  |  | 2.98 | [11 empty] | LBNL
|  |  |  | 2.85 | [11 empty] | LBNL
|  |  |  | 3.92 | [11 empty] | LBNL
|  |  |  | 2.9 | [11 empty] | LBNL
|  |  |  | 3.67 | [11 empty] | LBNL
|  |  |  | 3.75 | [11 empty] | LBNL
|  |  |  | 2.9 | [11 empty] | LBNL
|  |  |  | 2.03 | [11 empty] | LBNL
|  |  |  | 3.83 | [11 empty] | LBNL
|  |  |  | 2.03 | [11 empty] | LBNL
|  |  |  | 4.5 | [11 empty] | LBNL
|  |  |  | 2.03 | [11 empty] | LBNL
|  |  |  | 4.5 | [11 empty] | LBNL
|  |  |  | 3.38 | [11 empty] | LBNL
|  |  |  | 3.71 | [11 empty] | LBNL
|  |  |  | 2.83 | [11 empty] | LBNL
|  |  |  | 4.5 | [11 empty] | LBNL
|  |  |  | 4.33 | [11 empty] | LBNL
|  |  |  | 3 | [11 empty] | LBNL
|  |  |  | 4.75 | [11 empty] | LBNL
|  |  |  | 2.88 | [11 empty] | LBNL
|  |  |  | 3.75 | [11 empty] | LBNL
|  |  |  | 3.79 | [11 empty] | LBNL
|  |  |  | 3.33 | [11 empty] | LBNL
|  |  |  | 4 | [11 empty] | LBNL
|  |  |  | 3.17 | [11 empty] | LBNL
|  |  |  | 3.75 | [11 empty] | LBNL
|  |  |  | 2.7 | [11 empty] | LBNL
|  |  |  | 2.47 | [11 empty] | LBNL
|  |  |  | 4 | [11 empty] | LBNL
|  |  |  | 2.88 | [11 empty] | LBNL
|  |  |  | 1.98 | [11 empty] | LBNL
|  |  |  | 1.98 | [11 empty] | LBNL
|  |  |  | 2.83 | [11 empty] | LBNL
|  |  |  | 2.83 | [11 empty] | LBNL
|  |  |  | 3.92 | [11 empty] | LBNL
|  |  |  | 4.71 | [11 empty] | LBNL
|  |  |  | 4.04 | [11 empty] | LBNL
|  |  |  | 2.98 | [11 empty] | LBNL
|  |  |  | 4.58 | [11 empty] | LBNL
|  |  |  | 3.17 | [11 empty] | LBNL
|  |  |  | 3.92 | [11 empty] | LBNL
|  |  |  | 3.96 | [11 empty] | LBNL
|  |  |  | 3.96 | [11 empty] | LBNL
|  |  |  | 2.9 | [11 empty] | LBNL
|  |  |  | 2.9 | [11 empty] | LBNL
|  |  |  | 2 | [11 empty] | LBNL
|  |  |  | 3.83 | [11 empty] | LBNL
|  |  |  | 3 | [11 empty] | LBNL
|  |  |  | 4.71 | [11 empty] | LBNL
|  |  |  | 3.92 | [11 empty] | LBNL
|  |  |  | 1.98 | [11 empty] | LBNL
|  |  |  | 3.88 | [11 empty] | LBNL
|  |  |  | 3 | [11 empty] | LBNL
|  |  |  | 2 | [11 empty] | LBNL
|  |  |  | 4.5 | [11 empty] | LBNL
|  |  |  | 3.79 | [11 empty] | LBNL
|  |  |  | 3 | [11 empty] | LBNL
|  |  |  | 2 | [11 empty] | LBNL
|  |  |  | 2.98 | [11 empty] | LBNL
|  |  |  | 3.67 | [11 empty] | LBNL
|  |  |  | 2.88 | [11 empty] | LBNL
|  |  |  | 4.71 | [11 empty] | LBNL
|  |  |  | 3.83 | [11 empty] | LBNL
|  |  |  | 1.93 | [11 empty] | LBNL
|  |  |  | 2.87 | [11 empty] | LBNL
|  |  |  | 2.37 | [11 empty] | LBNL
|  |  |  | 3.02 | [11 empty] | LBNL
|  |  |  | 3.75 | [11 empty] | LBNL
|  |  |  | 3.88 | [11 empty] | LBNL
|  |  |  | 3.96 | [11 empty] | LBNL
|  |  |  | 4.71 | [11 empty] | LBNL
|  |  |  | 3.75 | [11 empty] | LBNL
|  |  |  | 3.02 | [11 empty] | LBNL
|  |  |  | 2.03 | [11 empty] | LBNL
|  |  |  | 4.71 | [11 empty] | LBNL
|  |  |  | 3.83 | [11 empty] | LBNL
|  |  |  | 2.83 | [11 empty] | LBNL
|  |  |  | 1.93 | [11 empty] | LBNL
|  |  |  | 3.96 | [11 empty] | LBNL
|  |  |  | 4 | [11 empty] | LBNL
|  |  |  | 2.98 | [11 empty] | LBNL
|  |  |  | 3.83 | [11 empty] | LBNL
|  |  |  | 3.88 | [11 empty] | LBNL
|  |  |  | 2.85 | [11 empty] | LBNL
|  |  |  | 2.85 | [11 empty] | LBNL
|  |  |  | 4.71 | [11 empty] | LBNL
|  |  |  | 4.71 | [11 empty] | LBNL
|  |  |  | 4.5 | [11 empty] | LBNL
|  |  |  | 2.85 | [11 empty] | LBNL
|  |  |  | 2.98 | [11 empty] | LBNL
|  |  |  | 3.88 | [11 empty] | LBNL
|  |  |  | 3.88 | [11 empty] | LBNL
|  |  |  | 2.98 | [11 empty] | LBNL
|  |  |  | 2.87 | [11 empty] | LBNL
|  |  |  | 3.33 | [11 empty] | LBNL
|  |  |  | 3.5 | [11 empty] | LBNL
|  |  |  | 2.8 | [11 empty] | LBNL
|  |  |  | 4.5 | [11 empty] | LBNL
|  |  |  | 3.79 | [11 empty] | LBNL
|  |  |  | 3.96 | [11 empty] | LBNL
|  |  |  | 1.93 | [11 empty] | LBNL
|  |  |  | 2.75 | [11 empty] | LBNL
|  |  |  | 2.85 | [11 empty] | LBNL
|  |  |  | 3.02 | [11 empty] | LBNL
|  |  |  | 2.85 | [11 empty] | LBNL
|  |  |  | 2.38 | [11 empty] | LBNL
|  |  |  | 2.85 | [11 empty] | LBNL
|  |  |  | 2.92 | [11 empty] | LBNL
|  |  |  | 3 | [11 empty] | LBNL
|  |  |  | 3.92 | [11 empty] | LBNL
|  |  |  | 4.04 | [11 empty] | LBNL
|  |  |  | 4.71 | [11 empty] | LBNL
|  |  |  | 2.92 | [11 empty] | LBNL
|  |  |  | 4.75 | [11 empty] | LBNL
|  |  |  | 4.75 | [11 empty] | LBNL
|  |  |  | 4.58 | [11 empty] | LBNL
|  |  |  | 4.58 | [11 empty] | LBNL
|  |  |  | 2.85 | [11 empty] | LBNL
|  |  |  | 3.46 | [11 empty] | LBNL
|  |  |  | 3.79 | [11 empty] | LBNL
|  |  |  | 2.87 | [11 empty] | LBNL
|  |  |  | 3.83 | [11 empty] | LBNL
|  |  |  | 2.98 | [11 empty] | LBNL
|  |  |  | 3.83 | [11 empty] | LBNL
|  |  |  | 3.71 | [11 empty] | LBNL
|  |  |  | 2 | [11 empty] | LBNL
|  |  |  | 4 | [11 empty] | LBNL
|  |  |  | 4 | [11 empty] | LBNL
|  |  |  | 1.87 | [11 empty] | LBNL
|  |  |  | 4.75 | [11 empty] | LBNL
|  |  |  | 3.96 | [11 empty] | LBNL
|  |  |  | 3.92 | [11 empty] | LBNL
|  |  |  | 4.38 | [11 empty] | LBNL
|  |  |  | 4.5 | [11 empty] | LBNL
|  |  |  | 3.79 | [11 empty] | LBNL
|  |  |  | 4.5 | [11 empty] | LBNL
|  |  |  | 4.5 | [11 empty] | LBNL
|  |  |  | 4.42 | [11 empty] | LBNL
|  |  |  | 4.5 | [11 empty] | LBNL
|  |  |  | 4.92 | [11 empty] | LBNL
|  |  |  | 3.02 | [11 empty] | LBNL
|  |  |  | 4.5 | [11 empty] | LBNL
|  |  |  | 4.83 | [11 empty] | LBNL
|  |  |  | 4.54 | [11 empty] | LBNL
|  |  |  | 2.85 | [11 empty] | LBNL
|  |  |  | 3.88 | [11 empty] | LBNL
|  |  |  | 2.85 | [11 empty] | LBNL
|  |  |  | 2.85 | [11 empty] | LBNL
|  |  |  | 4.5 | [11 empty] | LBNL
|  |  |  | 4 | [11 empty] | LBNL
|  |  |  | 3 | [11 empty] | LBNL
|  |  |  | 3 | [11 empty] | LBNL
|  |  |  | 4.71 | [11 empty] | LBNL
|  |  |  | 3.08 | [11 empty] | LBNL
|  |  |  | 4.71 | [11 empty] | LBNL
|  |  |  | 3.88 | [11 empty] | LBNL
|  |  |  | 3.79 | [11 empty] | LBNL
|  |  |  | 3.88 | [11 empty] | LBNL
|  |  |  | 2.97 | [11 empty] | LBNL
|  |  |  | 4.58 | [11 empty] | LBNL
|  |  |  | 4.5 | [11 empty] | LBNL
|  |  |  | 2.9 | [11 empty] | LBNL
|  |  |  | 4 | [11 empty] | LBNL
|  |  |  | 2.85 | [11 empty] | LBNL
|  |  |  | 2.98 | [11 empty] | LBNL
|  |  |  | 4.04 | [11 empty] | LBNL
|  |  |  | 3.92 | [11 empty] | LBNL
|  |  |  | 4.83 | [11 empty] | LBNL
|  |  |  | 4.58 | [11 empty] | LBNL
|  |  |  | 3.17 | [11 empty] | LBNL
|  |  |  | 3.58 | [11 empty] | LBNL
|  |  |  | 3.75 | [11 empty] | LBNL
|  |  |  | 4.71 | [11 empty] | LBNL
|  |  |  | 4.04 | [11 empty] | LBNL
|  |  |  | 3.79 | [11 empty] | LBNL
|  |  |  | 3.96 | [11 empty] | LBNL
|  |  |  | 3.67 | [11 empty] | LBNL
|  |  |  | 3.33 | [11 empty] | LBNL
|  |  |  | 2.05 | [11 empty] | LBNL
|  |  |  | 2.8 | [11 empty] | LBNL
|  |  |  | 2.5 | [11 empty] | LBNL
|  |  |  | 3.75 | [11 empty] | LBNL
|  |  |  | 4.5 | [11 empty] | LBNL
|  |  |  | 2.85 | [11 empty] | LBNL
|  |  |  | 2.88 | [11 empty] | LBNL
|  |  |  | 2.85 | [11 empty] | LBNL
|  |  |  | 3.33 | [11 empty] | LBNL
|  |  |  | 3 | [11 empty] | LBNL
|  |  |  | 4.83 | [11 empty] | LBNL
|  |  |  | 3.75 | [11 empty] | LBNL
|  |  |  | 2.42 | [11 empty] | LBNL
|  |  |  | 3.67 | [11 empty] | LBNL
|  |  |  | 4.54 | [11 empty] | LBNL
|  |  |  | 2.85 | [11 empty] | LBNL
|  |  |  | 4.88 | [11 empty] | LBNL
|  |  |  | 3.02 | [11 empty] | LBNL
|  |  |  | 3.92 | [11 empty] | LBNL
|  |  |  | 3.96 | [11 empty] | LBNL
|  |  |  | 3.96 | [11 empty] | LBNL
|  |  |  | 4.71 | [11 empty] | LBNL
|  |  |  | 4.71 | [11 empty] | LBNL
|  |  |  | 1.83 | [11 empty] | LBNL
|  |  |  | 4.71 | [11 empty] | LBNL
|  |  |  | 4.04 | [11 empty] | LBNL
|  |  |  | 4.92 | [11 empty] | LBNL
|  |  |  | 2.92 | [11 empty] | LBNL
|  |  |  | 4.04 | [11 empty] | LBNL
|  |  |  | 4.08 | [11 empty] | LBNL
|  |  |  | 4.71 | [11 empty] | LBNL
|  |  |  | 4.96 | [11 empty] | LBNL
|  |  |  | 3.33 | [11 empty] | LBNL
|  |  |  | 1.98 | [11 empty] | LBNL
|  |  |  | 2.9 | [11 empty] | LBNL
|  |  |  | 3.58 | [11 empty] | LBNL
|  |  |  | 2.98 | [11 empty] | LBNL
|  |  |  | 4.71 | [11 empty] | LBNL
|  |  |  | 4 | [11 empty] | LBNL
|  |  |  | 2.37 | [11 empty] | LBNL
|  |  |  | 2.75 | [11 empty] | LBNL
|  |  |  | 2.95 | [11 empty] | LBNL
|  |  |  | 1.55 | [11 empty] | LBNL
|  |  |  | 4 | [11 empty] | LBNL
|  |  |  | 4.63 | [11 empty] | LBNL
|  |  |  | 4.71 | [11 empty] | LBNL
|  |  |  | 3.92 | [11 empty] | LBNL
|  |  |  | 4.79 | [11 empty] | LBNL
|  |  |  | 3.83 | [11 empty] | LBNL
|  |  |  | 2.93 | [11 empty] | LBNL
|  |  |  | 2.37 | [11 empty] | LBNL
|  |  |  | 4 | [11 empty] | LBNL
|  |  |  | 2.88 | [11 empty] | LBNL
|  |  |  | 4.5 | [11 empty] | LBNL
|  |  |  | 1.9 | [11 empty] | LBNL
|  |  |  | 4.92 | [11 empty] | LBNL
|  |  |  | 2.43 | [11 empty] | LBNL
|  |  |  | 3.25 | [11 empty] | LBNL
|  |  |  | 3 | [11 empty] | LBNL
|  |  |  | 4 | [11 empty] | LBNL
|  |  |  | 3.92 | [11 empty] | LBNL
|  |  |  | 3.88 | [11 empty] | LBNL
|  |  |  | 2.8 | [11 empty] | LBNL
|  |  |  | 4.75 | [11 empty] | LBNL
|  |  |  | 2 | [11 empty] | LBNL
|  |  |  | 4.71 | [11 empty] | LBNL
|  |  |  | 2.98 | [11 empty] | LBNL
|  |  |  | 3.75 | [11 empty] | LBNL
|  |  |  | 4.71 | [11 empty] | LBNL
|  |  |  | 4.71 | [11 empty] | LBNL
|  |  |  | 1.9 | [11 empty] | LBNL
|  |  |  | 4.5 | [11 empty] | LBNL
|  |  |  | 4.71 | [11 empty] | LBNL
|  |  |  | 2.97 | [11 empty] | LBNL
|  |  |  | 3.05 | [11 empty] | LBNL
|  |  |  | 4 | [11 empty] | LBNL
|  |  |  | 2.9 | [11 empty] | LBNL
|  |  |  | 4.5 | [11 empty] | LBNL
|  |  |  | 4.5 | [11 empty] | LBNL
|  |  |  | 3.67 | [11 empty] | LBNL
|  |  |  | 4.71 | [11 empty] | LBNL
|  |  |  | 4.5 | [11 empty] | LBNL
|  |  |  | 2.75 | [11 empty] | LBNL
|  |  |  | 3.92 | [11 empty] | LBNL
|  |  |  | 2.7 | [11 empty] | LBNL
|  |  |  | 2.85 | [11 empty] | LBNL
|  |  |  | 4.04 | [11 empty] | LBNL
|  |  |  | 2.75 | [11 empty] | LBNL
|  |  |  | 4.5 | [11 empty] | LBNL
|  |  |  | 2.75 | [11 empty] | LBNL
|  |  |  | 3.67 | [11 empty] | LBNL
|  |  |  | 4.83 | [11 empty] | LBNL
|  |  |  | 2.8 | [11 empty] | LBNL
|  |  |  | 4.54 | [11 empty] | LBNL
|  |  |  | 4.75 | [11 empty] | LBNL
|  |  |  | 2.85 | [11 empty] | LBNL
|  |  |  | 2.88 | [11 empty] | LBNL
|  |  |  | 4.5 | [11 empty] | LBNL
|  |  |  | 3.67 | [11 empty] | LBNL
|  |  |  | 3.92 | [11 empty] | LBNL
|  |  |  | 3.96 | [11 empty] | LBNL
|  |  |  | 4.5 | [11 empty] | LBNL
|  |  |  | 2.32 | [11 empty] | LBNL
|  |  |  | 3.83 | [11 empty] | LBNL
|  |  |  | 4.5 | [11 empty] | LBNL
|  |  |  | 3.79 | [11 empty] | LBNL
|  |  |  | 4.75 | [11 empty] | LBNL
|  |  |  | 3.67 | [11 empty] | LBNL
|  |  |  | 4.58 | [11 empty] | LBNL
|  |  |  | 4 | [11 empty] | LBNL
|  |  |  | 2.38 | [11 empty] | LBNL
|  |  |  | 3.92 | [11 empty] | LBNL
|  |  |  | 4 | [11 empty] | LBNL
|  |  |  | 3.96 | [11 empty] | LBNL
|  |  |  | 4 | [11 empty] | LBNL
|  |  |  | 2.78 | [11 empty] | LBNL
|  |  |  | 2.85 | [11 empty] | LBNL
|  |  |  | 3.83 | [11 empty] | LBNL
|  |  |  | 4.71 | [11 empty] | LBNL
|  |  |  | 3 | [11 empty] | LBNL
|  |  |  | 2.42 | [11 empty] | LBNL
|  |  |  | 4.5 | [11 empty] | LBNL
|  |  |  | 3.02 | [11 empty] | LBNL
|  |  |  | 2.8 | [11 empty] | LBNL
|  |  |  | 4 | [11 empty] | LBNL
|  |  |  | 3.17 | [11 empty] | LBNL
|  |  |  | 4.58 | [11 empty] | LBNL
|  |  |  | 4.04 | [11 empty] | LBNL
|  |  |  | 4 | [11 empty] | LBNL
|  |  |  | 3.33 | [11 empty] | LBNL
|  |  |  | 4.5 | [11 empty] | LBNL
|  |  |  | 4.54 | [11 empty] | LBNL
|  |  |  | 3.92 | [11 empty] | LBNL
|  |  |  | 3 | [11 empty] | LBNL
|  |  |  | 2.7 | [11 empty] | LBNL
|  |  |  | 2.85 | [11 empty] | LBNL
|  |  |  | 2.77 | [11 empty] | LBNL
|  |  |  | 3.05 | [11 empty] | LBNL
|  |  |  | 3.67 | [11 empty] | LBNL
|  |  |  | 3.17 | [11 empty] | LBNL
|  |  |  | 4.08 | [11 empty] | LBNL
|  |  |  | 4.63 | [11 empty] | LBNL
|  |  |  | 4.71 | [11 empty] | LBNL
|  |  |  | 3.46 | [11 empty] | LBNL
|  |  |  | 2.68 | [11 empty] | LBNL
|  |  |  | 4.58 | [11 empty] | LBNL
|  |  |  | 2.75 | [11 empty] | LBNL
|  |  |  | 2.9 | [11 empty] | LBNL
|  |  |  | 4.33 | [11 empty] | LBNL
|  |  |  | 2 | [11 empty] | LBNL
|  |  |  | 2.68 | [11 empty] | LBNL
|  |  |  | 4.67 | [11 empty] | LBNL
|  |  |  | 4.92 | [11 empty] | LBNL
|  |  |  | 3.96 | [11 empty] | LBNL
|  |  |  | 2.28 | [11 empty] | LBNL
|  |  |  | 4.88 | [11 empty] | LBNL
|  |  |  | 3.92 | [11 empty] | LBNL
|  |  |  | 3.92 | [11 empty] | LBNL
|  |  |  | 4.54 | [11 empty] | LBNL
|  |  |  | 3 | [11 empty] | LBNL
|  |  |  | 3.33 | [11 empty] | LBNL
|  |  |  | 3.02 | [11 empty] | LBNL
|  |  |  | 2.28 | [11 empty] | LBNL
|  |  |  | 2.42 | [11 empty] | LBNL
|  |  |  | 1.93 | [11 empty] | LBNL
|  |  |  | 3.83 | [11 empty] | LBNL
|  |  |  | 2.38 | [11 empty] | LBNL
|  |  |  | 2 | [11 empty] | LBNL
|  |  |  | 2.92 | [11 empty] | LBNL
|  |  |  | 2.92 | [11 empty] | LBNL
|  |  |  | 4.46 | [11 empty] | LBNL
|  |  |  | 3.96 | [11 empty] | LBNL
|  |  |  | 4.71 | [11 empty] | LBNL
|  |  |  | 3.88 | [11 empty] | LBNL
|  |  |  | 2.75 | [11 empty] | LBNL
|  |  |  | 3 | [11 empty] | LBNL
|  |  |  | 1.85 | [11 empty] | LBNL
|  |  |  | 2 | [11 empty] | LBNL
|  |  |  | 4.92 | [11 empty] | LBNL
|  |  |  | 4.08 | [11 empty] | LBNL
|  |  |  | 3 | [11 empty] | LBNL
|  |  |  | 4.5 | [11 empty] | LBNL
|  |  |  | 2.88 | [11 empty] | LBNL
|  |  |  | 3 | [11 empty] | LBNL
|  |  |  | 4.71 | [11 empty] | LBNL
|  |  |  | 4.92 | [11 empty] | LBNL
|  |  |  | 3.67 | [11 empty] | LBNL
|  |  |  | 3.96 | [11 empty] | LBNL
|  |  |  | 3.05 | [11 empty] | LBNL
|  |  |  | 4.5 | [11 empty] | LBNL
|  |  |  | 3.92 | [11 empty] | LBNL
|  |  |  | 3.38 | [11 empty] | LBNL
|  |  |  | 4.04 | [11 empty] | LBNL
|  |  |  | 4.04 | [11 empty] | LBNL
|  |  |  | 3 | [11 empty] | LBNL
|  |  |  | 3.33 | [11 empty] | LBNL
|  |  |  | 2.85 | [11 empty] | LBNL
|  |  |  | 2.85 | [11 empty] | LBNL
|  |  |  | 3 | [11 empty] | LBNL
|  |  |  | 3.29 | [11 empty] | LBNL
|  |  |  | 3 | [11 empty] | LBNL
|  |  |  | 2.75 | [11 empty] | LBNL
|  |  |  | 4.04 | [11 empty] | LBNL
|  |  |  | 3.88 | [11 empty] | LBNL
|  |  |  | 2.92 | [11 empty] | LBNL
|  |  |  | 2 | [11 empty] | LBNL
|  |  |  | 1.97 | [11 empty] | LBNL
|  |  |  | 3.92 | [11 empty] | LBNL
|  |  |  | 4 | [11 empty] | LBNL
|  |  |  | 4 | [11 empty] | LBNL
|  |  |  | 2.85 | [11 empty] | LBNL
|  |  |  | 3.33 | [11 empty] | LBNL
|  |  |  | 2.87 | [11 empty] | LBNL
|  |  |  | 4.96 | [11 empty] | LBNL
|  |  |  | 4.63 | [11 empty] | LBNL
|  |  |  | 2 | [11 empty] | LBNL
|  |  |  | 4 | [11 empty] | LBNL
|  |  |  | 2.38 | [11 empty] | LBNL
|  |  |  | 2.7 | [11 empty] | LBNL
|  |  |  | 2.7 | [11 empty] | LBNL
|  |  |  | 2.95 | [11 empty] | LBNL
|  |  |  | 3 | [11 empty] | LBNL
|  |  |  | 2.88 | [11 empty] | LBNL
|  |  |  | 3.75 | [11 empty] | LBNL
|  |  |  | 2.75 | [11 empty] | LBNL
|  |  |  | 2.85 | [11 empty] | LBNL
|  |  |  | 3.1 | [11 empty] | LBNL
|  |  |  | 3.13 | [11 empty] | LBNL
|  |  |  | 2.88 | [11 empty] | LBNL
|  |  |  | 4.71 | [11 empty] | LBNL
|  |  |  | 4 | [11 empty] | LBNL
|  |  |  | 3.92 | [11 empty] | LBNL
|  |  |  | 3.88 | [11 empty] | LBNL
|  |  |  | 4.5 | [11 empty] | LBNL
|  |  |  | 3.79 | [11 empty] | LBNL
|  |  |  | 4.5 | [11 empty] | LBNL
|  |  |  | 4.5 | [11 empty] | LBNL
|  |  |  | 4.04 | [11 empty] | LBNL
|  |  |  | 4.5 | [11 empty] | LBNL
|  |  |  | 4.5 | [11 empty] | LBNL
|  |  |  | 2.88 | [11 empty] | LBNL
|  |  |  | 4 | [11 empty] | LBNL
|  |  |  | 4.04 | [11 empty] | LBNL
|  |  |  | 3.96 | [11 empty] | LBNL
|  |  |  | 2 | [11 empty] | LBNL
|  |  |  | 2.75 | [11 empty] | LBNL
|  |  |  | 3.92 | [11 empty] | LBNL
|  |  |  | 2.88 | [11 empty] | LBNL
|  |  |  | 2.88 | [11 empty] | LBNL
|  |  |  | 2.88 | [11 empty] | LBNL
|  |  |  | 4.92 | [11 empty] | LBNL
|  |  |  | 4.5 | [11 empty] | LBNL
|  |  |  | 3 | [11 empty] | LBNL
|  |  |  | 4.5 | [11 empty] | LBNL
|  |  |  | 1.97 | [11 empty] | LBNL
|  |  |  | 3.79 | [11 empty] | LBNL
|  |  |  | 2.75 | [11 empty] | LBNL
|  |  |  | 3.33 | [11 empty] | LBNL
|  |  |  | 3 | [11 empty] | LBNL
|  |  |  | 2 | [11 empty] | LBNL
|  |  |  | 2.88 | [11 empty] | LBNL
|  |  |  | 3 | [11 empty] | LBNL
|  |  |  | 3.79 | [11 empty] | LBNL
|  |  |  | 3.92 | [11 empty] | LBNL
|  |  |  | 2.88 | [11 empty] | LBNL
|  |  |  | 2.85 | [11 empty] | LBNL
|  |  |  | 3.96 | [11 empty] | LBNL
|  |  |  | 4.5 | [11 empty] | LBNL
|  |  |  | 3.33 | [11 empty] | LBNL
|  |  |  | 2 | [11 empty] | LBNL
|  |  |  | 3.96 | [11 empty] | LBNL
|  |  |  | 4 | [11 empty] | LBNL
|  |  |  | 3.88 | [11 empty] | LBNL
|  |  |  | 2.38 | [11 empty] | LBNL
|  |  |  | 4.83 | [11 empty] | LBNL
|  |  |  | 4.71 | [11 empty] | LBNL
|  |  |  | 2.92 | [11 empty] | LBNL
|  |  |  | 2.92 | [11 empty] | LBNL
|  |  |  | 1.93 | [11 empty] | LBNL
|  |  |  | 2.38 | [11 empty] | LBNL
|  |  |  | 2.9 | [11 empty] | LBNL
|  |  |  | 2.95 | [11 empty] | LBNL
|  |  |  | 3 | [11 empty] | LBNL
|  |  |  | 3.92 | [11 empty] | LBNL
|  |  |  | 2.85 | [11 empty] | LBNL
|  |  |  | 3.92 | [11 empty] | LBNL
|  |  |  | 2.83 | [11 empty] | LBNL
|  |  |  | 1.83 | [11 empty] | LBNL
|  |  |  | 3.96 | [11 empty] | LBNL
|  |  |  | 4.71 | [11 empty] | LBNL
|  |  |  | 2.85 | [11 empty] | LBNL
|  |  |  | 2.83 | [11 empty] | LBNL
|  |  |  | 3.33 | [11 empty] | LBNL
|  |  |  | 4.71 | [11 empty] | LBNL
|  |  |  | 3.46 | [11 empty] | LBNL
|  |  |  | 2.85 | [11 empty] | LBNL
|  |  |  | 3.79 | [11 empty] | LBNL
|  |  |  | 3.79 | [11 empty] | LBNL
|  |  |  | 4.71 | [11 empty] | LBNL
|  |  |  | 3.33 | [11 empty] | LBNL
|  |  |  | 3.92 | [11 empty] | LBNL
|  |  |  | 3.92 | [11 empty] | LBNL
|  |  |  | 2.85 | [11 empty] | LBNL
|  |  |  | 4.5 | [11 empty] | LBNL
|  |  |  | 2.85 | [11 empty] | LBNL
|  |  |  | 3.96 | [11 empty] | LBNL
|  |  |  | 3.79 | [11 empty] | LBNL
|  |  |  | 2.73 | [11 empty] | LBNL
|  |  |  | 3.96 | [11 empty] | LBNL
|  |  |  | 4.58 | [11 empty] | LBNL
|  |  |  | 2.83 | [11 empty] | LBNL
|  |  |  | 3.92 | [11 empty] | LBNL
|  |  |  | 3.92 | [11 empty] | LBNL
|  |  |  | 3 | [11 empty] | LBNL
|  |  |  | 2.85 | [11 empty] | LBNL
|  |  |  | 4.08 | [11 empty] | LBNL
|  |  |  | 4.54 | [11 empty] | LBNL
|  |  |  | 3.92 | [11 empty] | LBNL
|  |  |  | 2.7 | [11 empty] | LBNL
|  |  |  | 1.85 | [11 empty] | LBNL
|  |  |  | 4.88 | [11 empty] | LBNL
|  |  |  | 2.8 | [11 empty] | LBNL
|  |  |  | 3.92 | [11 empty] | LBNL
|  |  |  | 2.9 | [11 empty] | LBNL
|  |  |  | 3.96 | [11 empty] | LBNL
|  |  |  | 2.98 | [11 empty] | LBNL
|  |  |  | 4.54 | [11 empty] | LBNL
|  |  |  | 4.71 | [11 empty] | LBNL
|  |  |  | 4.58 | [11 empty] | LBNL
|  |  |  | 3.67 | [11 empty] | LBNL
|  |  |  | 2.9 | [11 empty] | LBNL
|  |  |  | 4.08 | [11 empty] | LBNL
|  |  |  | 2.75 | [11 empty] | LBNL
|  |  |  | 3.05 | [11 empty] | LBNL
|  |  |  | 3 | [11 empty] | LBNL
|  |  |  | 3.96 | [11 empty] | LBNL
|  |  |  | 4.71 | [11 empty] | LBNL
|  |  |  | 3.83 | [11 empty] | LBNL
|  |  |  | 2.8 | [11 empty] | LBNL
|  |  |  | 4.5 | [11 empty] | LBNL
|  |  |  | 3.92 | [11 empty] | LBNL
|  |  |  | 2.85 | [11 empty] | LBNL
|  |  |  | 2.78 | [11 empty] | LBNL
|  |  |  | 2.98 | [11 empty] | LBNL
|  |  |  | 2.78 | [11 empty] | LBNL
|  |  |  | 3.79 | [11 empty] | LBNL
|  |  |  | 2.87 | [11 empty] | LBNL
|  |  |  | 2.88 | [11 empty] | LBNL
|  |  |  | 3.92 | [11 empty] | LBNL
|  |  |  | 4 | [11 empty] | LBNL
|  |  |  | 3.33 | [11 empty] | LBNL
|  |  |  | 2.75 | [11 empty] | LBNL
|  |  |  | 3.92 | [11 empty] | LBNL
|  |  |  | 4.67 | [11 empty] | LBNL
|  |  |  | 2.85 | [11 empty] | LBNL
|  |  |  | 4 | [11 empty] | LBNL
|  |  |  | 4.75 | [11 empty] | LBNL
|  |  |  | 2.37 | [11 empty] | LBNL
|  |  |  | 4.5 | [11 empty] | LBNL
|  |  |  | 3.92 | [11 empty] | LBNL
|  |  |  | 4.88 | [11 empty] | LBNL
|  |  |  | 3.79 | [11 empty] | LBNL
|  |  |  | 2 | [11 empty] | LBNL
|  |  |  | 3.79 | [11 empty] | LBNL
|  |  |  | 2.88 | [11 empty] | LBNL
|  |  |  | 4.04 | [11 empty] | LBNL
|  |  |  | 3 | [11 empty] | LBNL
|  |  |  | 2.9 | [11 empty] | LBNL
|  |  |  | 4.5 | [11 empty] | LBNL
|  |  |  | 4.04 | [11 empty] | LBNL
|  |  |  | 3.17 | [11 empty] | LBNL
|  |  |  | 2.85 | [11 empty] | LBNL
|  |  |  | 3.46 | [11 empty] | LBNL
|  |  |  | 3.92 | [11 empty] | LBNL
|  |  |  | 2.88 | [11 empty] | LBNL
|  |  |  | 4.58 | [11 empty] | LBNL
|  |  |  | 4.83 | [11 empty] | LBNL
|  |  |  | 3 | [11 empty] | LBNL
|  |  |  | 4.54 | [11 empty] | LBNL
|  |  |  | 2.8 | [11 empty] | LBNL
|  |  |  | 4.79 | [11 empty] | LBNL
|  |  |  | 2.85 | [11 empty] | LBNL
|  |  |  | 3 | [11 empty] | LBNL
|  |  |  | 3.83 | [11 empty] | LBNL
|  |  |  | 4.5 | [11 empty] | LBNL
|  |  |  | 4.5 | [11 empty] | LBNL
|  |  |  | 3.25 | [11 empty] | LBNL
|  |  |  | 4.58 | [11 empty] | LBNL
|  |  |  | 3 | [11 empty] | LBNL
|  |  |  | 4 | [11 empty] | LBNL
|  |  |  | 4.5 | [11 empty] | LBNL
|  |  |  | 4 | [11 empty] | LBNL
|  |  |  | 3.96 | [11 empty] | LBNL
|  |  |  | 3.02 | [11 empty] | LBNL
|  |  |  | 2.85 | [11 empty] | LBNL
|  |  |  | 2.88 | [11 empty] | LBNL
|  |  |  | 4.88 | [11 empty] | LBNL
|  |  |  | 3.92 | [11 empty] | LBNL
|  |  |  | 2.88 | [11 empty] | LBNL
|  |  |  | 4.63 | [11 empty] | LBNL
|  |  |  | 2 | [11 empty] | LBNL
|  |  |  | 1.97 | [11 empty] | LBNL
|  |  |  | 3.83 | [11 empty] | LBNL
|  |  |  | 3 | [11 empty] | LBNL
|  |  |  | 2.33 | [11 empty] | LBNL
|  |  |  | 3.92 | [11 empty] | LBNL
|  |  |  | 3 | [11 empty] | LBNL
|  |  |  | 3 | [11 empty] | LBNL
|  |  |  | 3.21 | [11 empty] | LBNL
|  |  |  | 2.92 | [11 empty] | LBNL
|  |  |  | 4.5 | [11 empty] | LBNL
|  |  |  | 3.79 | [11 empty] | LBNL
|  |  |  | 3.79 | [11 empty] | LBNL
|  |  |  | 2.88 | [11 empty] | LBNL
|  |  |  | 2.88 | [11 empty] | LBNL
|  |  |  | 2.85 | [11 empty] | LBNL
|  |  |  | 2.85 | [11 empty] | LBNL
|  |  |  | 2 | [11 empty] | LBNL
|  |  |  | 2.85 | [11 empty] | LBNL
|  |  |  | 2.9 | [11 empty] | LBNL
|  |  |  | 3.92 | [11 empty] | LBNL
|  |  |  | 3.79 | [11 empty] | LBNL
|  |  |  | 2.85 | [11 empty] | LBNL
|  |  |  | 3 | [11 empty] | LBNL
|  |  |  | 3.96 | [11 empty] | LBNL
|  |  |  | 3.79 | [11 empty] | LBNL
|  |  |  | 2.83 | [11 empty] | LBNL
|  |  |  | 4.88 | [11 empty] | LBNL
|  |  |  | 4.75 | [11 empty] | LBNL
|  |  |  | 3.79 | [11 empty] | LBNL
|  |  |  | 4 | [11 empty] | LBNL
|  |  |  | 3.33 | [11 empty] | LBNL
|  |  |  | 3.79 | [11 empty] | LBNL
|  |  |  | 2.78 | [11 empty] | LBNL
|  |  |  | 3.03 | [11 empty] | LBNL
|  |  |  | 2.85 | [11 empty] | LBNL
|  |  |  | 1.9 | [11 empty] | LBNL
|  |  |  | 2.75 | [11 empty] | LBNL
|  |  |  | 2.85 | [11 empty] | LBNL
|  |  |  | 3.88 | [11 empty] | LBNL
|  |  |  | 3.88 | [11 empty] | LBNL
|  |  |  | 4.71 | [11 empty] | LBNL
|  |  |  | 3.79 | [11 empty] | LBNL
|  |  |  | 4.08 | [11 empty] | LBNL
|  |  |  | 4.5 | [11 empty] | LBNL
|  |  |  | 3.79 | [11 empty] | LBNL
|  |  |  | 4 | [11 empty] | LBNL
|  |  |  | 3.67 | [11 empty] | LBNL
|  |  |  | 3.38 | [11 empty] | LBNL
|  |  |  | 3.46 | [11 empty] | LBNL
|  |  |  | 2 | [11 empty] | LBNL
|  |  |  | 2.92 | [11 empty] | LBNL
|  |  |  | 3.79 | [11 empty] | LBNL
|  |  |  | 3.08 | [11 empty] | LBNL
|  |  |  | 3.79 | [11 empty] | LBNL
|  |  |  | 4.5 | [11 empty] | LBNL
|  |  |  | 2.75 | [11 empty] | LBNL
|  |  |  | 3.92 | [11 empty] | LBNL
|  |  |  | 3.46 | [11 empty] | LBNL
|  |  |  | 4 | [11 empty] | LBNL
|  |  |  | 3.29 | [11 empty] | LBNL
|  |  |  | 2.75 | [11 empty] | LBNL
|  |  |  | 2.97 | [11 empty] | LBNL
|  |  |  | 3.79 | [11 empty] | LBNL
|  |  |  | 2 | [11 empty] | LBNL
|  |  |  | 1.98 | [11 empty] | LBNL
|  |  |  | 3.08 | [11 empty] | LBNL
|  |  |  | 4.75 | [11 empty] | LBNL
|  |  |  | 2.8 | [11 empty] | LBNL
|  |  |  | 1.97 | [11 empty] | LBNL
|  |  |  | 2.8 | [11 empty] | LBNL
|  |  |  | 2 | [11 empty] | LBNL
|  |  |  | 3.79 | [11 empty] | LBNL
|  |  |  | 2.8 | [11 empty] | LBNL
|  |  |  | 3.92 | [11 empty] | LBNL
|  |  |  | 4 | [11 empty] | LBNL
|  |  |  | 3.58 | [11 empty] | LBNL
|  |  |  | 2.75 | [11 empty] | LBNL
|  |  |  | 4.04 | [11 empty] | LBNL
|  |  |  | 2 | [11 empty] | LBNL
|  |  |  | 4.04 | [11 empty] | LBNL
|  |  |  | 3.42 | [11 empty] | LBNL
|  |  |  | 3.17 | [11 empty] | LBNL
|  |  |  | 2.88 | [11 empty] | LBNL
|  |  |  | 4.71 | [11 empty] | LBNL
|  |  |  | 3.17 | [11 empty] | LBNL
|  |  |  | 2.92 | [11 empty] | LBNL
|  |  |  | 2.8 | [11 empty] | LBNL
|  |  |  | 3.92 | [11 empty] | LBNL
|  |  |  | 2.8 | [11 empty] | LBNL
|  |  |  | 2.75 | [11 empty] | LBNL
|  |  |  | 3.25 | [11 empty] | LBNL
|  |  |  | 4.5 | [11 empty] | LBNL
|  |  |  | 4 | [11 empty] | LBNL
|  |  |  | 4.71 | [11 empty] | LBNL
|  |  |  | 3.92 | [11 empty] | LBNL
|  |  |  | 2.75 | [11 empty] | LBNL
|  |  |  | 2.38 | [11 empty] | LBNL
|  |  |  | 4.38 | [11 empty] | LBNL
|  |  |  | 4.54 | [11 empty] | LBNL
|  |  |  | 2.7 | [11 empty] | LBNL
|  |  |  | 4 | [11 empty] | LBNL
|  |  |  | 4.63 | [11 empty] | LBNL
|  |  |  | 2.92 | [11 empty] | LBNL
|  |  |  | 2.75 | [11 empty] | LBNL
|  |  |  | 2.8 | [11 empty] | LBNL
|  |  |  | 4.58 | [11 empty] | LBNL
|  |  |  | 2.93 | [11 empty] | LBNL
|  |  |  | 2.88 | [11 empty] | LBNL
|  |  |  | 2.95 | [11 empty] | LBNL
|  |  |  | 4.71 | [11 empty] | LBNL
|  |  |  | 3.96 | [11 empty] | LBNL
|  |  |  | 4.5 | [11 empty] | LBNL
|  |  |  | 4.71 | [11 empty] | LBNL
|  |  |  | 4.58 | [11 empty] | LBNL
|  |  |  | 4.71 | [11 empty] | LBNL
|  |  |  | 4.71 | [11 empty] | LBNL
|  |  |  | 1.9 | [11 empty] | LBNL
|  |  |  | 2.8 | [11 empty] | LBNL
|  |  |  | 4.04 | [11 empty] | LBNL
|  |  |  | 4 | [11 empty] | LBNL
|  |  |  | 4.54 | [11 empty] | LBNL
|  |  |  | 4.04 | [11 empty] | LBNL
|  |  |  | 3 | [11 empty] | LBNL
|  |  |  | 3.92 | [11 empty] | LBNL
|  |  |  | 4 | [11 empty] | LBNL
|  |  |  | 2.85 | [11 empty] | LBNL
|  |  |  | 4.71 | [11 empty] | LBNL
|  |  |  | 4.5 | [11 empty] | LBNL
|  |  |  | 4.5 | [11 empty] | LBNL
|  |  |  | 3 | [11 empty] | LBNL
|  |  |  | 3.88 | [11 empty] | LBNL
|  |  |  | 2.85 | [11 empty] | LBNL
|  |  |  | 3.75 | [11 empty] | LBNL
|  |  |  | 2.83 | [11 empty] | LBNL
|  |  |  | 2.83 | [11 empty] | LBNL
|  |  |  | 2.92 | [11 empty] | LBNL
|  |  |  | 2.93 | [11 empty] | LBNL
|  |  |  | 3 | [11 empty] | LBNL
|  |  |  | 4.04 | [11 empty] | LBNL
|  |  |  | 3.79 | [11 empty] | LBNL
|  |  |  | 2 | [11 empty] | LBNL
|  |  |  | 2.5 | [11 empty] | LBNL
|  |  |  | 3.79 | [11 empty] | LBNL
|  |  |  | 3.79 | [11 empty] | LBNL
|  |  |  | 3.88 | [11 empty] | LBNL
|  |  |  | 4.79 | [11 empty] | LBNL
|  |  |  | 4.04 | [11 empty] | LBNL
|  |  |  | 4.71 | [11 empty] | LBNL
|  |  |  | 2.03 | [11 empty] | LBNL
|  |  |  | 2.7 | [11 empty] | LBNL
|  |  |  | 3.96 | [11 empty] | LBNL
|  |  |  | 2.03 | [11 empty] | LBNL
|  |  |  | 2.85 | [11 empty] | LBNL
|  |  |  | 1.87 | [11 empty] | LBNL
|  |  |  | 3.79 | [11 empty] | LBNL
|  |  |  | 3.92 | [11 empty] | LBNL
|  |  |  | 4.58 | [11 empty] | LBNL
|  |  |  | 3.79 | [11 empty] | LBNL
|  |  |  | 3.92 | [11 empty] | LBNL
|  |  |  | 4.58 | [11 empty] | LBNL
|  |  |  | 4.75 | [11 empty] | LBNL
|  |  |  | 2.88 | [11 empty] | LBNL
|  |  |  | 3.92 | [11 empty] | LBNL
|  |  |  | 3.58 | [11 empty] | LBNL
|  |  |  | 4 | [11 empty] | LBNL
|  |  |  | 3 | [11 empty] | LBNL
|  |  |  | 4.71 | [11 empty] | LBNL
|  |  |  | 2 | [11 empty] | LBNL
|  |  |  | 4.54 | [11 empty] | LBNL
|  |  |  | 1.93 | [11 empty] | LBNL
|  |  |  | 2.92 | [11 empty] | LBNL
|  |  |  | 4 | [11 empty] | LBNL
|  |  |  | 3 | [11 empty] | LBNL
|  |  |  | 4 | [11 empty] | LBNL
|  |  |  | 4.58 | [11 empty] | LBNL
|  |  |  | 4.75 | [11 empty] | LBNL
|  |  |  | 2.28 | [11 empty] | LBNL
|  |  |  | 2.85 | [11 empty] | LBNL
|  |  |  | 4.58 | [11 empty] | LBNL
|  |  |  | 3.02 | [11 empty] | LBNL
|  |  |  | 3.83 | [11 empty] | LBNL
|  |  |  | 3.96 | [11 empty] | LBNL
|  |  |  | 2.37 | [11 empty] | LBNL
|  |  |  | 3.71 | [11 empty] | LBNL
|  |  |  | 2.85 | [11 empty] | LBNL
|  |  |  | 3.02 | [11 empty] | LBNL
|  |  |  | 4 | [11 empty] | LBNL
|  |  |  | 3.58 | [11 empty] | LBNL
|  |  |  | 4.92 | [11 empty] | LBNL
|  |  |  | 2.98 | [11 empty] | LBNL
|  |  |  | 4.63 | [11 empty] | LBNL
|  |  |  | 4.63 | [11 empty] | LBNL
|  |  |  | 3.92 | [11 empty] | LBNL
|  |  |  | 3.88 | [11 empty] | LBNL
|  |  |  | 3.42 | [11 empty] | LBNL
|  |  |  | 2.9 | [11 empty] | LBNL
|  |  |  | 4 | [11 empty] | LBNL
|  |  |  | 2.92 | [11 empty] | LBNL
|  |  |  | 4 | [11 empty] | LBNL
|  |  |  | 3.92 | [11 empty] | LBNL
|  |  |  | 4 | [11 empty] | LBNL
|  |  |  | 2.75 | [11 empty] | LBNL
|  |  |  | 2.83 | [11 empty] | LBNL
|  |  |  | 3.92 | [11 empty] | LBNL
|  |  |  | 3.58 | [11 empty] | LBNL
|  |  |  | 4.63 | [11 empty] | LBNL
|  |  |  | 2.85 | [11 empty] | LBNL
|  |  |  | 3.92 | [11 empty] | LBNL
|  |  |  | 4.71 | [11 empty] | LBNL
|  |  |  | 3.79 | [11 empty] | LBNL
|  |  |  | 4.58 | [11 empty] | LBNL
|  |  |  | 4.04 | [11 empty] | LBNL
|  |  |  | 1.95 | [11 empty] | LBNL
|  |  |  | 2.82 | [11 empty] | LBNL
|  |  |  | 2.97 | [11 empty] | LBNL
|  |  |  | 2 | [11 empty] | LBNL
|  |  |  | 3.5 | [11 empty] | LBNL
|  |  |  | 2.85 | [11 empty] | LBNL
|  |  |  | 3.92 | [11 empty] | LBNL
|  |  |  | 2.78 | [11 empty] | LBNL
|  |  |  | 3.46 | [11 empty] | LBNL
|  |  |  | 4.04 | [11 empty] | LBNL
|  |  |  | 2.88 | [11 empty] | LBNL
|  |  |  | 3.71 | [11 empty] | LBNL
|  |  |  | 4.92 | [11 empty] | LBNL
|  |  |  | 3.88 | [11 empty] | LBNL
|  |  |  | 4.5 | [11 empty] | LBNL
|  |  |  | 4.71 | [11 empty] | LBNL
|  |  |  | 2.85 | [11 empty] | LBNL
|  |  |  | 3.71 | [11 empty] | LBNL
|  |  |  | 2.83 | [11 empty] | LBNL
|  |  |  | 1.9 | [11 empty] | LBNL
|  |  |  | 3.12 | [11 empty] | LBNL
|  |  |  | 4 | [11 empty] | LBNL
|  |  |  | 3.38 | [11 empty] | LBNL
|  |  |  | 4.5 | [11 empty] | LBNL
|  |  |  | 4.08 | [11 empty] | LBNL
|  |  |  | 3.79 | [11 empty] | LBNL
|  |  |  | 3.75 | [11 empty] | LBNL
|  |  |  | 3.46 | [11 empty] | LBNL
|  |  |  | 2.65 | [11 empty] | LBNL
|  |  |  | 2 | [11 empty] | LBNL
|  |  |  | 2.28 | [11 empty] | LBNL
|  |  |  | 4.79 | [11 empty] | LBNL
|  |  |  | 3.79 | [11 empty] | LBNL
|  |  |  | 2.92 | [11 empty] | LBNL
|  |  |  | 3.02 | [11 empty] | LBNL
|  |  |  | 4 | [11 empty] | LBNL
|  |  |  | 2.85 | [11 empty] | LBNL
|  |  |  | 2.87 | [11 empty] | LBNL
|  |  |  | 2.33 | [11 empty] | LBNL
|  |  |  | 2.85 | [11 empty] | LBNL
|  |  |  | 2.93 | [11 empty] | LBNL
|  |  |  | 3 | [11 empty] | LBNL
|  |  |  | 4.5 | [11 empty] | LBNL
|  |  |  | 4.5 | [11 empty] | LBNL
|  |  |  | 2.9 | [11 empty] | LBNL
|  |  |  | 3.96 | [11 empty] | LBNL
|  |  |  | 3.67 | [11 empty] | LBNL
|  |  |  | 4.04 | [11 empty] | LBNL
|  |  |  | 3.96 | [11 empty] | LBNL
|  |  |  | 2.75 | [11 empty] | LBNL
|  |  |  | 4.75 | [11 empty] | LBNL
|  |  |  | 3.67 | [11 empty] | LBNL
|  |  |  | 4 | [11 empty] | LBNL
|  |  |  | 3.25 | [11 empty] | LBNL
|  |  |  | 3.88 | [11 empty] | LBNL
|  |  |  | 2.37 | [11 empty] | LBNL
|  |  |  | 2 | [11 empty] | LBNL
|  |  |  | 3.88 | [11 empty] | LBNL
|  |  |  | 3 | [11 empty] | LBNL
|  |  |  | 3 | [11 empty] | LBNL
|  |  |  | 3.96 | [11 empty] | LBNL
|  |  |  | 3.88 | [11 empty] | LBNL
|  |  |  | 3.79 | [11 empty] | LBNL
|  |  |  | 4.88 | [11 empty] | LBNL
|  |  |  | 3.96 | [11 empty] | LBNL
|  |  |  | 3.92 | [11 empty] | LBNL
|  |  |  | 3.33 | [11 empty] | LBNL
|  |  |  | 2.85 | [11 empty] | LBNL
|  |  |  | 4.5 | [11 empty] | LBNL
|  |  |  | 3.96 | [11 empty] | LBNL
|  |  |  | 3.96 | [11 empty] | LBNL
|  |  |  | 2.78 | [11 empty] | LBNL
|  |  |  | 2.78 | [11 empty] | LBNL
|  |  |  | 2.8 | [11 empty] | LBNL
|  |  |  | 4 | [11 empty] | LBNL
|  |  |  | 3.96 | [11 empty] | LBNL
|  |  |  | 3.79 | [11 empty] | LBNL
|  |  |  | 4.75 | [11 empty] | LBNL
|  |  |  | 3.58 | [11 empty] | LBNL
|  |  |  | 2 | [11 empty] | LBNL
|  |  |  | 3.92 | [11 empty] | LBNL
|  |  |  | 4.75 | [11 empty] | LBNL
|  |  |  | 2.88 | [11 empty] | LBNL
|  |  |  | 3.75 | [11 empty] | LBNL
|  |  |  | 3 | [11 empty] | LBNL
|  |  |  | 2.5 | [11 empty] | LBNL
|  |  |  | 2.78 | [11 empty] | LBNL
|  |  |  | 4.5 | [11 empty] | LBNL
|  |  |  | 4.88 | [11 empty] | LBNL
|  |  |  | 3.33 | [11 empty] | LBNL
|  |  |  | 4.33 | [11 empty] | LBNL
|  |  |  | 3.79 | [11 empty] | LBNL
|  |  |  | 3.92 | [11 empty] | LBNL
|  |  |  | 4.58 | [11 empty] | LBNL
|  |  |  | 4.5 | [11 empty] | LBNL
|  |  |  | 2 | [11 empty] | LBNL
|  |  |  | 2.83 | [11 empty] | LBNL
|  |  |  | 2.9 | [11 empty] | LBNL
|  |  |  | 2.85 | [11 empty] | LBNL
|  |  |  | 4.67 | [11 empty] | LBNL
|  |  |  | 4.58 | [11 empty] | LBNL
|  |  |  | 4.75 | [11 empty] | LBNL
|  |  |  | 3.67 | [11 empty] | LBNL
|  |  |  | 3.17 | [11 empty] | LBNL
|  |  |  | 4.83 | [11 empty] | LBNL
|  |  |  | 3.92 | [11 empty] | LBNL
|  |  |  | 4.71 | [11 empty] | LBNL
|  |  |  | 3.92 | [11 empty] | LBNL
|  |  |  | 2 | [11 empty] | LBNL
|  |  |  | 4.75 | [11 empty] | LBNL
|  |  |  | 2.75 | [11 empty] | LBNL
|  |  |  | 1.83 | [11 empty] | LBNL
|  |  |  | 3.88 | [11 empty] | LBNL
|  |  |  | 3.92 | [11 empty] | LBNL
|  |  |  | 3.17 | [11 empty] | LBNL
|  |  |  | 1.97 | [11 empty] | LBNL
|  |  |  | 4.04 | [11 empty] | LBNL
|  |  |  | 4.04 | [11 empty] | LBNL
|  |  |  | 3 | [11 empty] | LBNL
|  |  |  | 2.87 | [11 empty] | LBNL
|  |  |  | 4.5 | [11 empty] | LBNL
|  |  |  | 1.97 | [11 empty] | LBNL
|  |  |  | 1.98 | [11 empty] | LBNL
|  |  |  | 4.92 | [11 empty] | LBNL
|  |  |  | 3.92 | [11 empty] | LBNL
|  |  |  | 4 | [11 empty] | LBNL
|  |  |  | 2.03 | [11 empty] | LBNL
|  |  |  | 3 | [11 empty] | LBNL
|  |  |  | 2.28 | [11 empty] | LBNL
|  |  |  | 2 | [11 empty] | LBNL
|  |  |  | 4.92 | [11 empty] | LBNL
|  |  |  | 4 | [11 empty] | LBNL
|  |  |  | 2.37 | [11 empty] | LBNL
|  |  |  | 2.85 | [11 empty] | LBNL
|  |  |  | 2.75 | [11 empty] | LBNL
|  |  |  | 3.92 | [11 empty] | LBNL
|  |  |  | 2.75 | [11 empty] | LBNL
|  |  |  | 4.04 | [11 empty] | LBNL
|  |  |  | 4.38 | [11 empty] | LBNL
|  |  |  | 3 | [11 empty] | LBNL
|  |  |  | 4.5 | [11 empty] | LBNL
|  |  |  | 3.38 | [11 empty] | LBNL
|  |  |  | 4.04 | [11 empty] | LBNL
|  |  |  | 2.8 | [11 empty] | LBNL
|  |  |  | 2.03 | [11 empty] | LBNL
|  |  |  | 3.92 | [11 empty] | LBNL
|  |  |  | 3.92 | [11 empty] | LBNL
|  |  |  | 4.71 | [11 empty] | LBNL
|  |  |  | 1.93 | [11 empty] | LBNL
|  |  |  | 2.82 | [11 empty] | LBNL
|  |  |  | 3 | [11 empty] | LBNL
|  |  |  | 2.78 | [11 empty] | LBNL
|  |  |  | 2.33 | [11 empty] | LBNL
|  |  |  | 4.79 | [11 empty] | LBNL
|  |  |  | 2.92 | [11 empty] | LBNL
|  |  |  | 2.88 | [11 empty] | LBNL
|  |  |  | 3 | [11 empty] | LBNL
|  |  |  | 3 | [11 empty] | LBNL
|  |  |  | 4.71 | [11 empty] | LBNL
|  |  |  | 3.83 | [11 empty] | LBNL
|  |  |  | 2.02 | [11 empty] | LBNL
|  |  |  | 2.85 | [11 empty] | LBNL
|  |  |  | 2 | [11 empty] | LBNL
|  |  |  | 2.93 | [11 empty] | LBNL
|  |  |  | 3.92 | [11 empty] | LBNL
|  |  |  | 2.8 | [11 empty] | LBNL
|  |  |  | 4.71 | [11 empty] | LBNL
|  |  |  | 1.9 | [11 empty] | LBNL
|  |  |  | 4.5 | [11 empty] | LBNL
|  |  |  | 3.79 | [11 empty] | LBNL
|  |  |  | 3.21 | [11 empty] | LBNL
|  |  |  | 4.08 | [11 empty] | LBNL
|  |  |  | 3.17 | [11 empty] | LBNL
|  |  |  | 3.38 | [11 empty] | LBNL
|  |  |  | 3.38 | [11 empty] | LBNL
|  |  |  | 2.85 | [11 empty] | LBNL
|  |  |  | 2.75 | [11 empty] | LBNL
|  |  |  | 2.9 | [11 empty] | LBNL
|  |  |  | 2.85 | [11 empty] | LBNL
|  |  |  | 3.92 | [11 empty] | LBNL
|  |  |  | 2.9 | [11 empty] | LBNL
|  |  |  | 2.88 | [11 empty] | LBNL
|  |  |  | 2 | [11 empty] | LBNL
|  |  |  | 2.8 | [11 empty] | LBNL
|  |  |  | 2.75 | [11 empty] | LBNL
|  |  |  | 3.83 | [11 empty] | LBNL
|  |  |  | 2.85 | [11 empty] | LBNL
|  |  |  | 3.83 | [11 empty] | LBNL
|  |  |  | 4.04 | [11 empty] | LBNL
|  |  |  | 2.83 | [11 empty] | LBNL
|  |  |  | 3 | [11 empty] | LBNL
|  |  |  | 3.92 | [11 empty] | LBNL
|  |  |  | 3.67 | [11 empty] | LBNL
|  |  |  | 2.92 | [11 empty] | LBNL
|  |  |  | 3.42 | [11 empty] | LBNL
|  |  |  | 3.96 | [11 empty] | LBNL
|  |  |  | 3.88 | [11 empty] | LBNL
|  |  |  | 1.85 | [11 empty] | LBNL
|  |  |  | 2.88 | [11 empty] | LBNL
|  |  |  | 3.83 | [11 empty] | LBNL
|  |  |  | 4 | [11 empty] | LBNL
|  |  |  | 1.9 | [11 empty] | LBNL
|  |  |  | 4.54 | [11 empty] | LBNL
|  |  |  | 4.08 | [11 empty] | LBNL
|  |  |  | 3.79 | [11 empty] | LBNL
|  |  |  | 2.88 | [11 empty] | LBNL
|  |  |  | 3.79 | [11 empty] | LBNL
|  |  |  | 3.83 | [11 empty] | LBNL
|  |  |  | 2.73 | [11 empty] | LBNL
|  |  |  | 3.46 | [11 empty] | LBNL
|  |  |  | 4.04 | [11 empty] | LBNL
|  |  |  | 3.33 | [11 empty] | LBNL
|  |  |  | 4.54 | [11 empty] | LBNL
|  |  |  | 2.75 | [11 empty] | LBNL
|  |  |  | 4.04 | [11 empty] | LBNL
|  |  |  | 3.92 | [11 empty] | LBNL
|  |  |  | 3.92 | [11 empty] | LBNL
|  |  |  | 3.92 | [11 empty] | LBNL
|  |  |  | 2.92 | [11 empty] | LBNL
|  |  |  | 3.96 | [11 empty] | LBNL
|  |  |  | 2.03 | [11 empty] | LBNL
|  |  |  | 3.88 | [11 empty] | LBNL
|  |  |  | 3.12 | [11 empty] | LBNL
|  |  |  | 3.5 | [11 empty] | LBNL
|  |  |  | 4 | [11 empty] | LBNL
|  |  |  | 3.96 | [11 empty] | LBNL
|  |  |  | 3 | [11 empty] | LBNL
|  |  |  | 3.79 | [11 empty] | LBNL
|  |  |  | 4.5 | [11 empty] | LBNL
|  |  |  | 4.54 | [11 empty] | LBNL
|  |  |  | 3 | [11 empty] | LBNL
|  |  |  | 3 | [11 empty] | LBNL
|  |  |  | 4.5 | [11 empty] | LBNL
|  |  |  | 3.79 | [11 empty] | LBNL
|  |  |  | 3 | [11 empty] | LBNL
|  |  |  | 3.79 | [11 empty] | LBNL
|  |  |  | 4.5 | [11 empty] | LBNL
|  |  |  | 4.5 | [11 empty] | LBNL
|  |  |  | 4.5 | [11 empty] | LBNL
|  |  |  | 2.85 | [11 empty] | LBNL
|  |  |  | 2.85 | [11 empty] | LBNL
|  |  |  | 2.7 | [11 empty] | LBNL
|  |  |  | 3.79 | [11 empty] | LBNL
|  |  |  | 4.04 | [11 empty] | LBNL
|  |  |  | 4.71 | [11 empty] | LBNL
|  |  |  | 4.58 | [11 empty] | LBNL
|  |  |  | 4.58 | [11 empty] | LBNL
|  |  |  | 3 | [11 empty] | LBNL
|  |  |  | 3.46 | [11 empty] | LBNL
|  |  |  | 3.58 | [11 empty] | LBNL
|  |  |  | 2.47 | [11 empty] | LBNL
|  |  |  | 4 | [11 empty] | LBNL
|  |  |  | 4 | [11 empty] | LBNL
|  |  |  | 2.7 | [11 empty] | LBNL
|  |  |  | 3.79 | [11 empty] | LBNL
|  |  |  | 4.71 | [11 empty] | LBNL
|  |  |  | 2.85 | [11 empty] | LBNL
|  |  |  | 2.75 | [11 empty] | LBNL
|  |  |  | 3.79 | [11 empty] | LBNL
|  |  |  | 3.79 | [11 empty] | LBNL
|  |  |  | 1.98 | [11 empty] | LBNL
|  |  |  | 3.12 | [11 empty] | LBNL
|  |  |  | 4 | [11 empty] | LBNL
|  |  |  | 3 | [11 empty] | LBNL
|  |  |  | 2.7 | [11 empty] | LBNL
|  |  |  | 3 | [11 empty] | LBNL
|  |  |  | 3.02 | [11 empty] | LBNL
|  |  |  | 4.42 | [11 empty] | LBNL
|  |  |  | 3.79 | [11 empty] | LBNL
|  |  |  | 4.54 | [11 empty] | LBNL
|  |  |  | 4.04 | [11 empty] | LBNL
|  |  |  | 4.5 | [11 empty] | LBNL
|  |  |  | 3 | [11 empty] | LBNL
|  |  |  | 4.08 | [11 empty] | LBNL
|  |  |  | 4 | [11 empty] | LBNL
|  |  |  | 2.38 | [11 empty] | LBNL
|  |  |  | 4 | [11 empty] | LBNL
|  |  |  | 2.83 | [11 empty] | LBNL
|  |  |  | 4.5 | [11 empty] | LBNL
|  |  |  | 2.88 | [11 empty] | LBNL
|  |  |  | 4.5 | [11 empty] | LBNL
|  |  |  | 2.85 | [11 empty] | LBNL
|  |  |  | 3.92 | [11 empty] | LBNL
|  |  |  | 2.7 | [11 empty] | LBNL
|  |  |  | 2.75 | [11 empty] | LBNL
|  |  |  | 2.47 | [11 empty] | LBNL
|  |  |  | 4.5 | [11 empty] | LBNL
|  |  |  | 4.63 | [11 empty] | LBNL
|  |  |  | 2.3 | [11 empty] | LBNL
|  |  |  | 3.79 | [11 empty] | LBNL
|  |  |  | 2 | [11 empty] | LBNL
|  |  |  | 5 | [11 empty] | LBNL
|  |  |  | 4.5 | [11 empty] | LBNL
|  |  |  | 2.85 | [11 empty] | LBNL
|  |  |  | 4.67 | [11 empty] | LBNL
|  |  |  | 3 | [11 empty] | LBNL
|  |  |  | 3.05 | [11 empty] | LBNL
|  |  |  | 2.97 | [11 empty] | LBNL
|  |  |  | 3.88 | [11 empty] | LBNL
|  |  |  | 3.79 | [11 empty] | LBNL
|  |  |  | 4.29 | [11 empty] | LBNL
|  |  |  | 3.71 | [11 empty] | LBNL
|  |  |  | 3.88 | [11 empty] | LBNL
|  |  |  | 4.54 | [11 empty] | LBNL
|  |  |  | 2.7 | [11 empty] | LBNL
|  |  |  | 1.85 | [11 empty] | LBNL
|  |  |  | 3.33 | [11 empty] | LBNL
|  |  |  | 1.95 | [11 empty] | LBNL
|  |  |  | 4.58 | [11 empty] | LBNL
|  |  |  | 2.37 | [11 empty] | LBNL
|  |  |  | 2.92 | [11 empty] | LBNL
|  |  |  | 4.5 | [11 empty] | LBNL
|  |  |  | 2.88 | [11 empty] | LBNL
|  |  |  | 2 | [11 empty] | LBNL
|  |  |  | 2.85 | [11 empty] | LBNL
|  |  |  | 2.7 | [11 empty] | LBNL
|  |  |  | 4.5 | [11 empty] | LBNL
|  |  |  | 2 | [11 empty] | LBNL
|  |  |  | 2 | [11 empty] | LBNL
|  |  |  | 4.38 | [11 empty] | LBNL
|  |  |  | 2.8 | [11 empty] | LBNL
|  |  |  | 4.38 | [11 empty] | LBNL
|  |  |  | 2.92 | [11 empty] | LBNL
|  |  |  | 4.83 | [11 empty] | LBNL
|  |  |  | 3.92 | [11 empty] | LBNL
|  |  |  | 4.5 | [11 empty] | LBNL
|  |  |  | 1.87 | [11 empty] | LBNL
|  |  |  | 3.79 | [11 empty] | LBNL
|  |  |  | 2.85 | [11 empty] | LBNL
|  |  |  | 1.92 | [11 empty] | LBNL
|  |  |  | 2.92 | [11 empty] | LBNL
|  |  |  | 3.71 | [11 empty] | LBNL
|  |  |  | 2.7 | [11 empty] | LBNL
|  |  |  | 3.75 | [11 empty] | LBNL
|  |  |  | 2.7 | [11 empty] | LBNL
|  |  |  | 3.33 | [11 empty] | LBNL
|  |  |  | 4 | [11 empty] | LBNL
|  |  |  | 2.97 | [11 empty] | LBNL
|  |  |  | 2.75 | [11 empty] | LBNL
|  |  |  | 1.95 | [11 empty] | LBNL
|  |  |  | 4.5 | [11 empty] | LBNL
|  |  |  | 2.75 | [11 empty] | LBNL
|  |  |  | 4.5 | [11 empty] | LBNL
|  |  |  | 4 | [11 empty] | LBNL
|  |  |  | 1.93 | [11 empty] | LBNL
|  |  |  | 3.79 | [11 empty] | LBNL
|  |  |  | 2.88 | [11 empty] | LBNL
|  |  |  | 2.88 | [11 empty] | LBNL
|  |  |  | 3.79 | [11 empty] | LBNL
|  |  |  | 1.87 | [11 empty] | LBNL
|  |  |  | 3.33 | [11 empty] | LBNL
|  |  |  | 3.13 | [11 empty] | LBNL
|  |  |  | 4.5 | [11 empty] | LBNL
|  |  |  | 4.71 | [11 empty] | LBNL
|  |  |  | 4.71 | [11 empty] | LBNL
|  |  |  | 4.92 | [11 empty] | LBNL
|  |  |  | 3 | [11 empty] | LBNL
|  |  |  | 4.67 | [11 empty] | LBNL
|  |  |  | 2 | [11 empty] | LBNL
|  |  |  | 3.83 | [11 empty] | LBNL
|  |  |  | 4 | [11 empty] | LBNL
|  |  |  | 3.79 | [11 empty] | LBNL
|  |  |  | 2.85 | [11 empty] | LBNL
|  |  |  | 3.88 | [11 empty] | LBNL
|  |  |  | 3.88 | [11 empty] | LBNL
|  |  |  | 2.93 | [11 empty] | LBNL
|  |  |  | 2.75 | [11 empty] | LBNL
|  |  |  | 3.75 | [11 empty] | LBNL
|  |  |  | 2.93 | [11 empty] | LBNL
|  |  |  | 3 | [11 empty] | LBNL
|  |  |  | 3.25 | [11 empty] | LBNL
|  |  |  | 4.58 | [11 empty] | LBNL
|  |  |  | 3.08 | [11 empty] | LBNL
|  |  |  | 3 | [11 empty] | LBNL
|  |  |  | 3.54 | [11 empty] | LBNL
|  |  |  | 4.79 | [11 empty] | LBNL
|  |  |  | 4.5 | [11 empty] | LBNL
|  |  |  | 2.88 | [11 empty] | LBNL
|  |  |  | 4.58 | [11 empty] | LBNL
|  |  |  | 3.58 | [11 empty] | LBNL
|  |  |  | 2.88 | [11 empty] | LBNL
|  |  |  | 2.7 | [11 empty] | LBNL
|  |  |  | 2.7 | [11 empty] | LBNL
|  |  |  | 2.88 | [11 empty] | LBNL
|  |  |  | 2.7 | [11 empty] | LBNL
|  |  |  | 3.96 | [11 empty] | LBNL
|  |  |  | 2.83 | [11 empty] | LBNL
|  |  |  | 3.71 | [11 empty] | LBNL
|  |  |  | 3.67 | [11 empty] | LBNL
|  |  |  | 3.58 | [11 empty] | LBNL
|  |  |  | 1.97 | [11 empty] | LBNL
|  |  |  | 2.7 | [11 empty] | LBNL
|  |  |  | 4.71 | [11 empty] | LBNL
|  |  |  | 3.33 | [11 empty] | LBNL
|  |  |  | 4.5 | [11 empty] | LBNL
|  |  |  | 4.63 | [11 empty] | LBNL
|  |  |  | 3.67 | [11 empty] | LBNL
|  |  |  | 2.85 | [11 empty] | LBNL
|  |  |  | 2.88 | [11 empty] | LBNL
|  |  |  | 4.54 | [11 empty] | LBNL
|  |  |  | 3.67 | [11 empty] | LBNL
|  |  |  | 2.83 | [11 empty] | LBNL
|  |  |  | 4.83 | [11 empty] | LBNL
|  |  |  | 3.92 | [11 empty] | LBNL
|  |  |  | 3.33 | [11 empty] | LBNL
|  |  |  | 2.75 | [11 empty] | LBNL
|  |  |  | 3.58 | [11 empty] | LBNL
|  |  |  | 3.83 | [11 empty] | LBNL
|  |  |  | 4 | [11 empty] | LBNL
|  |  |  | 3.92 | [11 empty] | LBNL
|  |  |  | 3.79 | [11 empty] | LBNL
|  |  |  | 1.9 | [11 empty] | LBNL
|  |  |  | 2.95 | [11 empty] | LBNL
|  |  |  | 2.7 | [11 empty] | LBNL
|  |  |  | 4.38 | [11 empty] | LBNL
|  |  |  | 3.96 | [11 empty] | LBNL
|  |  |  | 2.85 | [11 empty] | LBNL
|  |  |  | 2.85 | [11 empty] | LBNL
|  |  |  | 2.88 | [11 empty] | LBNL
|  |  |  | 2.37 | [11 empty] | LBNL
|  |  |  | 4.54 | [11 empty] | LBNL
|  |  |  | 2.85 | [11 empty] | LBNL
|  |  |  | 2.85 | [11 empty] | LBNL
|  |  |  | 3.96 | [11 empty] | LBNL
|  |  |  | 3 | [11 empty] | LBNL
|  |  |  | 2 | [11 empty] | LBNL
|  |  |  | 2.83 | [11 empty] | LBNL
|  |  |  | 2.85 | [11 empty] | LBNL
|  |  |  | 4.75 | [11 empty] | LBNL
|  |  |  | 2.33 | [11 empty] | LBNL
|  |  |  | 4.75 | [11 empty] | LBNL
|  |  |  | 2.88 | [11 empty] | LBNL
|  |  |  | 2.85 | [11 empty] | LBNL
|  |  |  | 1.93 | [11 empty] | LBNL
|  |  |  | 3.92 | [11 empty] | LBNL
|  |  |  | 2.88 | [11 empty] | LBNL
|  |  |  | 2.32 | [11 empty] | LBNL
|  |  |  | 2.7 | [11 empty] | LBNL
|  |  |  | 3.75 | [11 empty] | LBNL
|  |  |  | 3.75 | [11 empty] | LBNL
|  |  |  | 2.83 | [11 empty] | LBNL
|  |  |  | 3.83 | [11 empty] | LBNL
|  |  |  | 3.33 | [11 empty] | LBNL
|  |  |  | 3.02 | [11 empty] | LBNL
|  |  |  | 2.7 | [11 empty] | LBNL
|  |  |  | 3.02 | [11 empty] | LBNL
|  |  |  | 4.54 | [11 empty] | LBNL
|  |  |  | 2.75 | [11 empty] | LBNL
|  |  |  | 4 | [11 empty] | LBNL
|  |  |  | 3.88 | [11 empty] | LBNL
|  |  |  | 4.54 | [11 empty] | LBNL
|  |  |  | 2.37 | [11 empty] | LBNL
|  |  |  | 3.92 | [11 empty] | LBNL
|  |  |  | 4 | [11 empty] | LBNL
|  |  |  | 3.75 | [11 empty] | LBNL
|  |  |  | 2.93 | [11 empty] | LBNL
|  |  |  | 2.87 | [11 empty] | LBNL
|  |  |  | 4.71 | [11 empty] | LBNL
|  |  |  | 3.79 | [11 empty] | LBNL
|  |  |  | 3.25 | [11 empty] | LBNL
|  |  |  | 2 | [11 empty] | LBNL
|  |  |  | 3.92 | [11 empty] | LBNL
|  |  |  | 2.88 | [11 empty] | LBNL
|  |  |  | 2.85 | [11 empty] | LBNL
|  |  |  | 3.92 | [11 empty] | LBNL
|  |  |  | 3.79 | [11 empty] | LBNL
|  |  |  | 2.97 | [11 empty] | LBNL
|  |  |  | 2.75 | [11 empty] | LBNL
|  |  |  | 3 | [11 empty] | LBNL
|  |  |  | 3.71 | [11 empty] | LBNL
|  |  |  | 3.83 | [11 empty] | LBNL
|  |  |  | 4.38 | [11 empty] | LBNL
|  |  |  | 4.79 | [11 empty] | LBNL
|  |  |  | 2.78 | [11 empty] | LBNL
|  |  |  | 4.58 | [11 empty] | LBNL
|  |  |  | 1.93 | [11 empty] | LBNL
|  |  |  | 4.42 | [11 empty] | LBNL
|  |  |  | 3.79 | [11 empty] | LBNL
|  |  |  | 2.7 | [11 empty] | LBNL
|  |  |  | 3.92 | [11 empty] | LBNL
|  |  |  | 1.9 | [11 empty] | LBNL
|  |  |  | 3.92 | [11 empty] | LBNL
|  |  |  | 4.79 | [11 empty] | LBNL
|  |  |  | 3.29 | [11 empty] | LBNL
|  |  |  | 2.73 | [11 empty] | LBNL
|  |  |  | 3.83 | [11 empty] | LBNL
|  |  |  | 3.17 | [11 empty] | LBNL
|  |  |  | 3.96 | [11 empty] | LBNL
|  |  |  | 3.79 | [11 empty] | LBNL
|  |  |  | 3.17 | [11 empty] | LBNL
|  |  |  | 3.92 | [11 empty] | LBNL
|  |  |  | 4.04 | [11 empty] | LBNL
|  |  |  | 4.04 | [11 empty] | LBNL
|  |  |  | 3.75 | [11 empty] | LBNL
|  |  |  | 3.92 | [11 empty] | LBNL
|  |  |  | 2.92 | [11 empty] | LBNL
|  |  |  | 3.58 | [11 empty] | LBNL
|  |  |  | 4.54 | [11 empty] | LBNL
|  |  |  | 2 | [11 empty] | LBNL
|  |  |  | 3.92 | [11 empty] | LBNL
|  |  |  | 4.71 | [11 empty] | LBNL
|  |  |  | 3.79 | [11 empty] | LBNL
|  |  |  | 3.42 | [11 empty] | LBNL
|  |  |  | 4.54 | [11 empty] | LBNL
|  |  |  | 4 | [11 empty] | LBNL
|  |  |  | 2 | [11 empty] | LBNL
|  |  |  | 4.04 | [11 empty] | LBNL
|  |  |  | 4.54 | [11 empty] | LBNL
|  |  |  | 4.54 | [11 empty] | LBNL
|  |  |  | 4.58 | [11 empty] | LBNL
|  |  |  | 2.83 | [11 empty] | LBNL
|  |  |  | 3.79 | [11 empty] | LBNL
|  |  |  | 4 | [11 empty] | LBNL
|  |  |  | 2.83 | [11 empty] | LBNL
|  |  |  | 3 | [11 empty] | LBNL
|  |  |  | 3.92 | [11 empty] | LBNL
|  |  |  | 4.54 | [11 empty] | LBNL
|  |  |  | 3.17 | [11 empty] | LBNL
|  |  |  | 4 | [11 empty] | LBNL
|  |  |  | 3.96 | [11 empty] | LBNL
|  |  |  | 2.75 | [11 empty] | LBNL
|  |  |  | 2.08 | [11 empty] | LBNL
|  |  |  | 3.46 | [11 empty] | LBNL
|  |  |  | 2.88 | [11 empty] | LBNL
|  |  |  | 4.04 | [11 empty] | LBNL
|  |  |  | 3.21 | [11 empty] | LBNL
|  |  |  | 2.85 | [11 empty] | LBNL
|  |  |  | 3.02 | [11 empty] | LBNL
|  |  |  | 2.85 | [11 empty] | LBNL
|  |  |  | 4 | [11 empty] | LBNL
|  |  |  | 3.79 | [11 empty] | LBNL
|  |  |  | 4.75 | [11 empty] | LBNL
|  |  |  | 4.71 | [11 empty] | LBNL
|  |  |  | 3.88 | [11 empty] | LBNL
|  |  |  | 4.71 | [11 empty] | LBNL
|  |  |  | 4.88 | [11 empty] | LBNL
|  |  |  | 4.33 | [11 empty] | LBNL
|  |  |  | 2.7 | [11 empty] | LBNL
|  |  |  | 2.85 | [11 empty] | LBNL
|  |  |  | 4.04 | [11 empty] | LBNL
|  |  |  | 3.92 | [11 empty] | LBNL
|  |  |  | 4.79 | [11 empty] | LBNL
|  |  |  | 3.46 | [11 empty] | LBNL
|  |  |  | 3 | [11 empty] | LBNL
|  |  |  | 4.04 | [11 empty] | LBNL
|  |  |  | 4.5 | [11 empty] | LBNL
|  |  |  | 4.88 | [11 empty] | LBNL
|  |  |  | 2.7 | [11 empty] | LBNL
|  |  |  | 3.92 | [11 empty] | LBNL
|  |  |  | 4 | [11 empty] | LBNL
|  |  |  | 2.33 | [11 empty] | LBNL
|  |  |  | 2.75 | [11 empty] | LBNL
|  |  |  | 2.73 | [11 empty] | LBNL
|  |  |  | 2.85 | [11 empty] | LBNL
|  |  |  | 4.92 | [11 empty] | LBNL
|  |  |  | 2.7 | [11 empty] | LBNL
|  |  |  | 4.75 | [11 empty] | LBNL
|  |  |  | 2 | [11 empty] | LBNL
|  |  |  | 3.79 | [11 empty] | LBNL
|  |  |  | 1.8 | [11 empty] | LBNL
|  |  |  | 1.93 | [11 empty] | LBNL
|  |  |  | 3.25 | [11 empty] | LBNL
|  |  |  | 2.37 | [11 empty] | LBNL
|  |  |  | 2.85 | [11 empty] | LBNL
|  |  |  | 4.5 | [11 empty] | LBNL
|  |  |  | 4.75 | [11 empty] | LBNL
|  |  |  | 3.33 | [11 empty] | LBNL
|  |  |  | 4.5 | [11 empty] | LBNL
|  |  |  | 2.37 | [11 empty] | LBNL
|  |  |  | 3.79 | [11 empty] | LBNL
|  |  |  | 2.38 | [11 empty] | LBNL
|  |  |  | 2.9 | [11 empty] | LBNL
|  |  |  | 4.67 | [11 empty] | LBNL
|  |  |  | 3 | [11 empty] | LBNL
|  |  |  | 2.05 | [11 empty] | LBNL
|  |  |  | 4.92 | [11 empty] | LBNL
|  |  |  | 2.97 | [11 empty] | LBNL
|  |  |  | 4 | [11 empty] | LBNL
|  |  |  | 4.83 | [11 empty] | LBNL
|  |  |  | 3.88 | [11 empty] | LBNL
|  |  |  | 3.88 | [11 empty] | LBNL
|  |  |  | 2.27 | [11 empty] | LBNL
|  |  |  | 3.96 | [11 empty] | LBNL
|  |  |  | 2.97 | [11 empty] | LBNL
|  |  |  | 3.54 | [11 empty] | LBNL
|  |  |  | 4.79 | [11 empty] | LBNL
|  |  |  | 4 | [11 empty] | LBNL
|  |  |  | 2 | [11 empty] | LBNL
|  |  |  | 4.67 | [11 empty] | LBNL
|  |  |  | 4.5 | [11 empty] | LBNL
|  |  |  | 3.96 | [11 empty] | LBNL
|  |  |  | 2.78 | [11 empty] | LBNL
|  |  |  | 3.79 | [11 empty] | LBNL
|  |  |  | 4.58 | [11 empty] | LBNL
|  |  |  | 4.75 | [11 empty] | LBNL
|  |  |  | 3 | [11 empty] | LBNL
|  |  |  | 3.5 | [11 empty] | LBNL
|  |  |  | 2.88 | [11 empty] | LBNL
|  |  |  | 4.71 | [11 empty] | LBNL
|  |  |  | 4 | [11 empty] | LBNL
|  |  |  | 4.5 | [11 empty] | LBNL
|  |  |  | 2.85 | [11 empty] | LBNL
|  |  |  | 3.92 | [11 empty] | LBNL
|  |  |  | 3.5 | [11 empty] | LBNL
|  |  |  | 3.38 | [11 empty] | LBNL
|  |  |  | 4.5 | [11 empty] | LBNL
|  |  |  | 2 | [11 empty] | LBNL
|  |  |  | 4.5 | [11 empty] | LBNL
|  |  |  | 2.88 | [11 empty] | LBNL
|  |  |  | 2.75 | [11 empty] | LBNL
|  |  |  | 2.85 | [11 empty] | LBNL
|  |  |  | 2.98 | [11 empty] | LBNL
|  |  |  | 2.37 | [11 empty] | LBNL
|  |  |  | 3.92 | [11 empty] | LBNL
|  |  |  | 3 | [11 empty] | LBNL
|  |  |  | 2.8 | [11 empty] | LBNL
|  |  |  | 1.87 | [11 empty] | LBNL
|  |  |  | 3.92 | [11 empty] | LBNL
|  |  |  | 3.79 | [11 empty] | LBNL
|  |  |  | 4.5 | [11 empty] | LBNL
|  |  |  | 4.5 | [11 empty] | LBNL
|  |  |  | 4.08 | [11 empty] | LBNL
|  |  |  | 4.71 | [11 empty] | LBNL
|  |  |  | 2.75 | [11 empty] | LBNL
|  |  |  | 2.72 | [11 empty] | LBNL
|  |  |  | 2 | [11 empty] | LBNL
|  |  |  | 4.5 | [11 empty] | LBNL
|  |  |  | 3.33 | [11 empty] | LBNL
|  |  |  | 2.83 | [11 empty] | LBNL
|  |  |  | 3 | [11 empty] | LBNL
|  |  |  | 3 | [11 empty] | LBNL
|  |  |  | 1.9 | [11 empty] | LBNL
|  |  |  | 3.67 | [11 empty] | LBNL
|  |  |  | 2.37 | [11 empty] | LBNL
|  |  |  | 3.79 | [11 empty] | LBNL
|  |  |  | 3.79 | [11 empty] | LBNL
|  |  |  | 3.79 | [11 empty] | LBNL
|  |  |  | 4.63 | [11 empty] | LBNL
|  |  |  | 3.29 | [11 empty] | LBNL
|  |  |  | 4.5 | [11 empty] | LBNL
|  |  |  | 4.75 | [11 empty] | LBNL
|  |  |  | 4.71 | [11 empty] | LBNL
|  |  |  | 3.71 | [11 empty] | LBNL
|  |  |  | 2 | [11 empty] | LBNL
|  |  |  | 3.33 | [11 empty] | LBNL
|  |  |  | 2.47 | [11 empty] | LBNL
|  |  |  | 2 | [11 empty] | LBNL
|  |  |  | 3.33 | [11 empty] | LBNL
|  |  |  | 2.75 | [11 empty] | LBNL
|  |  |  | 4.5 | [11 empty] | LBNL
|  |  |  | 4.5 | [11 empty] | LBNL
|  |  |  | 4.5 | [11 empty] | LBNL
|  |  |  | 2.9 | [11 empty] | LBNL
|  |  |  | 4.5 | [11 empty] | LBNL
|  |  |  | 3.79 | [11 empty] | LBNL
|  |  |  | 2.7 | [11 empty] | LBNL
|  |  |  | 3.92 | [11 empty] | LBNL
|  |  |  | 4 | [11 empty] | LBNL
|  |  |  | 2.88 | [11 empty] | LBNL
|  |  |  | 2.93 | [11 empty] | LBNL
|  |  |  | 4.54 | [11 empty] | LBNL
|  |  |  | 4.5 | [11 empty] | LBNL
|  |  |  | 4.5 | [11 empty] | LBNL
|  |  |  | 4.63 | [11 empty] | LBNL
|  |  |  | 3.75 | [11 empty] | LBNL
|  |  |  | 2.85 | [11 empty] | LBNL
|  |  |  | 3.79 | [11 empty] | LBNL
|  |  |  | 2.7 | [11 empty] | LBNL
|  |  |  | 2.83 | [11 empty] | LBNL
|  |  |  | 3.79 | [11 empty] | LBNL
|  |  |  | 2.83 | [11 empty] | LBNL
|  |  |  | 2.85 | [11 empty] | LBNL
|  |  |  | 4.21 | [11 empty] | LBNL
|  |  |  | 3.58 | [11 empty] | LBNL
|  |  |  | 2.35 | [11 empty] | LBNL
|  |  |  | 3.38 | [11 empty] | LBNL
|  |  |  | 4.5 | [11 empty] | LBNL
|  |  |  | 4.04 | [11 empty] | LBNL
|  |  |  | 3.96 | [11 empty] | LBNL
|  |  |  | 3.33 | [11 empty] | LBNL
|  |  |  | 4.71 | [11 empty] | LBNL
|  |  |  | 3.67 | [11 empty] | LBNL
|  |  |  | 1.93 | [11 empty] | LBNL
|  |  |  | 3.92 | [11 empty] | LBNL
|  |  |  | 2.83 | [11 empty] | LBNL
|  |  |  | 4.79 | [11 empty] | LBNL
|  |  |  | 4.5 | [11 empty] | LBNL
|  |  |  | 4.63 | [11 empty] | LBNL
|  |  |  | 3.38 | [11 empty] | LBNL
|  |  |  | 1.9 | [11 empty] | LBNL
|  |  |  | 4.54 | [11 empty] | LBNL
|  |  |  | 3.67 | [11 empty] | LBNL
|  |  |  | 4.54 | [11 empty] | LBNL
|  |  |  | 2.47 | [11 empty] | LBNL
|  |  |  | 3.88 | [11 empty] | LBNL
|  |  |  | 3.02 | [11 empty] | LBNL
|  |  |  | 2.85 | [11 empty] | LBNL
|  |  |  | 3.79 | [11 empty] | LBNL
|  |  |  | 2.93 | [11 empty] | LBNL
|  |  |  | 3 | [11 empty] | LBNL
|  |  |  | 1.92 | [11 empty] | LBNL
|  |  |  | 4.58 | [11 empty] | LBNL
|  |  |  | 3.33 | [11 empty] | LBNL
|  |  |  | 1.8 | [11 empty] | LBNL
|  |  |  | 4.63 | [11 empty] | LBNL
|  |  |  | 3.79 | [11 empty] | LBNL
|  |  |  | 4 | [11 empty] | LBNL
|  |  |  | 4.63 | [11 empty] | LBNL
|  |  |  | 3.75 | [11 empty] | LBNL
|  |  |  | 3 | [11 empty] | LBNL
|  |  |  | 4.5 | [11 empty] | LBNL
|  |  |  | 4 | [11 empty] | LBNL
|  |  |  | 2 | [11 empty] | LBNL
|  |  |  | 4.04 | [11 empty] | LBNL
|  |  |  | 3.75 | [11 empty] | LBNL
|  |  |  | 4.5 | [11 empty] | LBNL
|  |  |  | 3.33 | [11 empty] | LBNL
|  |  |  | 3.79 | [11 empty] | LBNL
|  |  |  | 3.58 | [11 empty] | LBNL
|  |  |  | 3.88 | [11 empty] | LBNL
|  |  |  | 4.08 | [11 empty] | LBNL
|  |  |  | 2.4 | [11 empty] | LBNL
|  |  |  | 4 | [11 empty] | LBNL
|  |  |  | 3.92 | [11 empty] | LBNL
|  |  |  | 1.9 | [11 empty] | LBNL
|  |  |  | 3.58 | [11 empty] | LBNL
|  |  |  | 4.5 | [11 empty] | LBNL
|  |  |  | 3.58 | [11 empty] | LBNL
|  |  |  | 2.93 | [11 empty] | LBNL
|  |  |  | 3.92 | [11 empty] | LBNL
|  |  |  | 1.8 | [11 empty] | LBNL
|  |  |  | 4.5 | [11 empty] | LBNL
|  |  |  | 2.88 | [11 empty] | LBNL
|  |  |  | 2.05 | [11 empty] | LBNL
|  |  |  | 3.1 | [11 empty] | LBNL
|  |  |  | 2.75 | [11 empty] | LBNL
|  |  |  | 3.46 | [11 empty] | LBNL
|  |  |  | 3.05 | [11 empty] | LBNL
|  |  |  | 3.02 | [11 empty] | LBNL
|  |  |  | 4.5 | [11 empty] | LBNL
|  |  |  | 1.95 | [11 empty] | LBNL
|  |  |  | 2.83 | [11 empty] | LBNL
|  |  |  | 2 | [11 empty] | LBNL
|  |  |  | 2.77 | [11 empty] | LBNL
|  |  |  | 3.83 | [11 empty] | LBNL
|  |  |  | 1.85 | [11 empty] | LBNL
|  |  |  | 4.54 | [11 empty] | LBNL
|  |  |  | 1.9 | [11 empty] | LBNL
|  |  |  | 4.5 | [11 empty] | LBNL
|  |  |  | 4.58 | [11 empty] | LBNL
|  |  |  | 2.83 | [11 empty] | LBNL
|  |  |  | 3.92 | [11 empty] | LBNL
|  |  |  | 3.79 | [11 empty] | LBNL
|  |  |  | 4.92 | [11 empty] | LBNL
|  |  |  | 4 | [11 empty] | LBNL
|  |  |  | 3.33 | [11 empty] | LBNL
|  |  |  | 4.67 | [11 empty] | LBNL
|  |  |  | 4.5 | [11 empty] | LBNL
|  |  |  | 3 | [11 empty] | LBNL
|  |  |  | 4.71 | [11 empty] | LBNL
|  |  |  | 4.83 | [11 empty] | LBNL
|  |  |  | 2.85 | [11 empty] | LBNL
|  |  |  | 3.71 | [11 empty] | LBNL
|  |  |  | 4.67 | [11 empty] | LBNL
|  |  |  | 4 | [11 empty] | LBNL
|  |  |  | 4.46 | [11 empty] | LBNL
|  |  |  | 3.92 | [11 empty] | LBNL
|  |  |  | 3.38 | [11 empty] | LBNL
|  |  |  | 3.96 | [11 empty] | LBNL
|  |  |  | 3.92 | [11 empty] | LBNL
|  |  |  | 3.75 | [11 empty] | LBNL
|  |  |  | 3.75 | [11 empty] | LBNL
|  |  |  | 2.75 | [11 empty] | LBNL
|  |  |  | 2.97 | [11 empty] | LBNL
|  |  |  | 2.83 | [11 empty] | LBNL
|  |  |  | 3.75 | [11 empty] | LBNL
|  |  |  | 3.92 | [11 empty] | LBNL
|  |  |  | 2.27 | [11 empty] | LBNL
|  |  |  | 1.58 | [11 empty] | LBNL
|  |  |  | 2.95 | [11 empty] | LBNL
|  |  |  | 3.92 | [11 empty] | LBNL
|  |  |  | 4.71 | [11 empty] | LBNL
|  |  |  | 3 | [11 empty] | LBNL
|  |  |  | 1.9 | [11 empty] | LBNL
|  |  |  | 4.5 | [11 empty] | LBNL
|  |  |  | 4.5 | [11 empty] | LBNL
|  |  |  | 2.7 | [11 empty] | LBNL
|  |  |  | 3.46 | [11 empty] | LBNL
|  |  |  | 2.83 | [11 empty] | LBNL
|  |  |  | 4.42 | [11 empty] | LBNL
|  |  |  | 4.63 | [11 empty] | LBNL
|  |  |  | 2.83 | [11 empty] | LBNL
|  |  |  | 3.38 | [11 empty] | LBNL
|  |  |  | 2.75 | [11 empty] | LBNL
|  |  |  | 4.08 | [11 empty] | LBNL
|  |  |  | 4.54 | [11 empty] | LBNL
|  |  |  | 2.85 | [11 empty] | LBNL
|  |  |  | 4.5 | [11 empty] | LBNL
|  |  |  | 2.75 | [11 empty] | LBNL
|  |  |  | 2.85 | [11 empty] | LBNL
|  |  |  | 4.5 | [11 empty] | LBNL
|  |  |  | 4 | [11 empty] | LBNL
|  |  |  | 4.08 | [11 empty] | LBNL
|  |  |  | 4 | [11 empty] | LBNL
|  |  |  | 3.33 | [11 empty] | LBNL
|  |  |  | 4.5 | [11 empty] | LBNL
|  |  |  | 2.85 | [11 empty] | LBNL
|  |  |  | 2 | [11 empty] | LBNL
|  |  |  | 4 | [11 empty] | LBNL
|  |  |  | 3.42 | [11 empty] | LBNL
|  |  |  | 4.79 | [11 empty] | LBNL
|  |  |  | 2.85 | [11 empty] | LBNL
|  |  |  | 2.93 | [11 empty] | LBNL
|  |  |  | 2.85 | [11 empty] | LBNL
|  |  |  | 4.71 | [11 empty] | LBNL
|  |  |  | 4.42 | [11 empty] | LBNL
|  |  |  | 2 | [11 empty] | LBNL
|  |  |  | 2 | [11 empty] | LBNL
|  |  |  | 2.42 | [11 empty] | LBNL
|  |  |  | 4.5 | [11 empty] | LBNL
|  |  |  | 3.79 | [11 empty] | LBNL
|  |  |  | 3.92 | [11 empty] | LBNL
|  |  |  | 2.98 | [11 empty] | LBNL
|  |  |  | 2.88 | [11 empty] | LBNL
|  |  |  | 2.98 | [11 empty] | LBNL
|  |  |  | 2.75 | [11 empty] | LBNL
|  |  |  | 3.88 | [11 empty] | LBNL
|  |  |  | 3.25 | [11 empty] | LBNL
|  |  |  | 4 | [11 empty] | LBNL
|  |  |  | 2.85 | [11 empty] | LBNL
|  |  |  | 2.98 | [11 empty] | LBNL
|  |  |  | 2.9 | [11 empty] | LBNL
|  |  |  | 2 | [11 empty] | LBNL
|  |  |  | 2.88 | [11 empty] | LBNL
|  |  |  | 3.83 | [11 empty] | LBNL
|  |  |  | 2.83 | [11 empty] | LBNL
|  |  |  | 3.46 | [11 empty] | LBNL
|  |  |  | 3.33 | [11 empty] | LBNL
|  |  |  | 4.75 | [11 empty] | LBNL
|  |  |  | 1.55 | [11 empty] | LBNL
|  |  |  | 2 | [11 empty] | LBNL
|  |  |  | 2.8 | [11 empty] | LBNL
|  |  |  | 3.5 | [11 empty] | LBNL
|  |  |  | 4.88 | [11 empty] | LBNL
|  |  |  | 2 | [11 empty] | LBNL
|  |  |  | 3.92 | [11 empty] | LBNL
|  |  |  | 4.17 | [11 empty] | LBNL
|  |  |  | 1.95 | [11 empty] | LBNL
|  |  |  | 4 | [11 empty] | LBNL
|  |  |  | 3.83 | [11 empty] | LBNL
|  |  |  | 3.92 | [11 empty] | LBNL
|  |  |  | 3.79 | [11 empty] | LBNL
|  |  |  | 3.96 | [11 empty] | LBNL
|  |  |  | 4.75 | [11 empty] | LBNL
|  |  |  | 2 | [11 empty] | LBNL
|  |  |  | 2 | [11 empty] | LBNL
|  |  |  | 4.75 | [11 empty] | LBNL
|  |  |  | 4.75 | [11 empty] | LBNL
|  |  |  | 1.9 | [11 empty] | LBNL
|  |  |  | 2.98 | [11 empty] | LBNL
|  |  |  | 2.85 | [11 empty] | LBNL
|  |  |  | 2 | [11 empty] | LBNL
|  |  |  | 3.92 | [11 empty] | LBNL
|  |  |  | 3.33 | [11 empty] | LBNL
|  |  |  | 3.67 | [11 empty] | LBNL
|  |  |  | 3 | [11 empty] | LBNL
|  |  |  | 4.58 | [11 empty] | LBNL
|  |  |  | 4.79 | [11 empty] | LBNL
|  |  |  | 3 | [11 empty] | LBNL
|  |  |  | 3.29 | [11 empty] | LBNL
|  |  |  | 4.67 | [11 empty] | LBNL
|  |  |  | 2.85 | [11 empty] | LBNL
|  |  |  | 3.79 | [11 empty] | LBNL
|  |  |  | 1.9 | [11 empty] | LBNL
|  |  |  | 2.85 | [11 empty] | LBNL
|  |  |  | 3 | [11 empty] | LBNL
|  |  |  | 4.5 | [11 empty] | LBNL
|  |  |  | 3.5 | [11 empty] | LBNL
|  |  |  | 1.9 | [11 empty] | LBNL
|  |  |  | 3.88 | [11 empty] | LBNL
|  |  |  | 2.93 | [11 empty] | LBNL
|  |  |  | 3.67 | [11 empty] | LBNL
|  |  |  | 2.88 | [11 empty] | LBNL
|  |  |  | 4.92 | [11 empty] | LBNL
|  |  |  | 4.33 | [11 empty] | LBNL
|  |  |  | 2.37 | [11 empty] | LBNL
|  |  |  | 3.92 | [11 empty] | LBNL
|  |  |  | 3.79 | [11 empty] | LBNL
|  |  |  | 3.79 | [11 empty] | LBNL
|  |  |  | 2.88 | [11 empty] | LBNL
|  |  |  | 2.88 | [11 empty] | LBNL
|  |  |  | 3.96 | [11 empty] | LBNL
|  |  |  | 2.85 | [11 empty] | LBNL
|  |  |  | 2.73 | [11 empty] | LBNL
|  |  |  | 3 | [11 empty] | LBNL
|  |  |  | 2 | [11 empty] | LBNL
|  |  |  | 3.96 | [11 empty] | LBNL
|  |  |  | 1.98 | [11 empty] | LBNL
|  |  |  | 1.88 | [11 empty] | LBNL
|  |  |  | 2.93 | [11 empty] | LBNL
|  |  |  | 4.75 | [11 empty] | LBNL
|  |  |  | 2 | [11 empty] | LBNL
|  |  |  | 3.92 | [11 empty] | LBNL
|  |  |  | 4.46 | [11 empty] | LBNL
|  |  |  | 4 | [11 empty] | LBNL
|  |  |  | 3.71 | [11 empty] | LBNL
|  |  |  | 3.46 | [11 empty] | LBNL
|  |  |  | 3.29 | [11 empty] | LBNL
|  |  |  | 4.54 | [11 empty] | LBNL
|  |  |  | 2.88 | [11 empty] | LBNL
|  |  |  | 2.85 | [11 empty] | LBNL
|  |  |  | 3.46 | [11 empty] | LBNL
|  |  |  | 2.77 | [11 empty] | LBNL
|  |  |  | 3.96 | [11 empty] | LBNL
|  |  |  | 2.77 | [11 empty] | LBNL
|  |  |  | 4.5 | [11 empty] | LBNL
|  |  |  | 2.88 | [11 empty] | LBNL
|  |  |  | 3.96 | [11 empty] | LBNL
|  |  |  | 2.33 | [11 empty] | LBNL
|  |  |  | 2.88 | [11 empty] | LBNL
|  |  |  | 4.5 | [11 empty] | LBNL
|  |  |  | 3 | [11 empty] | LBNL
|  |  |  | 4.58 | [11 empty] | LBNL
|  |  |  | 2.38 | [11 empty] | LBNL
|  |  |  | 4.67 | [11 empty] | LBNL
|  |  |  | 2.32 | [11 empty] | LBNL
|  |  |  | 4.5 | [11 empty] | LBNL
|  |  |  | 2.75 | [11 empty] | LBNL
|  |  |  | 1.93 | [11 empty] | LBNL
|  |  |  | 3.92 | [11 empty] | LBNL
|  |  |  | 2 | [11 empty] | LBNL
|  |  |  | 3.92 | [11 empty] | LBNL
|  |  |  | 3.96 | [11 empty] | LBNL
|  |  |  | 4.5 | [11 empty] | LBNL
|  |  |  | 3.92 | [11 empty] | LBNL
|  |  |  | 4.71 | [11 empty] | LBNL
|  |  |  | 2.98 | [11 empty] | LBNL
|  |  |  | 3.75 | [11 empty] | LBNL
|  |  |  | 2.08 | [11 empty] | LBNL
|  |  |  | 2.75 | [11 empty] | LBNL
|  |  |  | 4 | [11 empty] | LBNL
|  |  |  | 3.79 | [11 empty] | LBNL
|  |  |  | 3.92 | [11 empty] | LBNL
|  |  |  | 3.79 | [11 empty] | LBNL
|  |  |  | 3.79 | [11 empty] | LBNL
|  |  |  | 3.79 | [11 empty] | LBNL
|  |  |  | 2.85 | [11 empty] | LBNL
|  |  |  | 2.85 | [11 empty] | LBNL
|  |  |  | 2.85 | [11 empty] | LBNL
|  |  |  | 2.8 | [11 empty] | LBNL
|  |  |  | 2.88 | [11 empty] | LBNL
|  |  |  | 3.79 | [11 empty] | LBNL
|  |  |  | 3.88 | [11 empty] | LBNL
|  |  |  | 4.5 | [11 empty] | LBNL
|  |  |  | 2.87 | [11 empty] | LBNL
|  |  |  | 2.83 | [11 empty] | LBNL
|  |  |  | 4 | [11 empty] | LBNL
|  |  |  | 4.5 | [11 empty] | LBNL
|  |  |  | 1.9 | [11 empty] | LBNL
|  |  |  | 3.46 | [11 empty] | LBNL
|  |  |  | 2.73 | [11 empty] | LBNL
|  |  |  | 2.85 | [11 empty] | LBNL
|  |  |  | 3.42 | [11 empty] | LBNL
|  |  |  | 3.33 | [11 empty] | LBNL
|  |  |  | 4.71 | [11 empty] | LBNL
|  |  |  | 3.92 | [11 empty] | LBNL
|  |  |  | 2.85 | [11 empty] | LBNL
|  |  |  | 2.72 | [11 empty] | LBNL
|  |  |  | 3.83 | [11 empty] | LBNL
|  |  |  | 3.58 | [11 empty] | LBNL
|  |  |  | 2.8 | [11 empty] | LBNL
|  |  |  | 2.88 | [11 empty] | LBNL
|  |  |  | 2.75 | [11 empty] | LBNL
|  |  |  | 4.96 | [11 empty] | LBNL
|  |  |  | 2.93 | [11 empty] | LBNL
|  |  |  | 4.5 | [11 empty] | LBNL
|  |  |  | 4.5 | [11 empty] | LBNL
|  |  |  | 2 | [11 empty] | LBNL
|  |  |  | 2.8 | [11 empty] | LBNL
|  |  |  | 2.9 | [11 empty] | LBNL
|  |  |  | 3.88 | [11 empty] | LBNL
|  |  |  | 4.5 | [11 empty] | LBNL
|  |  |  | 4.5 | [11 empty] | LBNL
|  |  |  | 3.92 | [11 empty] | LBNL
|  |  |  | 2.87 | [11 empty] | LBNL
|  |  |  | 3.92 | [11 empty] | LBNL
|  |  |  | 3.88 | [11 empty] | LBNL
|  |  |  | 2.75 | [11 empty] | LBNL
|  |  |  | 2 | [11 empty] | LBNL
|  |  |  | 1.92 | [11 empty] | LBNL
|  |  |  | 3.83 | [11 empty] | LBNL
|  |  |  | 3.92 | [11 empty] | LBNL
|  |  |  | 4 | [11 empty] | LBNL
|  |  |  | 2.98 | [11 empty] | LBNL
|  |  |  | 4.67 | [11 empty] | LBNL
|  |  |  | 4.5 | [11 empty] | LBNL
|  |  |  | 4.5 | [11 empty] | LBNL
|  |  |  | 4.5 | [11 empty] | LBNL
|  |  |  | 3 | [11 empty] | LBNL
|  |  |  | 2.85 | [11 empty] | LBNL
|  |  |  | 2.97 | [11 empty] | LBNL
|  |  |  | 4.71 | [11 empty] | LBNL
|  |  |  | 2.7 | [11 empty] | LBNL
|  |  |  | 3 | [11 empty] | LBNL
|  |  |  | 4.83 | [11 empty] | LBNL
|  |  |  | 4.79 | [11 empty] | LBNL
|  |  |  | 3.08 | [11 empty] | LBNL
|  |  |  | 3.92 | [11 empty] | LBNL
|  |  |  | 3.58 | [11 empty] | LBNL
|  |  |  | 4.5 | [11 empty] | LBNL
|  |  |  | 2 | [11 empty] | LBNL
|  |  |  | 2.75 | [11 empty] | LBNL
|  |  |  | 2.83 | [11 empty] | LBNL
|  |  |  | 4.5 | [11 empty] | LBNL
|  |  |  | 4.67 | [11 empty] | LBNL
|  |  |  | 4.88 | [11 empty] | LBNL
|  |  |  | 3.83 | [11 empty] | LBNL
|  |  |  | 3.83 | [11 empty] | LBNL
|  |  |  | 1.9 | [11 empty] | LBNL
|  |  |  | 3.96 | [11 empty] | LBNL
|  |  |  | 4.75 | [11 empty] | LBNL
|  |  |  | 2.85 | [11 empty] | LBNL
|  |  |  | 2 | [11 empty] | LBNL
|  |  |  | 2.85 | [11 empty] | LBNL
|  |  |  | 3.83 | [11 empty] | LBNL
|  |  |  | 3.83 | [11 empty] | LBNL
|  |  |  | 2.75 | [11 empty] | LBNL
|  |  |  | 4.17 | [11 empty] | LBNL
|  |  |  | 4.5 | [11 empty] | LBNL
|  |  |  | 4.5 | [11 empty] | LBNL
|  |  |  | 4.75 | [11 empty] | LBNL
|  |  |  | 3.79 | [11 empty] | LBNL
|  |  |  | 3.96 | [11 empty] | LBNL
|  |  |  | 2.85 | [11 empty] | LBNL
|  |  |  | 2.67 | [11 empty] | LBNL
|  |  |  | 4.04 | [11 empty] | LBNL
|  |  |  | 3.54 | [11 empty] | LBNL
|  |  |  | 3.83 | [11 empty] | LBNL
|  |  |  | 2.75 | [11 empty] | LBNL
|  |  |  | 3 | [11 empty] | LBNL
|  |  |  | 3.71 | [11 empty] | LBNL
|  |  |  | 2.97 | [11 empty] | LBNL
|  |  |  | 3.92 | [11 empty] | LBNL
|  |  |  | 4 | [11 empty] | LBNL
|  |  |  | 2.8 | [11 empty] | LBNL
|  |  |  | 4.5 | [11 empty] | LBNL
|  |  |  | 2.8 | [11 empty] | LBNL
|  |  |  | 2.85 | [11 empty] | LBNL
|  |  |  | 3.92 | [11 empty] | LBNL
|  |  |  | 3.67 | [11 empty] | LBNL
|  |  |  | 4.04 | [11 empty] | LBNL
|  |  |  | 1.93 | [11 empty] | LBNL
|  |  |  | 2.85 | [11 empty] | LBNL
|  |  |  | 4.63 | [11 empty] | LBNL
|  |  |  | 3 | [11 empty] | LBNL
|  |  |  | 4.5 | [11 empty] | LBNL
|  |  |  | 4.04 | [11 empty] | LBNL
|  |  |  | 4.5 | [11 empty] | LBNL
|  |  |  | 2.42 | [11 empty] | LBNL
|  |  |  | 2.42 | [11 empty] | LBNL
|  |  |  | 3.33 | [11 empty] | LBNL
|  |  |  | 4.5 | [11 empty] | LBNL
|  |  |  | 3.92 | [11 empty] | LBNL
|  |  |  | 2.88 | [11 empty] | LBNL
|  |  |  | 3.79 | [11 empty] | LBNL
|  |  |  | 2.9 | [11 empty] | LBNL
|  |  |  | 3.96 | [11 empty] | LBNL
|  |  |  | 3.67 | [11 empty] | LBNL
|  |  |  | 3.96 | [11 empty] | LBNL
|  |  |  | 2 | [11 empty] | LBNL
|  |  |  | 3.79 | [11 empty] | LBNL
|  |  |  | 4.5 | [11 empty] | LBNL
|  |  |  | 3.79 | [11 empty] | LBNL
|  |  |  | 2.8 | [11 empty] | LBNL
|  |  |  | 3.75 | [11 empty] | LBNL
|  |  |  | 3.67 | [11 empty] | LBNL
|  |  |  | 3.96 | [11 empty] | LBNL
|  |  |  | 3 | [11 empty] | LBNL
|  |  |  | 3.67 | [11 empty] | LBNL
|  |  |  | 3.67 | [11 empty] | LBNL
|  |  |  | 3.58 | [11 empty] | LBNL
|  |  |  | 3 | [11 empty] | LBNL
|  |  |  | 3 | [11 empty] | LBNL
|  |  |  | 2.78 | [11 empty] | LBNL
|  |  |  | 2.85 | [11 empty] | LBNL
|  |  |  | 3.67 | [11 empty] | LBNL
|  |  |  | 4.63 | [11 empty] | LBNL
|  |  |  | 4.58 | [11 empty] | LBNL
|  |  |  | 3.79 | [11 empty] | LBNL
|  |  |  | 2.8 | [11 empty] | LBNL
|  |  |  | 2.8 | [11 empty] | LBNL
|  |  |  | 4.71 | [11 empty] | LBNL
|  |  |  | 3.79 | [11 empty] | LBNL
|  |  |  | 3 | [11 empty] | LBNL
|  |  |  | 4 | [11 empty] | LBNL
|  |  |  | 3.79 | [11 empty] | LBNL
|  |  |  | 3.75 | [11 empty] | LBNL
|  |  |  | 2.9 | [11 empty] | LBNL
|  |  |  | 3.79 | [11 empty] | LBNL
|  |  |  | 3.79 | [11 empty] | LBNL
|  |  |  | 4.5 | [11 empty] | LBNL
|  |  |  | 3.79 | [11 empty] | LBNL
|  |  |  | 4.42 | [11 empty] | LBNL
|  |  |  | 4.42 | [11 empty] | LBNL
|  |  |  | 2.97 | [11 empty] | LBNL
|  |  |  | 4 | [11 empty] | LBNL
|  |  |  | 2.9 | [11 empty] | LBNL
|  |  |  | 2.85 | [11 empty] | LBNL
|  |  |  | 3.92 | [11 empty] | LBNL
|  |  |  | 1.9 | [11 empty] | LBNL
|  |  |  | 4.54 | [11 empty] | LBNL
|  |  |  | 4.96 | [11 empty] | LBNL
|  |  |  | 4.38 | [11 empty] | LBNL
|  |  |  | 2.42 | [11 empty] | LBNL
|  |  |  | 2 | [11 empty] | LBNL
|  |  |  | 2.83 | [11 empty] | LBNL
|  |  |  | 2.95 | [11 empty] | LBNL
|  |  |  | 3.33 | [11 empty] | LBNL
|  |  |  | 3.08 | [11 empty] | LBNL
|  |  |  | 2.85 | [11 empty] | LBNL
|  |  |  | 2.9 | [11 empty] | LBNL
|  |  |  | 3.79 | [11 empty] | LBNL
|  |  |  | 3.79 | [11 empty] | LBNL
|  |  |  | 2.85 | [11 empty] | LBNL
|  |  |  | 3 | [11 empty] | LBNL
|  |  |  | 3.79 | [11 empty] | LBNL
|  |  |  | 2.75 | [11 empty] | LBNL
|  |  |  | 4 | [11 empty] | LBNL
|  |  |  | 3.38 | [11 empty] | LBNL
|  |  |  | 2.98 | [11 empty] | LBNL
|  |  |  | 4.38 | [11 empty] | LBNL
|  |  |  | 4.5 | [11 empty] | LBNL
|  |  |  | 3.67 | [11 empty] | LBNL
|  |  |  | 4.71 | [11 empty] | LBNL
|  |  |  | 2.75 | [11 empty] | LBNL
|  |  |  | 2.83 | [11 empty] | LBNL
|  |  |  | 4 | [11 empty] | LBNL
|  |  |  | 4.42 | [11 empty] | LBNL
|  |  |  | 2.72 | [11 empty] | LBNL
|  |  |  | 4.5 | [11 empty] | LBNL
|  |  |  | 4.5 | [11 empty] | LBNL
|  |  |  | 2.73 | [11 empty] | LBNL
|  |  |  | 2 | [11 empty] | LBNL
|  |  |  | 4.5 | [11 empty] | LBNL
|  |  |  | 3.33 | [11 empty] | LBNL
|  |  |  | 2.93 | [11 empty] | LBNL
|  |  |  | 4.92 | [11 empty] | LBNL
|  |  |  | 2.85 | [11 empty] | LBNL
|  |  |  | 2.8 | [11 empty] | LBNL
|  |  |  | 4.5 | [11 empty] | LBNL
|  |  |  | 3.29 | [11 empty] | LBNL
|  |  |  | 2.87 | [11 empty] | LBNL
|  |  |  | 3.79 | [11 empty] | LBNL
|  |  |  | 3.96 | [11 empty] | LBNL
|  |  |  | 3.67 | [11 empty] | LBNL
|  |  |  | 4.71 | [11 empty] | LBNL
|  |  |  | 4.5 | [11 empty] | LBNL
|  |  |  | 3 | [11 empty] | LBNL
|  |  |  | 2.8 | [11 empty] | LBNL
|  |  |  | 3.88 | [11 empty] | LBNL
|  |  |  | 2.68 | [11 empty] | LBNL
|  |  |  | 2.85 | [11 empty] | LBNL
|  |  |  | 2.9 | [11 empty] | LBNL
|  |  |  | 3.33 | [11 empty] | LBNL
|  |  |  | 4.04 | [11 empty] | LBNL
|  |  |  | 3.88 | [11 empty] | LBNL
|  |  |  | 2.87 | [11 empty] | LBNL
|  |  |  | 2.8 | [11 empty] | LBNL
|  |  |  | 4 | [11 empty] | LBNL
|  |  |  | 2.67 | [11 empty] | LBNL
|  |  |  | 3.92 | [11 empty] | LBNL
|  |  |  | 2.85 | [11 empty] | LBNL
|  |  |  | 3.33 | [11 empty] | LBNL
|  |  |  | 2.85 | [11 empty] | LBNL
|  |  |  | 2.83 | [11 empty] | LBNL
|  |  |  | 2.93 | [11 empty] | LBNL
|  |  |  | 4.08 | [11 empty] | LBNL
|  |  |  | 2.85 | [11 empty] | LBNL
|  |  |  | 2.72 | [11 empty] | LBNL
|  |  |  | 2.85 | [11 empty] | LBNL
|  |  |  | 3.79 | [11 empty] | LBNL
|  |  |  | 3.33 | [11 empty] | LBNL
|  |  |  | 4.5 | [11 empty] | LBNL
|  |  |  | 2.88 | [11 empty] | LBNL
|  |  |  | 3.25 | [11 empty] | LBNL
|  |  |  | 3.79 | [11 empty] | LBNL
|  |  |  | 2.85 | [11 empty] | LBNL
|  |  |  | 3.67 | [11 empty] | LBNL
|  |  |  | 2.88 | [11 empty] | LBNL
|  |  |  | 2.75 | [11 empty] | LBNL
|  |  |  | 3.79 | [11 empty] | LBNL
|  |  |  | 2.75 | [11 empty] | LBNL
|  |  |  | 2.98 | [11 empty] | LBNL
|  |  |  | 3.5 | [11 empty] | LBNL
|  |  |  | 3.88 | [11 empty] | LBNL
|  |  |  | 4.38 | [11 empty] | LBNL
|  |  |  | 4.46 | [11 empty] | LBNL
|  |  |  | 2.85 | [11 empty] | LBNL
|  |  |  | 4.5 | [11 empty] | LBNL
|  |  |  | 2.75 | [11 empty] | LBNL
|  |  |  | 4.5 | [11 empty] | LBNL
|  |  |  | 4.92 | [11 empty] | LBNL
|  |  |  | 2 | [11 empty] | LBNL
|  |  |  | 4.92 | [11 empty] | LBNL
|  |  |  | 4.5 | [11 empty] | LBNL
|  |  |  | 2.95 | [11 empty] | LBNL
|  |  |  | 2.78 | [11 empty] | LBNL
|  |  |  | 4.04 | [11 empty] | LBNL
|  |  |  | 2.85 | [11 empty] | LBNL
|  |  |  | 3 | [11 empty] | LBNL
|  |  |  | 3 | [11 empty] | LBNL
|  |  |  | 3.88 | [11 empty] | LBNL
|  |  |  | 4.71 | [11 empty] | LBNL
|  |  |  | 3.38 | [11 empty] | LBNL
|  |  |  | 3.92 | [11 empty] | LBNL
|  |  |  | 2.75 | [11 empty] | LBNL
|  |  |  | 4.71 | [11 empty] | LBNL
|  |  |  | 2.92 | [11 empty] | LBNL
|  |  |  | 4.5 | [11 empty] | LBNL
|  |  |  | 4.04 | [11 empty] | LBNL
|  |  |  | 2.92 | [11 empty] | LBNL
|  |  |  | 2.28 | [11 empty] | LBNL
|  |  |  | 3.88 | [11 empty] | LBNL
|  |  |  | 2.8 | [11 empty] | LBNL
|  |  |  | 3.96 | [11 empty] | LBNL
|  |  |  | 3.96 | [11 empty] | LBNL
|  |  |  | 3.79 | [11 empty] | LBNL
|  |  |  | 4.83 | [11 empty] | LBNL
|  |  |  | 3.79 | [11 empty] | LBNL
|  |  |  | 4.71 | [11 empty] | LBNL
|  |  |  | 1.9 | [11 empty] | LBNL
|  |  |  | 2.38 | [11 empty] | LBNL
|  |  |  | 3 | [11 empty] | LBNL
|  |  |  | 1.88 | [11 empty] | LBNL
|  |  |  | 2.7 | [11 empty] | LBNL
|  |  |  | 1.92 | [11 empty] | LBNL
|  |  |  | 3.67 | [11 empty] | LBNL
|  |  |  | 2.37 | [11 empty] | LBNL
|  |  |  | 2.88 | [11 empty] | LBNL
|  |  |  | 4.42 | [11 empty] | LBNL
|  |  |  | 2.97 | [11 empty] | LBNL
|  |  |  | 2.85 | [11 empty] | LBNL
|  |  |  | 3.79 | [11 empty] | LBNL
|  |  |  | 4.79 | [11 empty] | LBNL
|  |  |  | 3 | [11 empty] | LBNL
|  |  |  | 3.63 | [11 empty] | LBNL
|  |  |  | 4.5 | [11 empty] | LBNL
|  |  |  | 4.5 | [11 empty] | LBNL
|  |  |  | 4.38 | [11 empty] | LBNL
|  |  |  | 3.25 | [11 empty] | LBNL
|  |  |  | 2.85 | [11 empty] | LBNL
|  |  |  | 4.58 | [11 empty] | LBNL
|  |  |  | 4.04 | [11 empty] | LBNL
|  |  |  | 3.67 | [11 empty] | LBNL
|  |  |  | 3 | [11 empty] | LBNL
|  |  |  | 2.92 | [11 empty] | LBNL
|  |  |  | 4 | [11 empty] | LBNL
|  |  |  | 2.85 | [11 empty] | LBNL
|  |  |  | 3 | [11 empty] | LBNL
|  |  |  | 2.95 | [11 empty] | LBNL
|  |  |  | 2.85 | [11 empty] | LBNL
|  |  |  | 1.98 | [11 empty] | LBNL
|  |  |  | 2.93 | [11 empty] | LBNL
|  |  |  | 2.85 | [11 empty] | LBNL
|  |  |  | 3.92 | [11 empty] | LBNL
|  |  |  | 4 | [11 empty] | LBNL
|  |  |  | 3.25 | [11 empty] | LBNL
|  |  |  | 1.93 | [11 empty] | LBNL
|  |  |  | 3.5 | [11 empty] | LBNL
|  |  |  | 2 | [11 empty] | LBNL
|  |  |  | 3 | [11 empty] | LBNL
|  |  |  | 2.75 | [11 empty] | LBNL
|  |  |  | 4.79 | [11 empty] | LBNL
|  |  |  | 2 | [11 empty] | LBNL
|  |  |  | 4.67 | [11 empty] | LBNL
|  |  |  | 3.92 | [11 empty] | LBNL
|  |  |  | 3.92 | [11 empty] | LBNL
|  |  |  | 4.5 | [11 empty] | LBNL
|  |  |  | 4.04 | [11 empty] | LBNL
|  |  |  | 2.85 | [11 empty] | LBNL
|  |  |  | 4.54 | [11 empty] | LBNL
|  |  |  | 2 | [11 empty] | LBNL
|  |  |  | 3.92 | [11 empty] | LBNL
|  |  |  | 2 | [11 empty] | LBNL
|  |  |  | 4.63 | [11 empty] | LBNL
|  |  |  | 3.92 | [11 empty] | LBNL
|  |  |  | 4 | [11 empty] | LBNL
|  |  |  | 2 | [11 empty] | LBNL
|  |  |  | 4.04 | [11 empty] | LBNL
|  |  |  | 3.67 | [11 empty] | LBNL
|  |  |  | 2.85 | [11 empty] | LBNL
|  |  |  | 2 | [11 empty] | LBNL
|  |  |  | 3.79 | [11 empty] | LBNL
|  |  |  | 4.04 | [11 empty] | LBNL
|  |  |  | 3.92 | [11 empty] | LBNL
|  |  |  | 4.5 | [11 empty] | LBNL
|  |  |  | 3.92 | [11 empty] | LBNL
|  |  |  | 3.02 | [11 empty] | LBNL
|  |  |  | 3.38 | [11 empty] | LBNL
|  |  |  | 3.83 | [11 empty] | LBNL
|  |  |  | 2 | [11 empty] | LBNL
|  |  |  | 4.04 | [11 empty] | LBNL
|  |  |  | 4 | [11 empty] | LBNL
|  |  |  | 4.71 | [11 empty] | LBNL
|  |  |  | 3.79 | [11 empty] | LBNL
|  |  |  | 4.75 | [11 empty] | LBNL
|  |  |  | 3.75 | [11 empty] | LBNL
|  |  |  | 3.92 | [11 empty] | LBNL
|  |  |  | 3.75 | [11 empty] | LBNL
|  |  |  | 4.58 | [11 empty] | LBNL
|  |  |  | 1.9 | [11 empty] | LBNL
|  |  |  | 3.79 | [11 empty] | LBNL
|  |  |  | 3.96 | [11 empty] | LBNL
|  |  |  | 4.75 | [11 empty] | LBNL
|  |  |  | 2.67 | [11 empty] | LBNL
|  |  |  | 1.95 | [11 empty] | LBNL
|  |  |  | 4 | [11 empty] | LBNL
|  |  |  | 2.88 | [11 empty] | LBNL
|  |  |  | 4.75 | [11 empty] | LBNL
|  |  |  | 4.5 | [11 empty] | LBNL
|  |  |  | 2.83 | [11 empty] | LBNL
|  |  |  | 2.93 | [11 empty] | LBNL
|  |  |  | 1.82 | [11 empty] | LBNL
|  |  |  | 2.75 | [11 empty] | LBNL
|  |  |  | 3.79 | [11 empty] | LBNL
|  |  |  | 3.5 | [11 empty] | LBNL
|  |  |  | 3.88 | [11 empty] | LBNL
|  |  |  | 2.83 | [11 empty] | LBNL
|  |  |  | 3.79 | [11 empty] | LBNL
|  |  |  | 4 | [11 empty] | LBNL
|  |  |  | 2.83 | [11 empty] | LBNL
|  |  |  | 2.63 | [11 empty] | LBNL
|  |  |  | 4.58 | [11 empty] | LBNL
|  |  |  | 4.42 | [11 empty] | LBNL
|  |  |  | 3.02 | [11 empty] | LBNL
|  |  |  | 3 | [11 empty] | LBNL
|  |  |  | 3.92 | [11 empty] | LBNL
|  |  |  | 4.75 | [11 empty] | LBNL
|  |  |  | 4 | [11 empty] | LBNL
|  |  |  | 4.71 | [11 empty] | LBNL
|  |  |  | 4.88 | [11 empty] | LBNL
|  |  |  | 3 | [11 empty] | LBNL
|  |  |  | 2 | [11 empty] | LBNL
|  |  |  | 4.5 | [11 empty] | LBNL
|  |  |  | 3.75 | [11 empty] | LBNL
|  |  |  | 2.37 | [11 empty] | LBNL
|  |  |  | 4.67 | [11 empty] | LBNL
|  |  |  | 3 | [11 empty] | LBNL
|  |  |  | 4.75 | [11 empty] | LBNL
|  |  |  | 3 | [11 empty] | LBNL
|  |  |  | 2.85 | [11 empty] | LBNL
|  |  |  | 3.96 | [11 empty] | LBNL
|  |  |  | 3.92 | [11 empty] | LBNL
|  |  |  | 4.5 | [11 empty] | LBNL
|  |  |  | 3.25 | [11 empty] | LBNL
|  |  |  | 2.78 | [11 empty] | LBNL
|  |  |  | 1.9 | [11 empty] | LBNL
|  |  |  | 2.77 | [11 empty] | LBNL
|  |  |  | 4.88 | [11 empty] | LBNL
|  |  |  | 3.96 | [11 empty] | LBNL
|  |  |  | 4 | [11 empty] | LBNL
|  |  |  | 3 | [11 empty] | LBNL
|  |  |  | 3.75 | [11 empty] | LBNL
|  |  |  | 3.96 | [11 empty] | LBNL
|  |  |  | 2 | [11 empty] | LBNL
|  |  |  | 2.92 | [11 empty] | LBNL
|  |  |  | 3.79 | [11 empty] | LBNL
|  |  |  | 3.96 | [11 empty] | LBNL
|  |  |  | 2.68 | [11 empty] | LBNL
|  |  |  | 4.5 | [11 empty] | LBNL
|  |  |  | 4.04 | [11 empty] | LBNL
|  |  |  | 3.92 | [11 empty] | LBNL
|  |  |  | 4.04 | [11 empty] | LBNL
|  |  |  | 4.38 | [11 empty] | LBNL
|  |  |  | 2 | [11 empty] | LBNL
|  |  |  | 3 | [11 empty] | LBNL
|  |  |  | 3.96 | [11 empty] | LBNL
|  |  |  | 2.83 | [11 empty] | LBNL
|  |  |  | 2 | [11 empty] | LBNL
|  |  |  | 1.98 | [11 empty] | LBNL
|  |  |  | 3.33 | [11 empty] | LBNL
|  |  |  | 2.85 | [11 empty] | LBNL
|  |  |  | 3.92 | [11 empty] | LBNL
|  |  |  | 4.71 | [11 empty] | LBNL
|  |  |  | 4.04 | [11 empty] | LBNL
|  |  |  | 3.92 | [11 empty] | LBNL
|  |  |  | 3.88 | [11 empty] | LBNL
|  |  |  | 4 | [11 empty] | LBNL
|  |  |  | 1.93 | [11 empty] | LBNL
|  |  |  | 4.04 | [11 empty] | LBNL
|  |  |  | 4.63 | [11 empty] | LBNL
|  |  |  | 3.92 | [11 empty] | LBNL
|  |  |  | 3.83 | [11 empty] | LBNL
|  |  |  | 2.9 | [11 empty] | LBNL
|  |  |  | 4.04 | [11 empty] | LBNL
|  |  |  | 3.17 | [11 empty] | LBNL
|  |  |  | 3.17 | [11 empty] | LBNL
|  |  |  | 4.04 | [11 empty] | LBNL
|  |  |  | 4 | [11 empty] | LBNL
|  |  |  | 4.08 | [11 empty] | LBNL
|  |  |  | 3.79 | [11 empty] | LBNL
|  |  |  | 2.88 | [11 empty] | LBNL
|  |  |  | 4.5 | [11 empty] | LBNL
|  |  |  | 4.71 | [11 empty] | LBNL
|  |  |  | 4.58 | [11 empty] | LBNL
|  |  |  | 4 | [11 empty] | LBNL
|  |  |  | 1.95 | [11 empty] | LBNL
|  |  |  | 2.88 | [11 empty] | LBNL
|  |  |  | 3.79 | [11 empty] | LBNL
|  |  |  | 1.88 | [11 empty] | LBNL
|  |  |  | 4.08 | [11 empty] | LBNL
|  |  |  | 4.63 | [11 empty] | LBNL
|  |  |  | 3.79 | [11 empty] | LBNL
|  |  |  | 2.8 | [11 empty] | LBNL
|  |  |  | 2.93 | [11 empty] | LBNL
|  |  |  | 2.88 | [11 empty] | LBNL
|  |  |  | 2.97 | [11 empty] | LBNL
|  |  |  | 2.4 | [11 empty] | LBNL
|  |  |  | 2.9 | [11 empty] | LBNL
|  |  |  | 2.83 | [11 empty] | LBNL
|  |  |  | 2.85 | [11 empty] | LBNL
|  |  |  | 4.75 | [11 empty] | LBNL
|  |  |  | 3.79 | [11 empty] | LBNL
|  |  |  | 2.85 | [11 empty] | LBNL
|  |  |  | 2.77 | [11 empty] | LBNL
|  |  |  | 3.75 | [11 empty] | LBNL
|  |  |  | 3.92 | [11 empty] | LBNL
|  |  |  | 3.58 | [11 empty] | LBNL
|  |  |  | 3.05 | [11 empty] | LBNL
|  |  |  | 4.5 | [11 empty] | LBNL
|  |  |  | 2 | [11 empty] | LBNL
|  |  |  | 3.92 | [11 empty] | LBNL
|  |  |  | 4 | [11 empty] | LBNL
|  |  |  | 3.96 | [11 empty] | LBNL
|  |  |  | 4.83 | [11 empty] | LBNL
|  |  |  | 2 | [11 empty] | LBNL
|  |  |  | 4.79 | [11 empty] | LBNL
|  |  |  | 3.83 | [11 empty] | LBNL
|  |  |  | 3.92 | [11 empty] | LBNL
|  |  |  | 4 | [11 empty] | LBNL
|  |  |  | 3.92 | [11 empty] | LBNL
|  |  |  | 3 | [11 empty] | LBNL
|  |  |  | 1.9 | [11 empty] | LBNL
|  |  |  | 3 | [11 empty] | LBNL
|  |  |  | 2.88 | [11 empty] | LBNL
|  |  |  | 4 | [11 empty] | LBNL
|  |  |  | 3 | [11 empty] | LBNL
|  |  |  | 4 | [11 empty] | LBNL
|  |  |  | 4.42 | [11 empty] | LBNL
|  |  |  | 4.67 | [11 empty] | LBNL
|  |  |  | 3.79 | [11 empty] | LBNL
|  |  |  | 3.58 | [11 empty] | LBNL
|  |  |  | 1.97 | [11 empty] | LBNL
|  |  |  | 2.83 | [11 empty] | LBNL
|  |  |  | 4.04 | [11 empty] | LBNL
|  |  |  | 4.83 | [11 empty] | LBNL
|  |  |  | 4.04 | [11 empty] | LBNL
|  |  |  | 4.04 | [11 empty] | LBNL
|  |  |  | 2 | [11 empty] | LBNL
|  |  |  | 2.9 | [11 empty] | LBNL
|  |  |  | 2 | [11 empty] | LBNL
|  |  |  | 2.75 | [11 empty] | LBNL
|  |  |  | 3 | [11 empty] | LBNL
|  |  |  | 3 | [11 empty] | LBNL
|  |  |  | 2.88 | [11 empty] | LBNL
|  |  |  | 4.58 | [11 empty] | LBNL
|  |  |  | 2 | [11 empty] | LBNL
|  |  |  | 4 | [11 empty] | LBNL
|  |  |  | 3.83 | [11 empty] | LBNL
|  |  |  | 4.5 | [11 empty] | LBNL
|  |  |  | 2 | [11 empty] | LBNL
|  |  |  | 3.92 | [11 empty] | LBNL
|  |  |  | 4.5 | [11 empty] | LBNL
|  |  |  | 4.5 | [11 empty] | LBNL
|  |  |  | 3.92 | [11 empty] | LBNL
|  |  |  | 2.83 | [11 empty] | LBNL
|  |  |  | 4.5 | [11 empty] | LBNL
|  |  |  | 4.08 | [11 empty] | LBNL
|  |  |  | 4 | [11 empty] | LBNL
|  |  |  | 3.88 | [11 empty] | LBNL
|  |  |  | 2.98 | [11 empty] | LBNL
|  |  |  | 3.38 | [11 empty] | LBNL
|  |  |  | 3 | [11 empty] | LBNL
|  |  |  | 4.54 | [11 empty] | LBNL
|  |  |  | 3.79 | [11 empty] | LBNL
|  |  |  | 3.92 | [11 empty] | LBNL
|  |  |  | 4.63 | [11 empty] | LBNL
|  |  |  | 3.92 | [11 empty] | LBNL
|  |  |  | 2.97 | [11 empty] | LBNL
|  |  |  | 3.92 | [11 empty] | LBNL
|  |  |  | 2.78 | [11 empty] | LBNL
|  |  |  | 4.54 | [11 empty] | LBNL
|  |  |  | 3.96 | [11 empty] | LBNL
|  |  |  | 1.82 | [11 empty] | LBNL
|  |  |  | 4.63 | [11 empty] | LBNL
|  |  |  | 1.98 | [11 empty] | LBNL
|  |  |  | 3.96 | [11 empty] | LBNL
|  |  |  | 4.71 | [11 empty] | LBNL
|  |  |  | 2.6 | [11 empty] | LBNL
|  |  |  | 2 | [11 empty] | LBNL
|  |  |  | 2.9 | [11 empty] | LBNL
|  |  |  | 4.58 | [11 empty] | LBNL
|  |  |  | 3.92 | [11 empty] | LBNL
|  |  |  | 3.83 | [11 empty] | LBNL
|  |  |  | 4.83 | [11 empty] | LBNL
|  |  |  | 2.38 | [11 empty] | LBNL
|  |  |  | 2.85 | [11 empty] | LBNL
|  |  |  | 2.73 | [11 empty] | LBNL
|  |  |  | 4.71 | [11 empty] | LBNL
|  |  |  | 3.83 | [11 empty] | LBNL
|  |  |  | 3 | [11 empty] | LBNL
|  |  |  | 2.88 | [11 empty] | LBNL
|  |  |  | 3 | [11 empty] | LBNL
|  |  |  | 2.8 | [11 empty] | LBNL
|  |  |  | 3.75 | [11 empty] | LBNL
|  |  |  | 4.79 | [11 empty] | LBNL
|  |  |  | 2.75 | [11 empty] | LBNL
|  |  |  | 2.3 | [11 empty] | LBNL
|  |  |  | 3.92 | [11 empty] | LBNL
|  |  |  | 3.33 | [11 empty] | LBNL
|  |  |  | 4.5 | [11 empty] | LBNL
|  |  |  | 3.83 | [11 empty] | LBNL
|  |  |  | 4.75 | [11 empty] | LBNL
|  |  |  | 2.85 | [11 empty] | LBNL
|  |  |  | 2.73 | [11 empty] | LBNL
|  |  |  | 2.33 | [11 empty] | LBNL
|  |  |  | 4.5 | [11 empty] | LBNL
|  |  |  | 3.33 | [11 empty] | LBNL
|  |  |  | 4.63 | [11 empty] | LBNL
|  |  |  | 2.85 | [11 empty] | LBNL
|  |  |  | 3.96 | [11 empty] | LBNL
|  |  |  | 1.9 | [11 empty] | LBNL
|  |  |  | 3.79 | [11 empty] | LBNL
|  |  |  | 2.37 | [11 empty] | LBNL
|  |  |  | 3.96 | [11 empty] | LBNL
|  |  |  | 2.83 | [11 empty] | LBNL
|  |  |  | 4.42 | [11 empty] | LBNL
|  |  |  | 3.71 | [11 empty] | LBNL
|  |  |  | 3 | [11 empty] | LBNL
|  |  |  | 3.79 | [11 empty] | LBNL
|  |  |  | 3 | [11 empty] | LBNL
|  |  |  | 2.85 | [11 empty] | LBNL
|  |  |  | 3 | [11 empty] | LBNL
|  |  |  | 3.96 | [11 empty] | LBNL
|  |  |  | 4.75 | [11 empty] | LBNL
|  |  |  | 4.71 | [11 empty] | LBNL
|  |  |  | 2.83 | [11 empty] | LBNL
|  |  |  | 3.88 | [11 empty] | LBNL
|  |  |  | 3.75 | [11 empty] | LBNL
|  |  |  | 3.96 | [11 empty] | LBNL
|  |  |  | 2.37 | [11 empty] | LBNL
|  |  |  | 4.42 | [11 empty] | LBNL
|  |  |  | 3 | [11 empty] | LBNL
|  |  |  | 3.75 | [11 empty] | LBNL
|  |  |  | 3.79 | [11 empty] | LBNL
|  |  |  | 2.88 | [11 empty] | LBNL
|  |  |  | 3.79 | [11 empty] | LBNL
|  |  |  | 2 | [11 empty] | LBNL
|  |  |  | 3.92 | [11 empty] | LBNL
|  |  |  | 2.92 | [11 empty] | LBNL
|  |  |  | 1.5 | [11 empty] | LBNL
|  |  |  | 3.83 | [11 empty] | LBNL
|  |  |  | 4.63 | [11 empty] | LBNL
|  |  |  | 2 | [11 empty] | LBNL
|  |  |  | 2.88 | [11 empty] | LBNL
|  |  |  | 3.79 | [11 empty] | LBNL
|  |  |  | 4.54 | [11 empty] | LBNL
|  |  |  | 4.67 | [11 empty] | LBNL
|  |  |  | 4.58 | [11 empty] | LBNL
|  |  |  | 4.75 | [11 empty] | LBNL
|  |  |  | 3.92 | [11 empty] | LBNL
|  |  |  | 3.96 | [11 empty] | LBNL
|  |  |  | 2 | [11 empty] | LBNL
|  |  |  | 3 | [11 empty] | LBNL
|  |  |  | 2 | [11 empty] | LBNL
|  |  |  | 3.79 | [11 empty] | LBNL
|  |  |  | 4.54 | [11 empty] | LBNL
|  |  |  | 3.58 | [11 empty] | LBNL
|  |  |  | 3 | [11 empty] | LBNL
|  |  |  | 2.88 | [11 empty] | LBNL
|  |  |  | 3 | [11 empty] | LBNL
|  |  |  | 4.5 | [11 empty] | LBNL
|  |  |  | 3.75 | [11 empty] | LBNL
|  |  |  | 2 | [11 empty] | LBNL
|  |  |  | 4.42 | [11 empty] | LBNL
|  |  |  | 3.92 | [11 empty] | LBNL
|  |  |  | 3.79 | [11 empty] | LBNL
|  |  |  | 3.92 | [11 empty] | LBNL
|  |  |  | 2.4 | [11 empty] | LBNL
|  |  |  | 3.96 | [11 empty] | LBNL
|  |  |  | 3.96 | [11 empty] | LBNL
|  |  |  | 2 | [11 empty] | LBNL
|  |  |  | 2.98 | [11 empty] | LBNL
|  |  |  | 3.08 | [11 empty] | LBNL
|  |  |  | 4.71 | [11 empty] | LBNL
|  |  |  | 2.85 | [11 empty] | LBNL
|  |  |  | 3.96 | [11 empty] | LBNL
|  |  |  | 2.72 | [11 empty] | LBNL
|  |  |  | 2.85 | [11 empty] | LBNL
|  |  |  | 3.92 | [11 empty] | LBNL
|  |  |  | 3.79 | [11 empty] | LBNL
|  |  |  | 2.43 | [11 empty] | LBNL
|  |  |  | 4.92 | [11 empty] | LBNL
|  |  |  | 4.63 | [11 empty] | LBNL
|  |  |  | 2.73 | [11 empty] | LBNL
|  |  |  | 4.04 | [11 empty] | LBNL
|  |  |  | 2.92 | [11 empty] | LBNL
|  |  |  | 3.92 | [11 empty] | LBNL
|  |  |  | 3.79 | [11 empty] | LBNL
|  |  |  | 2 | [11 empty] | LBNL
|  |  |  | 2.85 | [11 empty] | LBNL
|  |  |  | 2 | [11 empty] | LBNL
|  |  |  | 3.83 | [11 empty] | LBNL
|  |  |  | 2.38 | [11 empty] | LBNL
|  |  |  | 4.54 | [11 empty] | LBNL
|  |  |  | 3.88 | [11 empty] | LBNL
|  |  |  | 4.04 | [11 empty] | LBNL
|  |  |  | 3.96 | [11 empty] | LBNL
|  |  |  | 4.79 | [11 empty] | LBNL
|  |  |  | 2 | [11 empty] | LBNL
|  |  |  | 2.85 | [11 empty] | LBNL
|  |  |  | 2.93 | [11 empty] | LBNL
|  |  |  | 3.83 | [11 empty] | LBNL
|  |  |  | 4.75 | [11 empty] | LBNL
|  |  |  | 4.88 | [11 empty] | LBNL
|  |  |  | 2.75 | [11 empty] | LBNL
|  |  |  | 4.75 | [11 empty] | LBNL
|  |  |  | 4.67 | [11 empty] | LBNL
|  |  |  | 3.92 | [11 empty] | LBNL
|  |  |  | 2.83 | [11 empty] | LBNL
|  |  |  | 3.83 | [11 empty] | LBNL
|  |  |  | 3.79 | [11 empty] | LBNL
|  |  |  | 3.79 | [11 empty] | LBNL
|  |  |  | 3.88 | [11 empty] | LBNL
|  |  |  | 3.79 | [11 empty] | LBNL
|  |  |  | 2.92 | [11 empty] | LBNL
|  |  |  | 4.38 | [11 empty] | LBNL
|  |  |  | 2.83 | [11 empty] | LBNL
|  |  |  | 3.88 | [11 empty] | LBNL
|  |  |  | 3 | [11 empty] | LBNL
|  |  |  | 2.87 | [11 empty] | LBNL
|  |  |  | 4.63 | [11 empty] | LBNL
|  |  |  | 1.95 | [11 empty] | LBNL
|  |  |  | 3.58 | [11 empty] | LBNL
|  |  |  | 3.79 | [11 empty] | LBNL
|  |  |  | 2.4 | [11 empty] | LBNL
|  |  |  | 2.88 | [11 empty] | LBNL
|  |  |  | 2.85 | [11 empty] | LBNL
|  |  |  | 1.97 | [11 empty] | LBNL
|  |  |  | 2.73 | [11 empty] | LBNL
|  |  |  | 3.46 | [11 empty] | LBNL
|  |  |  | 1.5 | [11 empty] | LBNL
|  |  |  | 2.85 | [11 empty] | LBNL
|  |  |  | 3.79 | [11 empty] | LBNL
|  |  |  | 2 | [11 empty] | LBNL
|  |  |  | 2.93 | [11 empty] | LBNL
|  |  |  | 3.92 | [11 empty] | LBNL
|  |  |  | 3.96 | [11 empty] | LBNL
|  |  |  | 3.02 | [11 empty] | LBNL
|  |  |  | 2 | [11 empty] | LBNL
|  |  |  | 3.92 | [11 empty] | LBNL
|  |  |  | 2.85 | [11 empty] | LBNL
|  |  |  | 2.7 | [11 empty] | LBNL
|  |  |  | 2.78 | [11 empty] | LBNL
|  |  |  | 3.79 | [11 empty] | LBNL
|  |  |  | 2.85 | [11 empty] | LBNL
|  |  |  | 2 | [11 empty] | LBNL
|  |  |  | 3 | [11 empty] | LBNL
|  |  |  | 4 | [11 empty] | LBNL
|  |  |  | 2.85 | [11 empty] | LBNL
|  |  |  | 3 | [11 empty] | LBNL
|  |  |  | 4.54 | [11 empty] | LBNL
|  |  |  | 2.9 | [11 empty] | LBNL
|  |  |  | 3.92 | [11 empty] | LBNL
|  |  |  | 2.9 | [11 empty] | LBNL
|  |  |  | 2.42 | [11 empty] | LBNL
|  |  |  | 3.83 | [11 empty] | LBNL
|  |  |  | 2.85 | [11 empty] | LBNL
|  |  |  | 4.71 | [11 empty] | LBNL
|  |  |  | 4.79 | [11 empty] | LBNL
|  |  |  | 3.79 | [11 empty] | LBNL
|  |  |  | 2.83 | [11 empty] | LBNL
|  |  |  | 4.58 | [11 empty] | LBNL
|  |  |  | 2.85 | [11 empty] | LBNL
|  |  |  | 2.83 | [11 empty] | LBNL
|  |  |  | 4 | [11 empty] | LBNL
|  |  |  | 4.04 | [11 empty] | LBNL
|  |  |  | 2 | [11 empty] | LBNL
|  |  |  | 4.25 | [11 empty] | LBNL
|  |  |  | 2.72 | [11 empty] | LBNL
|  |  |  | 2 | [11 empty] | LBNL
|  |  |  | 4.54 | [11 empty] | LBNL
|  |  |  | 4.71 | [11 empty] | LBNL
|  |  |  | 1.9 | [11 empty] | LBNL
|  |  |  | 3 | [11 empty] | LBNL
|  |  |  | 3.42 | [11 empty] | LBNL
|  |  |  | 3 | [11 empty] | LBNL
|  |  |  | 2.42 | [11 empty] | LBNL
|  |  |  | 3.79 | [11 empty] | LBNL
|  |  |  | 3.42 | [11 empty] | LBNL
|  |  |  | 2.85 | [11 empty] | LBNL
|  |  |  | 2.85 | [11 empty] | LBNL
|  |  |  | 2.85 | [11 empty] | LBNL
|  |  |  | 3.67 | [11 empty] | LBNL
|  |  |  | 4.75 | [11 empty] | LBNL
|  |  |  | 3.83 | [11 empty] | LBNL
|  |  |  | 3.83 | [11 empty] | LBNL
|  |  |  | 2.95 | [11 empty] | LBNL
|  |  |  | 3.58 | [11 empty] | LBNL
|  |  |  | 2.32 | [11 empty] | LBNL
|  |  |  | 3.38 | [11 empty] | LBNL
|  |  |  | 2.38 | [11 empty] | LBNL
|  |  |  | 4 | [11 empty] | LBNL
|  |  |  | 4.04 | [11 empty] | LBNL
|  |  |  | 2.08 | [11 empty] | LBNL
|  |  |  | 3.79 | [11 empty] | LBNL
|  |  |  | 2.8 | [11 empty] | LBNL
|  |  |  | 3.79 | [11 empty] | LBNL
|  |  |  | 2.83 | [11 empty] | LBNL
|  |  |  | 3.96 | [11 empty] | LBNL
|  |  |  | 4.83 | [11 empty] | LBNL
|  |  |  | 3.92 | [11 empty] | LBNL
|  |  |  | 3.46 | [11 empty] | LBNL
|  |  |  | 4.5 | [11 empty] | LBNL
|  |  |  | 3.29 | [11 empty] | LBNL
|  |  |  | 4.58 | [11 empty] | LBNL
|  |  |  | 3 | [11 empty] | LBNL
|  |  |  | 3.96 | [11 empty] | LBNL
|  |  |  | 1.97 | [11 empty] | LBNL
|  |  |  | 4.71 | [11 empty] | LBNL
|  |  |  | 3.58 | [11 empty] | LBNL
|  |  |  | 1.97 | [11 empty] | LBNL
|  |  |  | 4.92 | [11 empty] | LBNL
|  |  |  | 2.83 | [11 empty] | LBNL
|  |  |  | 1.92 | [11 empty] | LBNL
|  |  |  | 4.42 | [11 empty] | LBNL
|  |  |  | 3.79 | [11 empty] | LBNL
|  |  |  | 2.32 | [11 empty] | LBNL
|  |  |  | 3.79 | [11 empty] | LBNL
|  |  |  | 1.93 | [11 empty] | LBNL
|  |  |  | 3 | [11 empty] | LBNL
|  |  |  | 2.98 | [11 empty] | LBNL
|  |  |  | 3.92 | [11 empty] | LBNL
|  |  |  | 4.58 | [11 empty] | LBNL
|  |  |  | 2.83 | [11 empty] | LBNL
|  |  |  | 2.92 | [11 empty] | LBNL
|  |  |  | 2.88 | [11 empty] | LBNL
|  |  |  | 2.88 | [11 empty] | LBNL
|  |  |  | 4 | [11 empty] | LBNL
|  |  |  | 4 | [11 empty] | LBNL
|  |  |  | 3.92 | [11 empty] | LBNL
|  |  |  | 2 | [11 empty] | LBNL
|  |  |  | 4.42 | [11 empty] | LBNL
|  |  |  | 3.58 | [11 empty] | LBNL
|  |  |  | 3.88 | [11 empty] | LBNL
|  |  |  | 3.71 | [11 empty] | LBNL
|  |  |  | 4 | [11 empty] | LBNL
|  |  |  | 3.92 | [11 empty] | LBNL
|  |  |  | 2.83 | [11 empty] | LBNL
|  |  |  | 4.42 | [11 empty] | LBNL
|  |  |  | 4.5 | [11 empty] | LBNL
|  |  |  | 4.38 | [11 empty] | LBNL
|  |  |  | 1.97 | [11 empty] | LBNL
|  |  |  | 1.95 | [11 empty] | LBNL
|  |  |  | 3.79 | [11 empty] | LBNL
|  |  |  | 4.04 | [11 empty] | LBNL
|  |  |  | 4.67 | [11 empty] | LBNL
|  |  |  | 4.63 | [11 empty] | LBNL
|  |  |  | 3.05 | [11 empty] | LBNL
|  |  |  | 4.58 | [11 empty] | LBNL
|  |  |  | 4 | [11 empty] | LBNL
|  |  |  | 2.8 | [11 empty] | LBNL
|  |  |  | 3.92 | [11 empty] | LBNL
|  |  |  | 4 | [11 empty] | LBNL
|  |  |  | 4.83 | [11 empty] | LBNL
|  |  |  | 4.63 | [11 empty] | LBNL
|  |  |  | 2.75 | [11 empty] | LBNL
|  |  |  | 2.85 | [11 empty] | LBNL
|  |  |  | 2.47 | [11 empty] | LBNL
|  |  |  | 3.38 | [11 empty] | LBNL
|  |  |  | 3.5 | [11 empty] | LBNL
|  |  |  | 2.7 | [11 empty] | LBNL
|  |  |  | 3.79 | [11 empty] | LBNL
|  |  |  | 3.17 | [11 empty] | LBNL
|  |  |  | 1.92 | [11 empty] | LBNL
|  |  |  | 2.97 | [11 empty] | LBNL
|  |  |  | 4 | [11 empty] | LBNL
|  |  |  | 2.88 | [11 empty] | LBNL
|  |  |  | 3.96 | [11 empty] | LBNL
|  |  |  | 2.92 | [11 empty] | LBNL
|  |  |  | 2.92 | [11 empty] | LBNL
|  |  |  | 4.54 | [11 empty] | LBNL
|  |  |  | 2.85 | [11 empty] | LBNL
|  |  |  | 4 | [11 empty] | LBNL
|  |  |  | 2.92 | [11 empty] | LBNL
|  |  |  | 3.92 | [11 empty] | LBNL
|  |  |  | 3.92 | [11 empty] | LBNL
|  |  |  | 1.92 | [11 empty] | LBNL
|  |  |  | 3.83 | [11 empty] | LBNL
|  |  |  | 2.3 | [11 empty] | LBNL
|  |  |  | 4.5 | [11 empty] | LBNL
|  |  |  | 2.67 | [11 empty] | LBNL
|  |  |  | 2 | [11 empty] | LBNL
|  |  |  | 3.88 | [11 empty] | LBNL
|  |  |  | 4.42 | [11 empty] | LBNL
|  |  |  | 2.83 | [11 empty] | LBNL
|  |  |  | 1.97 | [11 empty] | LBNL
|  |  |  | 1.97 | [11 empty] | LBNL
|  |  |  | 2.92 | [11 empty] | LBNL
|  |  |  | 3.88 | [11 empty] | LBNL
|  |  |  | 3.15 | [11 empty] | LBNL
|  |  |  | 4.58 | [11 empty] | LBNL
|  |  |  | 2.88 | [11 empty] | LBNL
|  |  |  | 2.88 | [11 empty] | LBNL
|  |  |  | 3.88 | [11 empty] | LBNL
|  |  |  | 4.04 | [11 empty] | LBNL
|  |  |  | 3.38 | [11 empty] | LBNL
|  |  |  | 3.92 | [11 empty] | LBNL
|  |  |  | 1.98 | [11 empty] | LBNL
|  |  |  | 3.33 | [11 empty] | LBNL
|  |  |  | 2.83 | [11 empty] | LBNL
|  |  |  | 4.71 | [11 empty] | LBNL
|  |  |  | 2.85 | [11 empty] | LBNL
|  |  |  | 4 | [11 empty] | LBNL
|  |  |  | 4.63 | [11 empty] | LBNL
|  |  |  | 4.5 | [11 empty] | LBNL
|  |  |  | 3 | [11 empty] | LBNL
|  |  |  | 3.92 | [11 empty] | LBNL
|  |  |  | 4.08 | [11 empty] | LBNL
|  |  |  | 2.38 | [11 empty] | LBNL
|  |  |  | 3 | [11 empty] | LBNL
|  |  |  | 1.97 | [11 empty] | LBNL
|  |  |  | 4 | [11 empty] | LBNL
|  |  |  | 2.38 | [11 empty] | LBNL
|  |  |  | 1.97 | [11 empty] | LBNL
|  |  |  | 2.92 | [11 empty] | LBNL
|  |  |  | 2.02 | [11 empty] | LBNL
|  |  |  | 2.82 | [11 empty] | LBNL
|  |  |  | 2.75 | [11 empty] | LBNL
|  |  |  | 2.38 | [11 empty] | LBNL
|  |  |  | 2.38 | [11 empty] | LBNL
|  |  |  | 2.88 | [11 empty] | LBNL
|  |  |  | 3.79 | [11 empty] | LBNL
|  |  |  | 3.92 | [11 empty] | LBNL
|  |  |  | 4 | [11 empty] | LBNL
|  |  |  | 3.79 | [11 empty] | LBNL
|  |  |  | 1.92 | [11 empty] | LBNL
|  |  |  | 3.5 | [11 empty] | LBNL
|  |  |  | 4.08 | [11 empty] | LBNL
|  |  |  | 2.73 | [11 empty] | LBNL
|  |  |  | 3.58 | [11 empty] | LBNL
|  |  |  | 4.5 | [11 empty] | LBNL
|  |  |  | 4.63 | [11 empty] | LBNL
|  |  |  | 4.58 | [11 empty] | LBNL
|  |  |  | 3.58 | [11 empty] | LBNL
|  |  |  | 2.83 | [11 empty] | LBNL
|  |  |  | 3.17 | [11 empty] | LBNL
|  |  |  | 4.58 | [11 empty] | LBNL
|  |  |  | 4 | [11 empty] | LBNL
|  |  |  | 3 | [11 empty] | LBNL
|  |  |  | 2.42 | [11 empty] | LBNL
|  |  |  | 4.5 | [11 empty] | LBNL
|  |  |  | 3.58 | [11 empty] | LBNL
|  |  |  | 2.7 | [11 empty] | LBNL
|  |  |  | 3.58 | [11 empty] | LBNL
|  |  |  | 3.92 | [11 empty] | LBNL
|  |  |  | 4.63 | [11 empty] | LBNL
|  |  |  | 3 | [11 empty] | LBNL
|  |  |  | 3.71 | [11 empty] | LBNL
|  |  |  | 3.71 | [11 empty] | LBNL
|  |  |  | 3 | [11 empty] | LBNL
|  |  |  | 4 | [11 empty] | LBNL
|  |  |  | 2.33 | [11 empty] | LBNL
|  |  |  | 4 | [11 empty] | LBNL
|  |  |  | 4.71 | [11 empty] | LBNL
|  |  |  | 2.85 | [11 empty] | LBNL
|  |  |  | 2.38 | [11 empty] | LBNL
|  |  |  | 3.71 | [11 empty] | LBNL
|  |  |  | 3.58 | [11 empty] | LBNL
|  |  |  | 3.75 | [11 empty] | LBNL
|  |  |  | 3.5 | [11 empty] | LBNL
|  |  |  | 3.79 | [11 empty] | LBNL
|  |  |  | 3.75 | [11 empty] | LBNL
|  |  |  | 2.85 | [11 empty] | LBNL
|  |  |  | 3.83 | [11 empty] | LBNL
|  |  |  | 3.58 | [11 empty] | LBNL
|  |  |  | 4.38 | [11 empty] | LBNL
|  |  |  | 2.88 | [11 empty] | LBNL
|  |  |  | 4.5 | [11 empty] | LBNL
|  |  |  | 4.67 | [11 empty] | LBNL
|  |  |  | 3.83 | [11 empty] | LBNL
|  |  |  | 2.73 | [11 empty] | LBNL
|  |  |  | 3.88 | [11 empty] | LBNL
|  |  |  | 3.75 | [11 empty] | LBNL
|  |  |  | 2.85 | [11 empty] | LBNL
|  |  |  | 4 | [11 empty] | LBNL
|  |  |  | 4.79 | [11 empty] | LBNL
|  |  |  | 4.75 | [11 empty] | LBNL
|  |  |  | 2.85 | [11 empty] | LBNL
|  |  |  | 4.79 | [11 empty] | LBNL
|  |  |  | 1.92 | [11 empty] | LBNL
|  |  |  | 4.5 | [11 empty] | LBNL
|  |  |  | 3.58 | [11 empty] | LBNL
|  |  |  | 1.92 | [11 empty] | LBNL
|  |  |  | 2.9 | [11 empty] | LBNL
|  |  |  | 2.85 | [11 empty] | LBNL
|  |  |  | 3.83 | [11 empty] | LBNL
|  |  |  | 2.85 | [11 empty] | LBNL
|  |  |  | 3 | [11 empty] | LBNL
|  |  |  | 4 | [11 empty] | LBNL
|  |  |  | 4.5 | [11 empty] | LBNL
|  |  |  | 2.85 | [11 empty] | LBNL
|  |  |  | 4.5 | [11 empty] | LBNL
|  |  |  | 3.5 | [11 empty] | LBNL
|  |  |  | 1.98 | [11 empty] | LBNL
|  |  |  | 3 | [11 empty] | LBNL
|  |  |  | 3.75 | [11 empty] | LBNL
|  |  |  | 2.83 | [11 empty] | LBNL
|  |  |  | 2.83 | [11 empty] | LBNL
|  |  |  | 4.63 | [11 empty] | LBNL
|  |  |  | 4.5 | [11 empty] | LBNL
|  |  |  | 1.97 | [11 empty] | LBNL
|  |  |  | 3.79 | [11 empty] | LBNL
|  |  |  | 4.5 | [11 empty] | LBNL
|  |  |  | 1.97 | [11 empty] | LBNL
|  |  |  | 3.58 | [11 empty] | LBNL
|  |  |  | 4.5 | [11 empty] | LBNL
|  |  |  | 2 | [11 empty] | LBNL
|  |  |  | 3 | [11 empty] | LBNL
|  |  |  | 2.75 | [11 empty] | LBNL
|  |  |  | 3.88 | [11 empty] | LBNL
|  |  |  | 3.96 | [11 empty] | LBNL
|  |  |  | 4.08 | [11 empty] | LBNL
|  |  |  | 3.58 | [11 empty] | LBNL
|  |  |  | 3.02 | [11 empty] | LBNL
|  |  |  | 3 | [11 empty] | LBNL
|  |  |  | 3.33 | [11 empty] | LBNL
|  |  |  | 1.95 | [11 empty] | LBNL
|  |  |  | 4.5 | [11 empty] | LBNL
|  |  |  | 4.08 | [11 empty] | LBNL
|  |  |  | 4 | [11 empty] | LBNL
|  |  |  | 2.7 | [11 empty] | LBNL
|  |  |  | 2.85 | [11 empty] | LBNL
|  |  |  | 2.93 | [11 empty] | LBNL
|  |  |  | 4.88 | [11 empty] | LBNL
|  |  |  | 2.7 | [11 empty] | LBNL
|  |  |  | 3 | [11 empty] | LBNL
|  |  |  | 1.95 | [11 empty] | LBNL
|  |  |  | 2.92 | [11 empty] | LBNL
|  |  |  | 1.97 | [11 empty] | LBNL
|  |  |  | 2.27 | [11 empty] | LBNL
|  |  |  | 3.58 | [11 empty] | LBNL
|  |  |  | 3.5 | [11 empty] | LBNL
|  |  |  | 1.92 | [11 empty] | LBNL
|  |  |  | 1.92 | [11 empty] | LBNL
|  |  |  | 3.92 | [11 empty] | LBNL
|  |  |  | 1.92 | [11 empty] | LBNL
|  |  |  | 2.92 | [11 empty] | LBNL
|  |  |  | 3.83 | [11 empty] | LBNL
|  |  |  | 3 | [11 empty] | LBNL
|  |  |  | 1.97 | [11 empty] | LBNL
|  |  |  | 3.58 | [11 empty] | LBNL
|  |  |  | 3 | [11 empty] | LBNL
|  |  |  | 4 | [11 empty] | LBNL
|  |  |  | 2.75 | [11 empty] | LBNL
|  |  |  | 2.97 | [11 empty] | LBNL
|  |  |  | 2.97 | [11 empty] | LBNL
|  |  |  | 2.97 | [11 empty] | LBNL
|  |  |  | 2.35 | [11 empty] | LBNL
|  |  |  | 1.85 | [11 empty] | LBNL
|  |  |  | 3.79 | [11 empty] | LBNL
|  |  |  | 4.5 | [11 empty] | LBNL
|  |  |  | 2.7 | [11 empty] | LBNL
|  |  |  | 4 | [11 empty] | LBNL
|  |  |  | 2.92 | [11 empty] | LBNL
|  |  |  | 2.7 | [11 empty] | LBNL
|  |  |  | 2.88 | [11 empty] | LBNL
|  |  |  | 4.71 | [11 empty] | LBNL
|  |  |  | 2.33 | [11 empty] | LBNL
|  |  |  | 2.88 | [11 empty] | LBNL
|  |  |  | 2.5 | [11 empty] | LBNL
|  |  |  | 3.92 | [11 empty] | LBNL
|  |  |  | 3.96 | [11 empty] | LBNL
|  |  |  | 4.54 | [11 empty] | LBNL
|  |  |  | 3.25 | [11 empty] | LBNL
|  |  |  | 2.92 | [11 empty] | LBNL
|  |  |  | 4.71 | [11 empty] | LBNL
|  |  |  | 4.88 | [11 empty] | LBNL
|  |  |  | 1.75 | [11 empty] | LBNL
|  |  |  | 2.83 | [11 empty] | LBNL
|  |  |  | 2.85 | [11 empty] | LBNL
|  |  |  | 2.5 | [11 empty] | LBNL
|  |  |  | 3 | [11 empty] | LBNL
|  |  |  | 3.71 | [11 empty] | LBNL
|  |  |  | 2.25 | [11 empty] | LBNL
|  |  |  | 4.75 | [11 empty] | LBNL
|  |  |  | 3.05 | [11 empty] | LBNL
|  |  |  | 3.83 | [11 empty] | LBNL
|  |  |  | 1.97 | [11 empty] | LBNL
|  |  |  | 3.58 | [11 empty] | LBNL
|  |  |  | 2.8 | [11 empty] | LBNL
|  |  |  | 4.33 | [11 empty] | LBNL
|  |  |  | 4 | [11 empty] | LBNL
|  |  |  | 3 | [11 empty] | LBNL
|  |  |  | 2.8 | [11 empty] | LBNL
|  |  |  | 4.38 | [11 empty] | LBNL
|  |  |  | 4.83 | [11 empty] | LBNL
|  |  |  | 3.58 | [11 empty] | LBNL
|  |  |  | 4.42 | [11 empty] | LBNL
|  |  |  | 4.83 | [11 empty] | LBNL
|  |  |  | 2.95 | [11 empty] | LBNL
|  |  |  | 3.58 | [11 empty] | LBNL
|  |  |  | 2.88 | [11 empty] | LBNL
|  |  |  | 2.83 | [11 empty] | LBNL
|  |  |  | 3.46 | [11 empty] | LBNL
|  |  |  | 4.67 | [11 empty] | LBNL
|  |  |  | 3.42 | [11 empty] | LBNL
|  |  |  | 4.38 | [11 empty] | LBNL
|  |  |  | 4.67 | [11 empty] | LBNL
|  |  |  | 3.79 | [11 empty] | LBNL
|  |  |  | 2.33 | [11 empty] | LBNL
|  |  |  | 2.83 | [11 empty] | LBNL
|  |  |  | 2.75 | [11 empty] | LBNL
|  |  |  | 4.42 | [11 empty] | LBNL
|  |  |  | 4.5 | [11 empty] | LBNL
|  |  |  | 1.5 | [11 empty] | LBNL
|  |  |  | 3.58 | [11 empty] | LBNL
|  |  |  | 1.82 | [11 empty] | LBNL
|  |  |  | 3.17 | [11 empty] | LBNL
|  |  |  | 4.38 | [11 empty] | LBNL
|  |  |  | 2.68 | [11 empty] | LBNL
|  |  |  | 3.58 | [11 empty] | LBNL
|  |  |  | 4 | [11 empty] | LBNL
|  |  |  | 2.75 | [11 empty] | LBNL
|  |  |  | 3.58 | [11 empty] | LBNL
|  |  |  | 3.5 | [11 empty] | LBNL
|  |  |  | 3 | [11 empty] | LBNL
|  |  |  | 2.8 | [11 empty] | LBNL
|  |  |  | 4.38 | [11 empty] | LBNL
|  |  |  | 3 | [11 empty] | LBNL
|  |  |  | 2.68 | [11 empty] | LBNL
|  |  |  | 3.58 | [11 empty] | LBNL
|  |  |  | 2.8 | [11 empty] | LBNL
|  |  |  | 4.5 | [11 empty] | LBNL
|  |  |  | 3.58 | [11 empty] | LBNL
|  |  |  | 2 | [11 empty] | LBNL
|  |  |  | 2.85 | [11 empty] | LBNL
|  |  |  | 2.68 | [11 empty] | LBNL
|  |  |  | 3.96 | [11 empty] | LBNL
|  |  |  | 3.83 | [11 empty] | LBNL
|  |  |  | 2.93 | [11 empty] | LBNL
|  |  |  | 2.87 | [11 empty] | LBNL
|  |  |  | 2.93 | [11 empty] | LBNL
|  |  |  | 3.79 | [11 empty] | LBNL
|  |  |  | 2.93 | [11 empty] | LBNL
|  |  |  | 3.92 | [11 empty] | LBNL
|  |  |  | 4.88 | [11 empty] | LBNL
|  |  |  | 2.75 | [11 empty] | LBNL
|  |  |  | 4 | [11 empty] | LBNL
|  |  |  | 2.8 | [11 empty] | LBNL
|  |  |  | 4.88 | [11 empty] | LBNL
|  |  |  | 3.79 | [11 empty] | LBNL
|  |  |  | 3.71 | [11 empty] | LBNL
|  |  |  | 4.71 | [11 empty] | LBNL
|  |  |  | 2.85 | [11 empty] | LBNL
|  |  |  | 4.71 | [11 empty] | LBNL
|  |  |  | 3.92 | [11 empty] | LBNL
|  |  |  | 2.8 | [11 empty] | LBNL
|  |  |  | 3.79 | [11 empty] | LBNL
|  |  |  | 2.75 | [11 empty] | LBNL
|  |  |  | 2.8 | [11 empty] | LBNL
|  |  |  | 3.58 | [11 empty] | LBNL
|  |  |  | 4.38 | [11 empty] | LBNL
|  |  |  | 2.75 | [11 empty] | LBNL
|  |  |  | 3.54 | [11 empty] | LBNL
|  |  |  | 3.02 | [11 empty] | LBNL
|  |  |  | 2 | [11 empty] | LBNL
|  |  |  | 2.8 | [11 empty] | LBNL
|  |  |  | 4.5 | [11 empty] | LBNL
|  |  |  | 2.92 | [11 empty] | LBNL
|  |  |  | 2.7 | [11 empty] | LBNL
|  |  |  | 2.85 | [11 empty] | LBNL
|  |  |  | 3.58 | [11 empty] | LBNL
|  |  |  | 3.71 | [11 empty] | LBNL
|  |  |  | 2.85 | [11 empty] | LBNL
|  |  |  | 4.58 | [11 empty] | LBNL
|  |  |  | 2.88 | [11 empty] | LBNL
|  |  |  | 2.8 | [11 empty] | LBNL
|  |  |  | 4.38 | [11 empty] | LBNL
|  |  |  | 3 | [11 empty] | LBNL
|  |  |  | 3 | [11 empty] | LBNL
|  |  |  | 3.08 | [11 empty] | LBNL
|  |  |  | 4.71 | [11 empty] | LBNL
|  |  |  | 1.85 | [11 empty] | LBNL
|  |  |  | 2.8 | [11 empty] | LBNL
|  |  |  | 3.83 | [11 empty] | LBNL
|  |  |  | 4.38 | [11 empty] | LBNL
|  |  |  | 3.92 | [11 empty] | LBNL
|  |  |  | 3.05 | [11 empty] | LBNL
|  |  |  | 2.8 | [11 empty] | LBNL
|  |  |  | 2.92 | [11 empty] | LBNL
|  |  |  | 3.12 | [11 empty] | LBNL
|  |  |  | 2.8 | [11 empty] | LBNL
|  |  |  | 3.58 | [11 empty] | LBNL
|  |  |  | 3.88 | [11 empty] | LBNL
|  |  |  | 3.5 | [11 empty] | LBNL
|  |  |  | 3.79 | [11 empty] | LBNL
|  |  |  | 2.83 | [11 empty] | LBNL
|  |  |  | 4.67 | [11 empty] | LBNL
|  |  |  | 3.79 | [11 empty] | LBNL
|  |  |  | 4 | [11 empty] | LBNL
|  |  |  | 4.5 | [11 empty] | LBNL
|  |  |  | 3.58 | [11 empty] | LBNL
|  |  |  | 2.75 | [11 empty] | LBNL
|  |  |  | 2.83 | [11 empty] | LBNL
|  |  |  | 3.79 | [11 empty] | LBNL
|  |  |  | 3.58 | [11 empty] | LBNL
|  |  |  | 1.92 | [11 empty] | LBNL
|  |  |  | 4.5 | [11 empty] | LBNL
|  |  |  | 1.97 | [11 empty] | LBNL
|  |  |  | 2.85 | [11 empty] | LBNL
|  |  |  | 2.83 | [11 empty] | LBNL
|  |  |  | 4.75 | [11 empty] | LBNL
|  |  |  | 3.96 | [11 empty] | LBNL
|  |  |  | 3.46 | [11 empty] | LBNL
|  |  |  | 2.83 | [11 empty] | LBNL
|  |  |  | 4.38 | [11 empty] | LBNL
|  |  |  | 1.87 | [11 empty] | LBNL
|  |  |  | 3.38 | [11 empty] | LBNL
|  |  |  | 3.58 | [11 empty] | LBNL
|  |  |  | 2.75 | [11 empty] | LBNL
|  |  |  | 2.8 | [11 empty] | LBNL
|  |  |  | 3.12 | [11 empty] | LBNL
|  |  |  | 2.75 | [11 empty] | LBNL
|  |  |  | 4.42 | [11 empty] | LBNL
|  |  |  | 2.75 | [11 empty] | LBNL
|  |  |  | 2.92 | [11 empty] | LBNL
|  |  |  | 2.8 | [11 empty] | LBNL
|  |  |  | 3.58 | [11 empty] | LBNL
|  |  |  | 3.79 | [11 empty] | LBNL
|  |  |  | 2.8 | [11 empty] | LBNL
|  |  |  | 1.92 | [11 empty] | LBNL
|  |  |  | 2.75 | [11 empty] | LBNL
|  |  |  | 4 | [11 empty] | LBNL
|  |  |  | 2.7 | [11 empty] | LBNL
|  |  |  | 2.98 | [11 empty] | LBNL
|  |  |  | 2.85 | [11 empty] | LBNL
|  |  |  | 2.28 | [11 empty] | LBNL
|  |  |  | 4.58 | [11 empty] | LBNL
|  |  |  | 2.27 | [11 empty] | LBNL
|  |  |  | 4.42 | [11 empty] | LBNL
|  |  |  | 3.79 | [11 empty] | LBNL
|  |  |  | 2.85 | [11 empty] | LBNL
|  |  |  | 3.83 | [11 empty] | LBNL
|  |  |  | 2.27 | [11 empty] | LBNL
|  |  |  | 2.85 | [11 empty] | LBNL
|  |  |  | 4 | [11 empty] | LBNL
|  |  |  | 2.37 | [11 empty] | LBNL
|  |  |  | 3.92 | [11 empty] | LBNL
|  |  |  | 4.88 | [11 empty] | LBNL
|  |  |  | 4 | [11 empty] | LBNL
|  |  |  | 3.42 | [11 empty] | LBNL
|  |  |  | 2.88 | [11 empty] | LBNL
|  |  |  | 1.83 | [11 empty] | LBNL
|  |  |  | 3 | [11 empty] | LBNL
|  |  |  | 4.5 | [11 empty] | LBNL
|  |  |  | 4.29 | [11 empty] | LBNL
|  |  |  | 2.85 | [11 empty] | LBNL
|  |  |  | 3.79 | [11 empty] | LBNL
|  |  |  | 4.88 | [11 empty] | LBNL
|  |  |  | 4.88 | [11 empty] | LBNL
|  |  |  | 4.54 | [11 empty] | LBNL
|  |  |  | 2.95 | [11 empty] | LBNL
|  |  |  | 4.54 | [11 empty] | LBNL
|  |  |  | 3 | [11 empty] | LBNL
|  |  |  | 4.33 | [11 empty] | LBNL
|  |  |  | 4.75 | [11 empty] | LBNL
|  |  |  | 3.83 | [11 empty] | LBNL
|  |  |  | 4.83 | [11 empty] | LBNL
|  |  |  | 4.5 | [11 empty] | LBNL
|  |  |  | 3.92 | [11 empty] | LBNL
|  |  |  | 3.79 | [11 empty] | LBNL
|  |  |  | 2.7 | [11 empty] | LBNL
|  |  |  | 3.05 | [11 empty] | LBNL
|  |  |  | 4.04 | [11 empty] | LBNL
|  |  |  | 2.78 | [11 empty] | LBNL
|  |  |  | 2.65 | [11 empty] | LBNL
|  |  |  | 3.33 | [11 empty] | LBNL
|  |  |  | 4.71 | [11 empty] | LBNL
|  |  |  | 3 | [11 empty] | LBNL
|  |  |  | 4.5 | [11 empty] | LBNL
|  |  |  | 4.54 | [11 empty] | LBNL
|  |  |  | 3.75 | [11 empty] | LBNL
|  |  |  | 4.04 | [11 empty] | LBNL
|  |  |  | 3.75 | [11 empty] | LBNL
|  |  |  | 2.85 | [11 empty] | LBNL
|  |  |  | 4.88 | [11 empty] | LBNL
|  |  |  | 2.78 | [11 empty] | LBNL
|  |  |  | 2.83 | [11 empty] | LBNL
|  |  |  | 2.88 | [11 empty] | LBNL
|  |  |  | 2.88 | [11 empty] | LBNL
|  |  |  | 2.8 | [11 empty] | LBNL
|  |  |  | 2.78 | [11 empty] | LBNL
|  |  |  | 3.67 | [11 empty] | LBNL
|  |  |  | 3.79 | [11 empty] | LBNL
|  |  |  | 2.75 | [11 empty] | LBNL
|  |  |  | 3.75 | [11 empty] | LBNL
|  |  |  | 2.87 | [11 empty] | LBNL
|  |  |  | 2.85 | [11 empty] | LBNL
|  |  |  | 3.02 | [11 empty] | LBNL
|  |  |  | 3.67 | [11 empty] | LBNL
|  |  |  | 1.97 | [11 empty] | LBNL
|  |  |  | 2 | [11 empty] | LBNL
|  |  |  | 2.72 | [11 empty] | LBNL
|  |  |  | 3.88 | [11 empty] | LBNL
|  |  |  | 4.83 | [11 empty] | LBNL
|  |  |  | 2.73 | [11 empty] | LBNL
|  |  |  | 3.92 | [11 empty] | LBNL
|  |  |  | 3.96 | [11 empty] | LBNL
|  |  |  | 3.92 | [11 empty] | LBNL
|  |  |  | 4.79 | [11 empty] | LBNL
|  |  |  | 2.92 | [11 empty] | LBNL
|  |  |  | 3 | [11 empty] | LBNL
|  |  |  | 2.88 | [11 empty] | LBNL
|  |  |  | 3.67 | [11 empty] | LBNL
|  |  |  | 4 | [11 empty] | LBNL
|  |  |  | 4.75 | [11 empty] | LBNL
|  |  |  | 2.92 | [11 empty] | LBNL
|  |  |  | 3.92 | [11 empty] | LBNL
|  |  |  | 2.52 | [11 empty] | LBNL
|  |  |  | 3.79 | [11 empty] | LBNL
|  |  |  | 3.15 | [11 empty] | LBNL
|  |  |  | 3.79 | [11 empty] | LBNL
|  |  |  | 3 | [11 empty] | LBNL
|  |  |  | 4.71 | [11 empty] | LBNL
|  |  |  | 3.29 | [11 empty] | LBNL
|  |  |  | 3.92 | [11 empty] | LBNL
|  |  |  | 3.96 | [11 empty] | LBNL
|  |  |  | 3.29 | [11 empty] | LBNL
|  |  |  | 3.75 | [11 empty] | LBNL
|  |  |  | 3.33 | [11 empty] | LBNL
|  |  |  | 4.46 | [11 empty] | LBNL
|  |  |  | 2.95 | [11 empty] | LBNL
|  |  |  | 4.5 | [11 empty] | LBNL
|  |  |  | 3 | [11 empty] | LBNL
|  |  |  | 4.5 | [11 empty] | LBNL
|  |  |  | 3 | [11 empty] | LBNL
|  |  |  | 3.79 | [11 empty] | LBNL
|  |  |  | 2.92 | [11 empty] | LBNL
|  |  |  | 4 | [11 empty] | LBNL
|  |  |  | 4.75 | [11 empty] | LBNL
|  |  |  | 3.79 | [11 empty] | LBNL
|  |  |  | 3.25 | [11 empty] | LBNL
|  |  |  | 3.88 | [11 empty] | LBNL
|  |  |  | 4 | [11 empty] | LBNL
|  |  |  | 4.71 | [11 empty] | LBNL
|  |  |  | 3.83 | [11 empty] | LBNL
|  |  |  | 3.88 | [11 empty] | LBNL
|  |  |  | 3.33 | [11 empty] | LBNL
|  |  |  | 2.97 | [11 empty] | LBNL
|  |  |  | 2.85 | [11 empty] | LBNL
|  |  |  | 4.58 | [11 empty] | LBNL
|  |  |  | 4.54 | [11 empty] | LBNL
|  |  |  | 2.93 | [11 empty] | LBNL
|  |  |  | 4.46 | [11 empty] | LBNL
|  |  |  | 2.97 | [11 empty] | LBNL
|  |  |  | 2.88 | [11 empty] | LBNL
|  |  |  | 4.04 | [11 empty] | LBNL
|  |  |  | 3.38 | [11 empty] | LBNL
|  |  |  | 4.04 | [11 empty] | LBNL
|  |  |  | 4.92 | [11 empty] | LBNL
|  |  |  | 3.88 | [11 empty] | LBNL
|  |  |  | 2.85 | [11 empty] | LBNL
|  |  |  | 4.96 | [11 empty] | LBNL
|  |  |  | 2.83 | [11 empty] | LBNL
|  |  |  | 3.79 | [11 empty] | LBNL
|  |  |  | 3.88 | [11 empty] | LBNL
|  |  |  | 2.38 | [11 empty] | LBNL
|  |  |  | 3.96 | [11 empty] | LBNL
|  |  |  | 2.85 | [11 empty] | LBNL
|  |  |  | 3.96 | [11 empty] | LBNL
|  |  |  | 2.75 | [11 empty] | LBNL
|  |  |  | 3.71 | [11 empty] | LBNL
|  |  |  | 2.83 | [11 empty] | LBNL
|  |  |  | 3.92 | [11 empty] | LBNL
|  |  |  | 4.63 | [11 empty] | LBNL
|  |  |  | 2.85 | [11 empty] | LBNL
|  |  |  | 4.08 | [11 empty] | LBNL
|  |  |  | 3.96 | [11 empty] | LBNL
|  |  |  | 2.92 | [11 empty] | LBNL
|  |  |  | 3.46 | [11 empty] | LBNL
|  |  |  | 4.92 | [11 empty] | LBNL
|  |  |  | 3.88 | [11 empty] | LBNL
|  |  |  | 3.96 | [11 empty] | LBNL
|  |  |  | 3.92 | [11 empty] | LBNL
|  |  |  | 3.46 | [11 empty] | LBNL
|  |  |  | 4.58 | [11 empty] | LBNL
|  |  |  | 4.75 | [11 empty] | LBNL
|  |  |  | 3.92 | [11 empty] | LBNL
|  |  |  | 3.96 | [11 empty] | LBNL
|  |  |  | 2.38 | [11 empty] | LBNL
|  |  |  | 4.71 | [11 empty] | LBNL
|  |  |  | 2 | [11 empty] | LBNL
|  |  |  | 3.96 | [11 empty] | LBNL
|  |  |  | 3 | [11 empty] | LBNL
|  |  |  | 3.33 | [11 empty] | LBNL
|  |  |  | 3.92 | [11 empty] | LBNL
|  |  |  | 4.83 | [11 empty] | LBNL
|  |  |  | 3.96 | [11 empty] | LBNL
|  |  |  | 2.28 | [11 empty] | LBNL
|  |  |  | 2.98 | [11 empty] | LBNL
|  |  |  | 3 | [11 empty] | LBNL
|  |  |  | 2.88 | [11 empty] | LBNL
|  |  |  | 2.93 | [11 empty] | LBNL
|  |  |  | 3 | [11 empty] | LBNL
|  |  |  | 2 | [11 empty] | LBNL
|  |  |  | 4.5 | [11 empty] | LBNL
|  |  |  | 2.85 | [11 empty] | LBNL
|  |  |  | 2.9 | [11 empty] | LBNL
|  |  |  | 3.46 | [11 empty] | LBNL
|  |  |  | 3.92 | [11 empty] | LBNL
|  |  |  | 3.96 | [11 empty] | LBNL
|  |  |  | 3.96 | [11 empty] | LBNL
|  |  |  | 4.5 | [11 empty] | LBNL
|  |  |  | 3.83 | [11 empty] | LBNL
|  |  |  | 4.75 | [11 empty] | LBNL
|  |  |  | 3.88 | [11 empty] | LBNL
|  |  |  | 4.67 | [11 empty] | LBNL
|  |  |  | 2.85 | [11 empty] | LBNL
|  |  |  | 3.17 | [11 empty] | LBNL
|  |  |  | 2.85 | [11 empty] | LBNL
|  |  |  | 4.04 | [11 empty] | LBNL
|  |  |  | 2.85 | [11 empty] | LBNL
|  |  |  | 4.71 | [11 empty] | LBNL
|  |  |  | 2.28 | [11 empty] | LBNL
|  |  |  | 4.67 | [11 empty] | LBNL
|  |  |  | 4.75 | [11 empty] | LBNL
|  |  |  | 2.38 | [11 empty] | LBNL
|  |  |  | 2.75 | [11 empty] | LBNL
|  |  |  | 4.75 | [11 empty] | LBNL
|  |  |  | 4.71 | [11 empty] | LBNL
|  |  |  | 4.5 | [11 empty] | LBNL
|  |  |  | 3.25 | [11 empty] | LBNL
|  |  |  | 4.71 | [11 empty] | LBNL
|  |  |  | 4.38 | [11 empty] | LBNL
|  |  |  | 1.93 | [11 empty] | LBNL
|  |  |  | 4.5 | [11 empty] | LBNL
|  |  |  | 4.58 | [11 empty] | LBNL
|  |  |  | 2.67 | [11 empty] | LBNL
|  |  |  | 4.5 | [11 empty] | LBNL
|  |  |  | 2.88 | [11 empty] | LBNL
|  |  |  | 2.67 | [11 empty] | LBNL
|  |  |  | 2.75 | [11 empty] | LBNL
|  |  |  | 3.83 | [11 empty] | LBNL
|  |  |  | 2.98 | [11 empty] | LBNL
|  |  |  | 3.96 | [11 empty] | LBNL
|  |  |  | 3.02 | [11 empty] | LBNL
|  |  |  | 2.8 | [11 empty] | LBNL
|  |  |  | 4.71 | [11 empty] | LBNL
|  |  |  | 4.88 | [11 empty] | LBNL
|  |  |  | 4.71 | [11 empty] | LBNL
|  |  |  | 3 | [11 empty] | LBNL
|  |  |  | 4.58 | [11 empty] | LBNL
|  |  |  | 4.54 | [11 empty] | LBNL
|  |  |  | 4.08 | [11 empty] | LBNL
|  |  |  | 4.5 | [11 empty] | LBNL
|  |  |  | 3.46 | [11 empty] | LBNL
|  |  |  | 4.54 | [11 empty] | LBNL
|  |  |  | 1.95 | [11 empty] | LBNL
|  |  |  | 2 | [11 empty] | LBNL
|  |  |  | 3.96 | [11 empty] | LBNL
|  |  |  | 2.9 | [11 empty] | LBNL
|  |  |  | 4.71 | [11 empty] | LBNL
|  |  |  | 3.92 | [11 empty] | LBNL
|  |  |  | 4.5 | [11 empty] | LBNL
|  |  |  | 3.96 | [11 empty] | LBNL
|  |  |  | 2.85 | [11 empty] | LBNL
|  |  |  | 2.85 | [11 empty] | LBNL
|  |  |  | 4.71 | [11 empty] | LBNL
|  |  |  | 4.88 | [11 empty] | LBNL
|  |  |  | 3.46 | [11 empty] | LBNL
|  |  |  | 4 | [11 empty] | LBNL
|  |  |  | 3 | [11 empty] | LBNL
|  |  |  | 4.71 | [11 empty] | LBNL
|  |  |  | 4.5 | [11 empty] | LBNL
|  |  |  | 2.8 | [11 empty] | LBNL
|  |  |  | 3.38 | [11 empty] | LBNL
|  |  |  | 2.78 | [11 empty] | LBNL
|  |  |  | 3.79 | [11 empty] | LBNL
|  |  |  | 2 | [11 empty] | LBNL
|  |  |  | 4.75 | [11 empty] | LBNL
|  |  |  | 3.96 | [11 empty] | LBNL
|  |  |  | 4.71 | [11 empty] | LBNL
|  |  |  | 2.83 | [11 empty] | LBNL
|  |  |  | 2.8 | [11 empty] | LBNL
|  |  |  | 2.8 | [11 empty] | LBNL
|  |  |  | 4.42 | [11 empty] | LBNL
|  |  |  | 2.93 | [11 empty] | LBNL
|  |  |  | 2.67 | [11 empty] | LBNL
|  |  |  | 1.92 | [11 empty] | LBNL
|  |  |  | 3.46 | [11 empty] | LBNL
|  |  |  | 4.5 | [11 empty] | LBNL
|  |  |  | 2.85 | [11 empty] | LBNL
|  |  |  | 2.83 | [11 empty] | LBNL
|  |  |  | 2.88 | [11 empty] | LBNL
|  |  |  | 2.88 | [11 empty] | LBNL
|  |  |  | 3.79 | [11 empty] | LBNL
|  |  |  | 4.54 | [11 empty] | LBNL
|  |  |  | 4.79 | [11 empty] | LBNL
|  |  |  | 2.38 | [11 empty] | LBNL
|  |  |  | 4 | [11 empty] | LBNL
|  |  |  | 2.9 | [11 empty] | LBNL
|  |  |  | 4.71 | [11 empty] | LBNL
|  |  |  | 3.83 | [11 empty] | LBNL
|  |  |  | 3.92 | [11 empty] | LBNL
|  |  |  | 2 | [11 empty] | LBNL
|  |  |  | 3.02 | [11 empty] | LBNL
|  |  |  | 4.5 | [11 empty] | LBNL
|  |  |  | 2.95 | [11 empty] | LBNL
|  |  |  | 2.85 | [11 empty] | LBNL
|  |  |  | 4.5 | [11 empty] | LBNL
|  |  |  | 2.88 | [11 empty] | LBNL
|  |  |  | 2 | [11 empty] | LBNL
|  |  |  | 4.54 | [11 empty] | LBNL
|  |  |  | 2.85 | [11 empty] | LBNL
|  |  |  | 3.75 | [11 empty] | LBNL
|  |  |  | 3.79 | [11 empty] | LBNL
|  |  |  | 4.5 | [11 empty] | LBNL
|  |  |  | 4 | [11 empty] | LBNL
|  |  |  | 2.05 | [11 empty] | LBNL
|  |  |  | 3.33 | [11 empty] | LBNL
|  |  |  | 2.97 | [11 empty] | LBNL
|  |  |  | 2.97 | [11 empty] | LBNL
|  |  |  | 3.92 | [11 empty] | LBNL
|  |  |  | 3.96 | [11 empty] | LBNL
|  |  |  | 2.95 | [11 empty] | LBNL
|  |  |  | 2.85 | [11 empty] | LBNL
|  |  |  | 3.88 | [11 empty] | LBNL
|  |  |  | 4.58 | [11 empty] | LBNL
|  |  |  | 2.83 | [11 empty] | LBNL
|  |  |  | 3.92 | [11 empty] | LBNL
|  |  |  | 2.83 | [11 empty] | LBNL
|  |  |  | 2.88 | [11 empty] | LBNL
|  |  |  | 3.92 | [11 empty] | LBNL
|  |  |  | 4.71 | [11 empty] | LBNL
|  |  |  | 3.05 | [11 empty] | LBNL
|  |  |  | 4.71 | [11 empty] | LBNL
|  |  |  | 4.42 | [11 empty] | LBNL
|  |  |  | 4.04 | [11 empty] | LBNL
|  |  |  | 3.75 | [11 empty] | LBNL
|  |  |  | 1.95 | [11 empty] | LBNL
|  |  |  | 4.71 | [11 empty] | LBNL
|  |  |  | 3.5 | [11 empty] | LBNL
|  |  |  | 4.5 | [11 empty] | LBNL
|  |  |  | 3.75 | [11 empty] | LBNL
|  |  |  | 4.75 | [11 empty] | LBNL
|  |  |  | 3.96 | [11 empty] | LBNL
|  |  |  | 3.96 | [11 empty] | LBNL
|  |  |  | 3.67 | [11 empty] | LBNL
|  |  |  | 3.96 | [11 empty] | LBNL
|  |  |  | 4.5 | [11 empty] | LBNL
|  |  |  | 4.54 | [11 empty] | LBNL
|  |  |  | 2.93 | [11 empty] | LBNL
|  |  |  | 4.71 | [11 empty] | LBNL
|  |  |  | 3.96 | [11 empty] | LBNL
|  |  |  | 3.88 | [11 empty] | LBNL
|  |  |  | 4.04 | [11 empty] | LBNL
|  |  |  | 2.85 | [11 empty] | LBNL
|  |  |  | 3 | [11 empty] | LBNL
|  |  |  | 3.71 | [11 empty] | LBNL
|  |  |  | 3.96 | [11 empty] | LBNL
|  |  |  | 3.88 | [11 empty] | LBNL
|  |  |  | 4 | [11 empty] | LBNL
|  |  |  | 4.54 | [11 empty] | LBNL
|  |  |  | 4.42 | [11 empty] | LBNL
|  |  |  | 2.8 | [11 empty] | LBNL
|  |  |  | 3.79 | [11 empty] | LBNL
|  |  |  | 4.42 | [11 empty] | LBNL
|  |  |  | 4.71 | [11 empty] | LBNL
|  |  |  | 4.5 | [11 empty] | LBNL
|  |  |  | 2.92 | [11 empty] | LBNL
|  |  |  | 4.75 | [11 empty] | LBNL
|  |  |  | 4 | [11 empty] | LBNL
|  |  |  | 2.82 | [11 empty] | LBNL
|  |  |  | 3.83 | [11 empty] | LBNL
|  |  |  | 3.92 | [11 empty] | LBNL
|  |  |  | 2.85 | [11 empty] | LBNL
|  |  |  | 2.92 | [11 empty] | LBNL
|  |  |  | 4 | [11 empty] | LBNL
|  |  |  | 4.67 | [11 empty] | LBNL
|  |  |  | 3.92 | [11 empty] | LBNL
|  |  |  | 3.79 | [11 empty] | LBNL
|  |  |  | 2.28 | [11 empty] | LBNL
|  |  |  | 2.95 | [11 empty] | LBNL
|  |  |  | 1.93 | [11 empty] | LBNL
|  |  |  | 3.83 | [11 empty] | LBNL
|  |  |  | 2.85 | [11 empty] | LBNL
|  |  |  | 4.71 | [11 empty] | LBNL
|  |  |  | 2.92 | [11 empty] | LBNL
|  |  |  | 4.5 | [11 empty] | LBNL
|  |  |  | 2.9 | [11 empty] | LBNL
|  |  |  | 2.75 | [11 empty] | LBNL
|  |  |  | 2.8 | [11 empty] | LBNL
|  |  |  | 3.96 | [11 empty] | LBNL
|  |  |  | 3.96 | [11 empty] | LBNL
|  |  |  | 2.97 | [11 empty] | LBNL
|  |  |  | 4.88 | [11 empty] | LBNL
|  |  |  | 2.85 | [11 empty] | LBNL
|  |  |  | 2.92 | [11 empty] | LBNL
|  |  |  | 2.37 | [11 empty] | LBNL
|  |  |  | 4.67 | [11 empty] | LBNL
|  |  |  | 3.79 | [11 empty] | LBNL
|  |  |  | 2 | [11 empty] | LBNL
|  |  |  | 3.79 | [11 empty] | LBNL
|  |  |  | 2.88 | [11 empty] | LBNL
|  |  |  | 3 | [11 empty] | LBNL
|  |  |  | 3.17 | [11 empty] | LBNL
|  |  |  | 3.79 | [11 empty] | LBNL
|  |  |  | 2 | [11 empty] | LBNL
|  |  |  | 2.92 | [11 empty] | LBNL
|  |  |  | 3.92 | [11 empty] | LBNL
|  |  |  | 3.92 | [11 empty] | LBNL
|  |  |  | 2.85 | [11 empty] | LBNL
|  |  |  | 2.88 | [11 empty] | LBNL
|  |  |  | 3.79 | [11 empty] | LBNL
|  |  |  | 3.92 | [11 empty] | LBNL
|  |  |  | 3.38 | [11 empty] | LBNL
|  |  |  | 3.38 | [11 empty] | LBNL
|  |  |  | 3 | [11 empty] | LBNL
|  |  |  | 3.46 | [11 empty] | LBNL
|  |  |  | 2.85 | [11 empty] | LBNL
|  |  |  | 4.08 | [11 empty] | LBNL
|  |  |  | 4.71 | [11 empty] | LBNL
|  |  |  | 4.75 | [11 empty] | LBNL
|  |  |  | 2.88 | [11 empty] | LBNL
|  |  |  | 3.92 | [11 empty] | LBNL
|  |  |  | 3.92 | [11 empty] | LBNL
|  |  |  | 3.17 | [11 empty] | LBNL
|  |  |  | 4.71 | [11 empty] | LBNL
|  |  |  | 4.42 | [11 empty] | LBNL
|  |  |  | 2.38 | [11 empty] | LBNL
|  |  |  | 3.17 | [11 empty] | LBNL
|  |  |  | 3 | [11 empty] | LBNL
|  |  |  | 4.71 | [11 empty] | LBNL
|  |  |  | 3.88 | [11 empty] | LBNL
|  |  |  | 2.72 | [11 empty] | LBNL
|  |  |  | 2.98 | [11 empty] | LBNL
|  |  |  | 3.88 | [11 empty] | LBNL
|  |  |  | 3.88 | [11 empty] | LBNL
|  |  |  | 1.83 | [11 empty] | LBNL
|  |  |  | 2.9 | [11 empty] | LBNL
|  |  |  | 4.67 | [11 empty] | LBNL
|  |  |  | 3.83 | [11 empty] | LBNL
|  |  |  | 2.85 | [11 empty] | LBNL
|  |  |  | 3.67 | [11 empty] | LBNL
|  |  |  | 3.79 | [11 empty] | LBNL
|  |  |  | 2.83 | [11 empty] | LBNL
|  |  |  | 4.63 | [11 empty] | LBNL
|  |  |  | 3.46 | [11 empty] | LBNL
|  |  |  | 4 | [11 empty] | LBNL
|  |  |  | 4.08 | [11 empty] | LBNL
|  |  |  | 3.96 | [11 empty] | LBNL
|  |  |  | 4.71 | [11 empty] | LBNL
|  |  |  | 4.5 | [11 empty] | LBNL
|  |  |  | 2.37 | [11 empty] | LBNL
|  |  |  | 4 | [11 empty] | LBNL
|  |  |  | 4.71 | [11 empty] | LBNL
|  |  |  | 4.71 | [11 empty] | LBNL
|  |  |  | 3.79 | [11 empty] | LBNL
|  |  |  | 3.88 | [11 empty] | LBNL
|  |  |  | 3.92 | [11 empty] | LBNL
|  |  |  | 4 | [11 empty] | LBNL
|  |  |  | 4.42 | [11 empty] | LBNL
|  |  |  | 2.85 | [11 empty] | LBNL
|  |  |  | 4 | [11 empty] | LBNL
|  |  |  | 4.71 | [11 empty] | LBNL
|  |  |  | 3.79 | [11 empty] | LBNL
|  |  |  | 4.5 | [11 empty] | LBNL
|  |  |  | 4.75 | [11 empty] | LBNL
|  |  |  | 4.71 | [11 empty] | LBNL
|  |  |  | 4.5 | [11 empty] | LBNL
|  |  |  | 4.58 | [11 empty] | LBNL
|  |  |  | 4.67 | [11 empty] | LBNL
|  |  |  | 3.96 | [11 empty] | LBNL
|  |  |  | 5 | [11 empty] | LBNL
|  |  |  | 4 | [11 empty] | LBNL
|  |  |  | 2.9 | [11 empty] | LBNL
|  |  |  | 4.04 | [11 empty] | LBNL
|  |  |  | 3.92 | [11 empty] | LBNL
|  |  |  | 4 | [11 empty] | LBNL
|  |  |  | 3.79 | [11 empty] | LBNL
|  |  |  | 4.54 | [11 empty] | LBNL
|  |  |  | 2.98 | [11 empty] | LBNL
|  |  |  | 4.79 | [11 empty] | LBNL
|  |  |  | 4.75 | [11 empty] | LBNL
|  |  |  | 4 | [11 empty] | LBNL
|  |  |  | 4.58 | [11 empty] | LBNL
|  |  |  | 4.5 | [11 empty] | LBNL
|  |  |  | 4.71 | [11 empty] | LBNL
|  |  |  | 4.63 | [11 empty] | LBNL
|  |  |  | 3 | [11 empty] | LBNL
|  |  |  | 2.85 | [11 empty] | LBNL
|  |  |  | 2.88 | [11 empty] | LBNL
|  |  |  | 3.79 | [11 empty] | LBNL
|  |  |  | 4.75 | [11 empty] | LBNL
|  |  |  | 3.92 | [11 empty] | LBNL
|  |  |  | 4.71 | [11 empty] | LBNL
|  |  |  | 4 | [11 empty] | LBNL
|  |  |  | 3 | [11 empty] | LBNL
|  |  |  | 3.92 | [11 empty] | LBNL
|  |  |  | 4.63 | [11 empty] | LBNL
|  |  |  | 4.5 | [11 empty] | LBNL
|  |  |  | 2.85 | [11 empty] | LBNL
|  |  |  | 3.83 | [11 empty] | LBNL
|  |  |  | 2.37 | [11 empty] | LBNL
|  |  |  | 3.96 | [11 empty] | LBNL
|  |  |  | 4.58 | [11 empty] | LBNL
|  |  |  | 3.96 | [11 empty] | LBNL
|  |  |  | 4.83 | [11 empty] | LBNL
|  |  |  | 4.63 | [11 empty] | LBNL
|  |  |  | 3 | [11 empty] | LBNL
|  |  |  | 4 | [11 empty] | LBNL
|  |  |  | 4.71 | [11 empty] | LBNL
|  |  |  | 3.92 | [11 empty] | LBNL
|  |  |  | 3 | [11 empty] | LBNL
|  |  |  | 4.5 | [11 empty] | LBNL
|  |  |  | 4.08 | [11 empty] | LBNL
|  |  |  | 3 | [11 empty] | LBNL
|  |  |  | 3.75 | [11 empty] | LBNL
|  |  |  | 4 | [11 empty] | LBNL
|  |  |  | 3.96 | [11 empty] | LBNL
|  |  |  | 4 | [11 empty] | LBNL
|  |  |  | 4.5 | [11 empty] | LBNL
|  |  |  | 4.5 | [11 empty] | LBNL
|  |  |  | 3.38 | [11 empty] | LBNL
|  |  |  | 4.04 | [11 empty] | LBNL
|  |  |  | 4 | [11 empty] | LBNL
|  |  |  | 4 | [11 empty] | LBNL
|  |  |  | 4 | [11 empty] | LBNL
|  |  |  | 2.75 | [11 empty] | LBNL
|  |  |  | 4.71 | [11 empty] | LBNL
|  |  |  | 2.28 | [11 empty] | LBNL
|  |  |  | 3.75 | [11 empty] | LBNL
|  |  |  | 2.4 | [11 empty] | LBNL
|  |  |  | 4.83 | [11 empty] | LBNL
|  |  |  | 3.75 | [11 empty] | LBNL
|  |  |  | 4.71 | [11 empty] | LBNL
|  |  |  | 3.58 | [11 empty] | LBNL
|  |  |  | 2.88 | [11 empty] | LBNL
|  |  |  | 1.92 | [11 empty] | LBNL
|  |  |  | 4.54 | [11 empty] | LBNL
|  |  |  | 3.05 | [11 empty] | LBNL
|  |  |  | 2.28 | [11 empty] | LBNL
|  |  |  | 3 | [11 empty] | LBNL
|  |  |  | 2 | [11 empty] | LBNL
|  |  |  | 2.1 | [11 empty] | LBNL
|  |  |  | 4.04 | [11 empty] | LBNL
|  |  |  | 4.92 | [11 empty] | LBNL
|  |  |  | 2.28 | [11 empty] | LBNL
|  |  |  | 4.08 | [11 empty] | LBNL
|  |  |  | 3.38 | [11 empty] | LBNL
|  |  |  | 3.67 | [11 empty] | LBNL
|  |  |  | 2.7 | [11 empty] | LBNL
|  |  |  | 2.98 | [11 empty] | LBNL
|  |  |  | 1.93 | [11 empty] | LBNL
|  |  |  | 3.92 | [11 empty] | LBNL
|  |  |  | 4 | [11 empty] | LBNL
|  |  |  | 4.71 | [11 empty] | LBNL
|  |  |  | 4 | [11 empty] | LBNL
|  |  |  | 4.04 | [11 empty] | LBNL
|  |  |  | 3.88 | [11 empty] | LBNL
|  |  |  | 4.08 | [11 empty] | LBNL
|  |  |  | 3.25 | [11 empty] | LBNL
|  |  |  | 4.83 | [11 empty] | LBNL
|  |  |  | 2.92 | [11 empty] | LBNL
|  |  |  | 4.71 | [11 empty] | LBNL
|  |  |  | 4.71 | [11 empty] | LBNL
|  |  |  | 3.92 | [11 empty] | LBNL
|  |  |  | 4 | [11 empty] | LBNL
|  |  |  | 2.42 | [11 empty] | LBNL
|  |  |  | 3.92 | [11 empty] | LBNL
|  |  |  | 4.5 | [11 empty] | LBNL
|  |  |  | 3.92 | [11 empty] | LBNL
|  |  |  | 2.8 | [11 empty] | LBNL
|  |  |  | 2.37 | [11 empty] | LBNL
|  |  |  | 3.33 | [11 empty] | LBNL
|  |  |  | 4 | [11 empty] | LBNL
|  |  |  | 2.83 | [11 empty] | LBNL
|  |  |  | 2.85 | [11 empty] | LBNL
|  |  |  | 3 | [11 empty] | LBNL
|  |  |  | 4.79 | [11 empty] | LBNL
|  |  |  | 2.8 | [11 empty] | LBNL
|  |  |  | 2 | [11 empty] | LBNL
|  |  |  | 3.08 | [11 empty] | LBNL
|  |  |  | 3 | [11 empty] | LBNL
|  |  |  | 3 | [11 empty] | LBNL
|  |  |  | 3 | [11 empty] | LBNL
|  |  |  | 4.75 | [11 empty] | LBNL
|  |  |  | 4.04 | [11 empty] | LBNL
|  |  |  | 2.85 | [11 empty] | LBNL
|  |  |  | 4.83 | [11 empty] | LBNL
|  |  |  | 3.96 | [11 empty] | LBNL
|  |  |  | 3.88 | [11 empty] | LBNL
|  |  |  | 2.85 | [11 empty] | LBNL
|  |  |  | 2.85 | [11 empty] | LBNL
|  |  |  | 4.67 | [11 empty] | LBNL
|  |  |  | 4.83 | [11 empty] | LBNL
|  |  |  | 2.85 | [11 empty] | LBNL
|  |  |  | 3.96 | [11 empty] | LBNL
|  |  |  | 3.96 | [11 empty] | LBNL
|  |  |  | 2.82 | [11 empty] | LBNL
|  |  |  | 3.92 | [11 empty] | LBNL
|  |  |  | 4.71 | [11 empty] | LBNL
|  |  |  | 4.71 | [11 empty] | LBNL
|  |  |  | 4.58 | [11 empty] | LBNL
|  |  |  | 4.79 | [11 empty] | LBNL
|  |  |  | 3.92 | [11 empty] | LBNL
|  |  |  | 4.04 | [11 empty] | LBNL
|  |  |  | 4.75 | [11 empty] | LBNL
|  |  |  | 2 | [11 empty] | LBNL
|  |  |  | 3.96 | [11 empty] | LBNL
|  |  |  | 3.96 | [11 empty] | LBNL
|  |  |  | 4.75 | [11 empty] | LBNL
|  |  |  | 2.93 | [11 empty] | LBNL
|  |  |  | 2.85 | [11 empty] | LBNL
|  |  |  | 4 | [11 empty] | LBNL
|  |  |  | 2.7 | [11 empty] | LBNL
|  |  |  | 2.88 | [11 empty] | LBNL
|  |  |  | 3.83 | [11 empty] | LBNL
|  |  |  | 3.92 | [11 empty] | LBNL
|  |  |  | 4.92 | [11 empty] | LBNL
|  |  |  | 3.05 | [11 empty] | LBNL
|  |  |  | 3.92 | [11 empty] | LBNL
|  |  |  | 2.95 | [11 empty] | LBNL
|  |  |  | 3.02 | [11 empty] | LBNL
|  |  |  | 2.7 | [11 empty] | LBNL
|  |  |  | 1.57 | [11 empty] | LBNL
|  |  |  | 3.96 | [11 empty] | LBNL
|  |  |  | 4 | [11 empty] | LBNL
|  |  |  | 2.92 | [11 empty] | LBNL
|  |  |  | 4.71 | [11 empty] | LBNL
|  |  |  | 3.75 | [11 empty] | LBNL
|  |  |  | 3.88 | [11 empty] | LBNL
|  |  |  | 3.88 | [11 empty] | LBNL
|  |  |  | 3.33 | [11 empty] | LBNL
|  |  |  | 3.88 | [11 empty] | LBNL
|  |  |  | 2.85 | [11 empty] | LBNL
|  |  |  | 2.83 | [11 empty] | LBNL
|  |  |  | 3.92 | [11 empty] | LBNL
|  |  |  | 3.92 | [11 empty] | LBNL
|  |  |  | 4.54 | [11 empty] | LBNL
|  |  |  | 4.58 | [11 empty] | LBNL
|  |  |  | 3.08 | [11 empty] | LBNL
|  |  |  | 2.37 | [11 empty] | LBNL
|  |  |  | 3 | [11 empty] | LBNL
|  |  |  | 3.38 | [11 empty] | LBNL
|  |  |  | 3 | [11 empty] | LBNL
|  |  |  | 3.75 | [11 empty] | LBNL
|  |  |  | 2.7 | [11 empty] | LBNL
|  |  |  | 4.04 | [11 empty] | LBNL
|  |  |  | 3.96 | [11 empty] | LBNL
|  |  |  | 3.46 | [11 empty] | LBNL
|  |  |  | 3.75 | [11 empty] | LBNL
|  |  |  | 1.97 | [11 empty] | LBNL
|  |  |  | 4.25 | [11 empty] | LBNL
|  |  |  | 4 | [11 empty] | LBNL
|  |  |  | 2.92 | [11 empty] | LBNL
|  |  |  | 4.5 | [11 empty] | LBNL
|  |  |  | 4 | [11 empty] | LBNL
|  |  |  | 2.88 | [11 empty] | LBNL
|  |  |  | 4.5 | [11 empty] | LBNL
|  |  |  | 2.83 | [11 empty] | LBNL
|  |  |  | 3.12 | [11 empty] | LBNL
|  |  |  | 3.42 | [11 empty] | LBNL
|  |  |  | 4.54 | [11 empty] | LBNL
|  |  |  | 3.96 | [11 empty] | LBNL
|  |  |  | 2.78 | [11 empty] | LBNL
|  |  |  | 3.46 | [11 empty] | LBNL
|  |  |  | 3.79 | [11 empty] | LBNL
|  |  |  | 4.54 | [11 empty] | LBNL
|  |  |  | 4.71 | [11 empty] | LBNL
|  |  |  | 4.08 | [11 empty] | LBNL
|  |  |  | 3.88 | [11 empty] | LBNL
|  |  |  | 3.92 | [11 empty] | LBNL
|  |  |  | 2.83 | [11 empty] | LBNL
|  |  |  | 2.75 | [11 empty] | LBNL
|  |  |  | 3.92 | [11 empty] | LBNL
|  |  |  | 4 | [11 empty] | LBNL
|  |  |  | 2.75 | [11 empty] | LBNL
|  |  |  | 2.08 | [11 empty] | LBNL
|  |  |  | 4.88 | [11 empty] | LBNL
|  |  |  | 2.85 | [11 empty] | LBNL
|  |  |  | 3.38 | [11 empty] | LBNL
|  |  |  | 2.85 | [11 empty] | LBNL
|  |  |  | 4.5 | [11 empty] | LBNL
|  |  |  | 4.58 | [11 empty] | LBNL
|  |  |  | 2.85 | [11 empty] | LBNL
|  |  |  | 1.93 | [11 empty] | LBNL
|  |  |  | 4.5 | [11 empty] | LBNL
|  |  |  | 2.67 | [11 empty] | LBNL
|  |  |  | 4.71 | [11 empty] | LBNL
|  |  |  | 3.79 | [11 empty] | LBNL
|  |  |  | 4 | [11 empty] | LBNL
|  |  |  | 3.79 | [11 empty] | LBNL
|  |  |  | 3 | [11 empty] | LBNL
|  |  |  | 2.8 | [11 empty] | LBNL
|  |  |  | 4.5 | [11 empty] | LBNL
|  |  |  | 2.83 | [11 empty] | LBNL
|  |  |  | 2.92 | [11 empty] | LBNL
|  |  |  | 2.37 | [11 empty] | LBNL
|  |  |  | 4.5 | [11 empty] | LBNL
|  |  |  | 4.5 | [11 empty] | LBNL
|  |  |  | 3.79 | [11 empty] | LBNL
|  |  |  | 4.54 | [11 empty] | LBNL
|  |  |  | 4.71 | [11 empty] | LBNL
|  |  |  | 3.92 | [11 empty] | LBNL
|  |  |  | 2.75 | [11 empty] | LBNL
|  |  |  | 4 | [11 empty] | LBNL
|  |  |  | 4.5 | [11 empty] | LBNL
|  |  |  | 2 | [11 empty] | LBNL
|  |  |  | 4 | [11 empty] | LBNL
|  |  |  | 3.83 | [11 empty] | LBNL
|  |  |  | 2.78 | [11 empty] | LBNL
|  |  |  | 4.5 | [11 empty] | LBNL
|  |  |  | 3 | [11 empty] | LBNL
|  |  |  | 4.67 | [11 empty] | LBNL
|  |  |  | 3.88 | [11 empty] | LBNL
|  |  |  | 4.5 | [11 empty] | LBNL
|  |  |  | 3.83 | [11 empty] | LBNL
|  |  |  | 3.05 | [11 empty] | LBNL
|  |  |  | 2.85 | [11 empty] | LBNL
|  |  |  | 4 | [11 empty] | LBNL
|  |  |  | 2.85 | [11 empty] | LBNL
|  |  |  | 2.85 | [11 empty] | LBNL
|  |  |  | 3.96 | [11 empty] | LBNL
|  |  |  | 4.71 | [11 empty] | LBNL
|  |  |  | 2.85 | [11 empty] | LBNL
|  |  |  | 3.08 | [11 empty] | LBNL
|  |  |  | 2.85 | [11 empty] | LBNL
|  |  |  | 2.75 | [11 empty] | LBNL
|  |  |  | 4.83 | [11 empty] | LBNL
|  |  |  | 2.85 | [11 empty] | LBNL
|  |  |  | 4 | [11 empty] | LBNL
|  |  |  | 1.9 | [11 empty] | LBNL
|  |  |  | 3.92 | [11 empty] | LBNL
|  |  |  | 3.79 | [11 empty] | LBNL
|  |  |  | 2.85 | [11 empty] | LBNL
|  |  |  | 2.8 | [11 empty] | LBNL
|  |  |  | 2.7 | [11 empty] | LBNL
|  |  |  | 3.63 | [11 empty] | LBNL
|  |  |  | 2.9 | [11 empty] | LBNL
|  |  |  | 4.54 | [11 empty] | LBNL
|  |  |  | 4.71 | [11 empty] | LBNL
|  |  |  | 3.92 | [11 empty] | LBNL
|  |  |  | 4.54 | [11 empty] | LBNL
|  |  |  | 4 | [11 empty] | LBNL
|  |  |  | 3.92 | [11 empty] | LBNL
|  |  |  | 2.85 | [11 empty] | LBNL
|  |  |  | 2.95 | [11 empty] | LBNL
|  |  |  | 2.88 | [11 empty] | LBNL
|  |  |  | 3.96 | [11 empty] | LBNL
|  |  |  | 2.83 | [11 empty] | LBNL
|  |  |  | 2.85 | [11 empty] | LBNL
|  |  |  | 2.85 | [11 empty] | LBNL
|  |  |  | 3.83 | [11 empty] | LBNL
|  |  |  | 4.5 | [11 empty] | LBNL
|  |  |  | 4.71 | [11 empty] | LBNL
|  |  |  | 3.92 | [11 empty] | LBNL
|  |  |  | 2.95 | [11 empty] | LBNL
|  |  |  | 1.9 | [11 empty] | LBNL
|  |  |  | 4.5 | [11 empty] | LBNL
|  |  |  | 1.97 | [11 empty] | LBNL
|  |  |  | 4 | [11 empty] | LBNL
|  |  |  | 3.92 | [11 empty] | LBNL
|  |  |  | 3.96 | [11 empty] | LBNL
|  |  |  | 3 | [11 empty] | LBNL
|  |  |  | 3.75 | [11 empty] | LBNL
|  |  |  | 4.71 | [11 empty] | LBNL
|  |  |  | 4.71 | [11 empty] | LBNL
|  |  |  | 3.46 | [11 empty] | LBNL
|  |  |  | 4.5 | [11 empty] | LBNL
|  |  |  | 4 | [11 empty] | LBNL
|  |  |  | 1.97 | [11 empty] | LBNL
|  |  |  | 2.05 | [11 empty] | LBNL
|  |  |  | 3.96 | [11 empty] | LBNL
|  |  |  | 4.67 | [11 empty] | LBNL
|  |  |  | 3.88 | [11 empty] | LBNL
|  |  |  | 3 | [11 empty] | LBNL
|  |  |  | 3.96 | [11 empty] | LBNL
|  |  |  | 3.92 | [11 empty] | LBNL
|  |  |  | 3.83 | [11 empty] | LBNL
|  |  |  | 2 | [11 empty] | LBNL
|  |  |  | 4.67 | [11 empty] | LBNL
|  |  |  | 2.85 | [11 empty] | LBNL
|  |  |  | 3.88 | [11 empty] | LBNL
|  |  |  | 4.88 | [11 empty] | LBNL
|  |  |  | 3.88 | [11 empty] | LBNL
|  |  |  | 3.79 | [11 empty] | LBNL
|  |  |  | 2.93 | [11 empty] | LBNL
|  |  |  | 1.98 | [11 empty] | LBNL
|  |  |  | 3.83 | [11 empty] | LBNL
|  |  |  | 2.83 | [11 empty] | LBNL
|  |  |  | 3 | [11 empty] | LBNL
|  |  |  | 3.92 | [11 empty] | LBNL
|  |  |  | 3.92 | [11 empty] | LBNL
|  |  |  | 3.96 | [11 empty] | LBNL
|  |  |  | 2.8 | [11 empty] | LBNL
|  |  |  | 2.8 | [11 empty] | LBNL
|  |  |  | 4 | [11 empty] | LBNL
|  |  |  | 4 | [11 empty] | LBNL
|  |  |  | 3.29 | [11 empty] | LBNL
|  |  |  | 1.98 | [11 empty] | LBNL
|  |  |  | 2.8 | [11 empty] | LBNL
|  |  |  | 4.5 | [11 empty] | LBNL
|  |  |  | 2.73 | [11 empty] | LBNL
|  |  |  | 4.67 | [11 empty] | LBNL
|  |  |  | 2.95 | [11 empty] | LBNL
|  |  |  | 3.96 | [11 empty] | LBNL
|  |  |  | 2.92 | [11 empty] | LBNL
|  |  |  | 2.75 | [11 empty] | LBNL
|  |  |  | 3.79 | [11 empty] | LBNL
|  |  |  | 4.54 | [11 empty] | LBNL
|  |  |  | 3.75 | [11 empty] | LBNL
|  |  |  | 2.85 | [11 empty] | LBNL
|  |  |  | 2.83 | [11 empty] | LBNL
|  |  |  | 4.67 | [11 empty] | LBNL
|  |  |  | 4.83 | [11 empty] | LBNL
|  |  |  | 3.96 | [11 empty] | LBNL
|  |  |  | 2.85 | [11 empty] | LBNL
|  |  |  | 3.96 | [11 empty] | LBNL
|  |  |  | 2.75 | [11 empty] | LBNL
|  |  |  | 2 | [11 empty] | LBNL
|  |  |  | 3.79 | [11 empty] | LBNL
|  |  |  | 4.96 | [11 empty] | LBNL
|  |  |  | 3.92 | [11 empty] | LBNL
|  |  |  | 2.7 | [11 empty] | LBNL
|  |  |  | 2.35 | [11 empty] | LBNL
|  |  |  | 4.67 | [11 empty] | LBNL
|  |  |  | 2.85 | [11 empty] | LBNL
|  |  |  | 4.5 | [11 empty] | LBNL
|  |  |  | 3 | [11 empty] | LBNL
|  |  |  | 4.5 | [11 empty] | LBNL
|  |  |  | 2.92 | [11 empty] | LBNL
|  |  |  | 2.85 | [11 empty] | LBNL
|  |  |  | 4.5 | [11 empty] | LBNL
|  |  |  | 4.67 | [11 empty] | LBNL
|  |  |  | 4.71 | [11 empty] | LBNL
|  |  |  | 4.46 | [11 empty] | LBNL
|  |  |  | 2.8 | [11 empty] | LBNL
|  |  |  | 4.54 | [11 empty] | LBNL
|  |  |  | 4.54 | [11 empty] | LBNL
|  |  |  | 3 | [11 empty] | LBNL
|  |  |  | 4 | [11 empty] | LBNL
|  |  |  | 4.83 | [11 empty] | LBNL
|  |  |  | 2.85 | [11 empty] | LBNL
|  |  |  | 3.96 | [11 empty] | LBNL
|  |  |  | 4.04 | [11 empty] | LBNL
|  |  |  | 3.92 | [11 empty] | LBNL
|  |  |  | 2.38 | [11 empty] | LBNL
|  |  |  | 2 | [11 empty] | LBNL
|  |  |  | 3.96 | [11 empty] | LBNL
|  |  |  | 2.88 | [11 empty] | LBNL
|  |  |  | 2.75 | [11 empty] | LBNL
|  |  |  | 2.8 | [11 empty] | LBNL
|  |  |  | 2.9 | [11 empty] | LBNL
|  |  |  | 2.92 | [11 empty] | LBNL
|  |  |  | 2.92 | [11 empty] | LBNL
|  |  |  | 4.71 | [11 empty] | LBNL
|  |  |  | 2.85 | [11 empty] | LBNL
|  |  |  | 4.71 | [11 empty] | LBNL
|  |  |  | 4.04 | [11 empty] | LBNL
|  |  |  | 2.73 | [11 empty] | LBNL
|  |  |  | 3.79 | [11 empty] | LBNL
|  |  |  | 2.83 | [11 empty] | LBNL
|  |  |  | 3.58 | [11 empty] | LBNL
|  |  |  | 4.71 | [11 empty] | LBNL
|  |  |  | 2.88 | [11 empty] | LBNL
|  |  |  | 3.79 | [11 empty] | LBNL
|  |  |  | 3.17 | [11 empty] | LBNL
|  |  |  | 2.85 | [11 empty] | LBNL
|  |  |  | 2.8 | [11 empty] | LBNL
|  |  |  | 2.5 | [11 empty] | LBNL
|  |  |  | 4.5 | [11 empty] | LBNL
|  |  |  | 2 | [11 empty] | LBNL
|  |  |  | 2.77 | [11 empty] | LBNL
|  |  |  | 2.92 | [11 empty] | LBNL
|  |  |  | 4.58 | [11 empty] | LBNL
|  |  |  | 2.95 | [11 empty] | LBNL
|  |  |  | 4.33 | [11 empty] | LBNL
|  |  |  | 3.07 | [11 empty] | LBNL
|  |  |  | 2.87 | [11 empty] | LBNL
|  |  |  | 3.96 | [11 empty] | LBNL
|  |  |  | 3.79 | [11 empty] | LBNL
|  |  |  | 2.85 | [11 empty] | LBNL
|  |  |  | 2.85 | [11 empty] | LBNL
|  |  |  | 3.5 | [11 empty] | LBNL
|  |  |  | 4.04 | [11 empty] | LBNL
|  |  |  | 4.04 | [11 empty] | LBNL
|  |  |  | 1.9 | [11 empty] | LBNL
|  |  |  | 4.08 | [11 empty] | LBNL
|  |  |  | 4.67 | [11 empty] | LBNL
|  |  |  | 3.79 | [11 empty] | LBNL
|  |  |  | 2.7 | [11 empty] | LBNL
|  |  |  | 4.67 | [11 empty] | LBNL
|  |  |  | 3.79 | [11 empty] | LBNL
|  |  |  | 4.67 | [11 empty] | LBNL
|  |  |  | 3.92 | [11 empty] | LBNL
|  |  |  | 4.75 | [11 empty] | LBNL
|  |  |  | 3.79 | [11 empty] | LBNL
|  |  |  | 2.75 | [11 empty] | LBNL
|  |  |  | 3 | [11 empty] | LBNL
|  |  |  | 3 | [11 empty] | LBNL
|  |  |  | 3.83 | [11 empty] | LBNL
|  |  |  | 4.46 | [11 empty] | LBNL
|  |  |  | 3.96 | [11 empty] | LBNL
|  |  |  | 3.79 | [11 empty] | LBNL
|  |  |  | 3.33 | [11 empty] | LBNL
|  |  |  | 2.8 | [11 empty] | LBNL
|  |  |  | 4.5 | [11 empty] | LBNL
|  |  |  | 1.9 | [11 empty] | LBNL
|  |  |  | 3 | [11 empty] | LBNL
|  |  |  | 3.92 | [11 empty] | LBNL
|  |  |  | 2.97 | [11 empty] | LBNL
|  |  |  | 3.79 | [11 empty] | LBNL
|  |  |  | 2.38 | [11 empty] | LBNL
|  |  |  | 4.71 | [11 empty] | LBNL
|  |  |  | 2.83 | [11 empty] | LBNL
|  |  |  | 4.54 | [11 empty] | LBNL
|  |  |  | 4.67 | [11 empty] | LBNL
|  |  |  | 2.85 | [11 empty] | LBNL
|  |  |  | 4 | [11 empty] | LBNL
|  |  |  | 3.67 | [11 empty] | LBNL
|  |  |  | 4.71 | [11 empty] | LBNL
|  |  |  | 2.75 | [11 empty] | LBNL
|  |  |  | 2.85 | [11 empty] | LBNL
|  |  |  | 2.85 | [11 empty] | LBNL
|  |  |  | 2.85 | [11 empty] | LBNL
|  |  |  | 3.92 | [11 empty] | LBNL
|  |  |  | 3.96 | [11 empty] | LBNL
|  |  |  | 1.9 | [11 empty] | LBNL
|  |  |  | 3.79 | [11 empty] | LBNL
|  |  |  | 3.88 | [11 empty] | LBNL
|  |  |  | 2.92 | [11 empty] | LBNL
|  |  |  | 2.85 | [11 empty] | LBNL
|  |  |  | 3 | [11 empty] | LBNL
|  |  |  | 3 | [11 empty] | LBNL
|  |  |  | 3.17 | [11 empty] | LBNL
|  |  |  | 3.75 | [11 empty] | LBNL
|  |  |  | 2.88 | [11 empty] | LBNL
|  |  |  | 3.88 | [11 empty] | LBNL
|  |  |  | 2.88 | [11 empty] | LBNL
|  |  |  | 4.5 | [11 empty] | LBNL
|  |  |  | 1.97 | [11 empty] | LBNL
|  |  |  | 2.78 | [11 empty] | LBNL
|  |  |  | 4.71 | [11 empty] | LBNL
|  |  |  | 3.96 | [11 empty] | LBNL
|  |  |  | 4.33 | [11 empty] | LBNL
|  |  |  | 2.75 | [11 empty] | LBNL
|  |  |  | 3.67 | [11 empty] | LBNL
|  |  |  | 4.63 | [11 empty] | LBNL
|  |  |  | 3.02 | [11 empty] | LBNL
|  |  |  | 2.92 | [11 empty] | LBNL
|  |  |  | 2.88 | [11 empty] | LBNL
|  |  |  | 4.54 | [11 empty] | LBNL
|  |  |  | 2.97 | [11 empty] | LBNL
|  |  |  | 4.71 | [11 empty] | LBNL
|  |  |  | 2.75 | [11 empty] | LBNL
|  |  |  | 3.67 | [11 empty] | LBNL
|  |  |  | 2.88 | [11 empty] | LBNL
|  |  |  | 4.04 | [11 empty] | LBNL
|  |  |  | 4.5 | [11 empty] | LBNL
|  |  |  | 1.92 | [11 empty] | LBNL
|  |  |  | 3.42 | [11 empty] | LBNL
|  |  |  | 4.04 | [11 empty] | LBNL
|  |  |  | 2.8 | [11 empty] | LBNL
|  |  |  | 4.83 | [11 empty] | LBNL
|  |  |  | 3.67 | [11 empty] | LBNL
|  |  |  | 2.37 | [11 empty] | LBNL
|  |  |  | 4.04 | [11 empty] | LBNL
|  |  |  | 3.88 | [11 empty] | LBNL
|  |  |  | 3.33 | [11 empty] | LBNL
|  |  |  | 4 | [11 empty] | LBNL
|  |  |  | 3.88 | [11 empty] | LBNL
|  |  |  | 4 | [11 empty] | LBNL
|  |  |  | 3.75 | [11 empty] | LBNL
|  |  |  | 4.29 | [11 empty] | LBNL
|  |  |  | 4 | [11 empty] | LBNL
|  |  |  | 2.33 | [11 empty] | LBNL
|  |  |  | 4.08 | [11 empty] | LBNL
|  |  |  | 2.72 | [11 empty] | LBNL
|  |  |  | 4.54 | [11 empty] | LBNL
|  |  |  | 2 | [11 empty] | LBNL
|  |  |  | 4.5 | [11 empty] | LBNL
|  |  |  | 3 | [11 empty] | LBNL
|  |  |  | 2.75 | [11 empty] | LBNL
|  |  |  | 2.97 | [11 empty] | LBNL
|  |  |  | 4.08 | [11 empty] | LBNL
|  |  |  | 2.72 | [11 empty] | LBNL
|  |  |  | 2.8 | [11 empty] | LBNL
|  |  |  | 3.96 | [11 empty] | LBNL
|  |  |  | 2.72 | [11 empty] | LBNL
|  |  |  | 2.88 | [11 empty] | LBNL
|  |  |  | 2.72 | [11 empty] | LBNL
|  |  |  | 3.46 | [11 empty] | LBNL
|  |  |  | 2.75 | [11 empty] | LBNL
|  |  |  | 2.75 | [11 empty] | LBNL
|  |  |  | 2.72 | [11 empty] | LBNL
|  |  |  | 1.83 | [11 empty] | LBNL
|  |  |  | 2.68 | [11 empty] | LBNL
|  |  |  | 1.98 | [11 empty] | LBNL
|  |  |  | 2.72 | [11 empty] | LBNL
|  |  |  | 2.75 | [11 empty] | LBNL
|  |  |  | 2.97 | [11 empty] | LBNL
|  |  |  | 2.72 | [11 empty] | LBNL
|  |  |  | 2.72 | [11 empty] | LBNL
|  |  |  | 2.75 | [11 empty] | LBNL
|  |  |  | 2 | [11 empty] | LBNL
|  |  |  | 2.72 | [11 empty] | LBNL
|  |  |  | 2.83 | [11 empty] | LBNL
|  |  |  | 2.85 | [11 empty] | LBNL
|  |  |  | 2.9 | [11 empty] | LBNL
|  |  |  | 4.79 | [11 empty] | LBNL
|  |  |  | 4 | [11 empty] | LBNL
|  |  |  | 2.88 | [11 empty] | LBNL
|  |  |  | 1.88 | [11 empty] | LBNL
|  |  |  | 2.5 | [11 empty] | LBNL
|  |  |  | 2.43 | [11 empty] | LBNL
|  |  |  | 2.37 | [11 empty] | LBNL
|  |  |  | 2.85 | [11 empty] | LBNL
|  |  |  | 3.46 | [11 empty] | LBNL
|  |  |  | 3 | [11 empty] | LBNL
|  |  |  | 3 | [11 empty] | LBNL
|  |  |  | 2.75 | [11 empty] | LBNL
|  |  |  | 2.92 | [11 empty] | LBNL
|  |  |  | 3.79 | [11 empty] | LBNL
|  |  |  | 3.67 | [11 empty] | LBNL
|  |  |  | 2.85 | [11 empty] | LBNL
|  |  |  | 3.96 | [11 empty] | LBNL
|  |  |  | 3.79 | [11 empty] | LBNL
|  |  |  | 4.88 | [11 empty] | LBNL
|  |  |  | 4.63 | [11 empty] | LBNL
|  |  |  | 2.85 | [11 empty] | LBNL
|  |  |  | 1.92 | [11 empty] | LBNL
|  |  |  | 1.98 | [11 empty] | LBNL
|  |  |  | 4.71 | [11 empty] | LBNL
|  |  |  | 4.67 | [11 empty] | LBNL
|  |  |  | 2.8 | [11 empty] | LBNL
|  |  |  | 1.9 | [11 empty] | LBNL
|  |  |  | 3 | [11 empty] | LBNL
|  |  |  | 3.96 | [11 empty] | LBNL
|  |  |  | 3.88 | [11 empty] | LBNL
|  |  |  | 3 | [11 empty] | LBNL
|  |  |  | 2.28 | [11 empty] | LBNL
|  |  |  | 4.04 | [11 empty] | LBNL
|  |  |  | 1.83 | [11 empty] | LBNL
|  |  |  | 2.88 | [11 empty] | LBNL
|  |  |  | 2.73 | [11 empty] | LBNL
|  |  |  | 4.5 | [11 empty] | LBNL
|  |  |  | 3.79 | [11 empty] | LBNL
|  |  |  | 3.71 | [11 empty] | LBNL
|  |  |  | 2.33 | [11 empty] | LBNL
|  |  |  | 4 | [11 empty] | LBNL
|  |  |  | 2.37 | [11 empty] | LBNL
|  |  |  | 3.25 | [11 empty] | LBNL
|  |  |  | 3 | [11 empty] | LBNL
|  |  |  | 2.95 | [11 empty] | LBNL
|  |  |  | 3 | [11 empty] | LBNL
|  |  |  | 1.9 | [11 empty] | LBNL
|  |  |  | 3.83 | [11 empty] | LBNL
|  |  |  | 4.5 | [11 empty] | LBNL
|  |  |  | 4 | [11 empty] | LBNL
|  |  |  | 3.67 | [11 empty] | LBNL
|  |  |  | 3.79 | [11 empty] | LBNL
|  |  |  | 2.85 | [11 empty] | LBNL
|  |  |  | 2.92 | [11 empty] | LBNL
|  |  |  | 4.5 | [11 empty] | LBNL
|  |  |  | 4.5 | [11 empty] | LBNL
|  |  |  | 3.88 | [11 empty] | LBNL
|  |  |  | 3.17 | [11 empty] | LBNL
|  |  |  | 3.79 | [11 empty] | LBNL
|  |  |  | 2.98 | [11 empty] | LBNL
|  |  |  | 2.85 | [11 empty] | LBNL
|  |  |  | 3.33 | [11 empty] | LBNL
|  |  |  | 3.92 | [11 empty] | LBNL
|  |  |  | 2.85 | [11 empty] | LBNL
|  |  |  | 3.79 | [11 empty] | LBNL
|  |  |  | 3.92 | [11 empty] | LBNL
|  |  |  | 3.33 | [11 empty] | LBNL
|  |  |  | 3.88 | [11 empty] | LBNL
|  |  |  | 1.9 | [11 empty] | LBNL
|  |  |  | 2.85 | [11 empty] | LBNL
|  |  |  | 3.92 | [11 empty] | LBNL
|  |  |  | 2.85 | [11 empty] | LBNL
|  |  |  | 4.5 | [11 empty] | LBNL
|  |  |  | 2 | [11 empty] | LBNL
|  |  |  | 3.33 | [11 empty] | LBNL
|  |  |  | 4.63 | [11 empty] | LBNL
|  |  |  | 3.79 | [11 empty] | LBNL
|  |  |  | 4.54 | [11 empty] | LBNL
|  |  |  | 3 | [11 empty] | LBNL
|  |  |  | 3.96 | [11 empty] | LBNL
|  |  |  | 4 | [11 empty] | LBNL
|  |  |  | 2.1 | [11 empty] | LBNL
|  |  |  | 3.79 | [11 empty] | LBNL
|  |  |  | 4.71 | [11 empty] | LBNL
|  |  |  | 3.92 | [11 empty] | LBNL
|  |  |  | 2.75 | [11 empty] | LBNL
|  |  |  | 4.71 | [11 empty] | LBNL
|  |  |  | 4 | [11 empty] | LBNL
|  |  |  | 3.42 | [11 empty] | LBNL
|  |  |  | 4.58 | [11 empty] | LBNL
|  |  |  | 3.96 | [11 empty] | LBNL
|  |  |  | 3.96 | [11 empty] | LBNL
|  |  |  | 3.75 | [11 empty] | LBNL
|  |  |  | 4.04 | [11 empty] | LBNL
|  |  |  | 4.04 | [11 empty] | LBNL
|  |  |  | 2.75 | [11 empty] | LBNL
|  |  |  | 3.92 | [11 empty] | LBNL
|  |  |  | 4.67 | [11 empty] | LBNL
|  |  |  | 4.71 | [11 empty] | LBNL
|  |  |  | 3.88 | [11 empty] | LBNL
|  |  |  | 3.79 | [11 empty] | LBNL
|  |  |  | 3.88 | [11 empty] | LBNL
|  |  |  | 3.96 | [11 empty] | LBNL
|  |  |  | 4.75 | [11 empty] | LBNL
|  |  |  | 3 | [11 empty] | LBNL
|  |  |  | 3 | [11 empty] | LBNL
|  |  |  | 4.71 | [11 empty] | LBNL
|  |  |  | 4.71 | [11 empty] | LBNL
|  |  |  | 2.85 | [11 empty] | LBNL
|  |  |  | 3.92 | [11 empty] | LBNL
|  |  |  | 4.33 | [11 empty] | LBNL
|  |  |  | 3 | [11 empty] | LBNL
|  |  |  | 2.88 | [11 empty] | LBNL
|  |  |  | 3.88 | [11 empty] | LBNL
|  |  |  | 4.71 | [11 empty] | LBNL
|  |  |  | 3.5 | [11 empty] | LBNL
|  |  |  | 3.88 | [11 empty] | LBNL
|  |  |  | 2.88 | [11 empty] | LBNL
|  |  |  | 4 | [11 empty] | LBNL
|  |  |  | 2.92 | [11 empty] | LBNL
|  |  |  | 4.04 | [11 empty] | LBNL
|  |  |  | 2.42 | [11 empty] | LBNL
|  |  |  | 4.71 | [11 empty] | LBNL
|  |  |  | 3 | [11 empty] | LBNL
|  |  |  | 3.96 | [11 empty] | LBNL
|  |  |  | 4.08 | [11 empty] | LBNL
|  |  |  | 4.79 | [11 empty] | LBNL
|  |  |  | 3.96 | [11 empty] | LBNL
|  |  |  | 3.42 | [11 empty] | LBNL
|  |  |  | 4.71 | [11 empty] | LBNL
|  |  |  | 3 | [11 empty] | LBNL
|  |  |  | 3 | [11 empty] | LBNL
|  |  |  | 3.79 | [11 empty] | LBNL
|  |  |  | 2.93 | [11 empty] | LBNL
|  |  |  | 3.92 | [11 empty] | LBNL
|  |  |  | 4.08 | [11 empty] | LBNL
|  |  |  | 3.38 | [11 empty] | LBNL
|  |  |  | 2.83 | [11 empty] | LBNL
|  |  |  | 2.88 | [11 empty] | LBNL
|  |  |  | 2.88 | [11 empty] | LBNL
|  |  |  | 2.95 | [11 empty] | LBNL
|  |  |  | 2.4 | [11 empty] | LBNL
|  |  |  | 3.79 | [11 empty] | LBNL
|  |  |  | 3.92 | [11 empty] | LBNL
|  |  |  | 3.92 | [11 empty] | LBNL
|  |  |  | 3.88 | [11 empty] | LBNL
|  |  |  | 4.04 | [11 empty] | LBNL
|  |  |  | 4.58 | [11 empty] | LBNL
|  |  |  | 2.9 | [11 empty] | LBNL
|  |  |  | 4.04 | [11 empty] | LBNL
|  |  |  | 3.63 | [11 empty] | LBNL
|  |  |  | 4.83 | [11 empty] | LBNL
|  |  |  | 2.83 | [11 empty] | LBNL
|  |  |  | 3 | [11 empty] | LBNL
|  |  |  | 3.05 | [11 empty] | LBNL
|  |  |  | 2.88 | [11 empty] | LBNL
|  |  |  | 2.92 | [11 empty] | LBNL
|  |  |  | 2.85 | [11 empty] | LBNL
|  |  |  | 3.75 | [11 empty] | LBNL
|  |  |  | 4 | [11 empty] | LBNL
|  |  |  | 3.96 | [11 empty] | LBNL
|  |  |  | 2.83 | [11 empty] | LBNL
|  |  |  | 4.5 | [11 empty] | LBNL
|  |  |  | 4.79 | [11 empty] | LBNL
|  |  |  | 3.79 | [11 empty] | LBNL
|  |  |  | 3.79 | [11 empty] | LBNL
|  |  |  | 3 | [11 empty] | LBNL
|  |  |  | 3.38 | [11 empty] | LBNL
|  |  |  | 3.33 | [11 empty] | LBNL
|  |  |  | 2.83 | [11 empty] | LBNL
|  |  |  | 1.83 | [11 empty] | LBNL
|  |  |  | 2.85 | [11 empty] | LBNL
|  |  |  | 2.83 | [11 empty] | LBNL
|  |  |  | 3.83 | [11 empty] | LBNL
|  |  |  | 3.83 | [11 empty] | LBNL
|  |  |  | 4.67 | [11 empty] | LBNL
|  |  |  | 4.04 | [11 empty] | LBNL
|  |  |  | 2.88 | [11 empty] | LBNL
|  |  |  | 4 | [11 empty] | LBNL
|  |  |  | 3.92 | [11 empty] | LBNL
|  |  |  | 4.75 | [11 empty] | LBNL
|  |  |  | 4.79 | [11 empty] | LBNL
|  |  |  | 2.83 | [11 empty] | LBNL
|  |  |  | 3.96 | [11 empty] | LBNL
|  |  |  | 1.9 | [11 empty] | LBNL
|  |  |  | 1.9 | [11 empty] | LBNL
|  |  |  | 4 | [11 empty] | LBNL
|  |  |  | 4.83 | [11 empty] | LBNL
|  |  |  | 2.85 | [11 empty] | LBNL
|  |  |  | 2.85 | [11 empty] | LBNL
|  |  |  | 2.65 | [11 empty] | LBNL
|  |  |  | 3.96 | [11 empty] | LBNL
|  |  |  | 2.85 | [11 empty] | LBNL
|  |  |  | 1.9 | [11 empty] | LBNL
|  |  |  | 4 | [11 empty] | LBNL
|  |  |  | 4.71 | [11 empty] | LBNL
|  |  |  | 2.87 | [11 empty] | LBNL
|  |  |  | 3.92 | [11 empty] | LBNL
|  |  |  | 2.92 | [11 empty] | LBNL
|  |  |  | 3.33 | [11 empty] | LBNL
|  |  |  | 3.92 | [11 empty] | LBNL
|  |  |  | 2.85 | [11 empty] | LBNL
|  |  |  | 2.97 | [11 empty] | LBNL
|  |  |  | 4 | [11 empty] | LBNL
|  |  |  | 2.85 | [11 empty] | LBNL
|  |  |  | 3.92 | [11 empty] | LBNL
|  |  |  | 4.79 | [11 empty] | LBNL
|  |  |  | 4.79 | [11 empty] | LBNL
|  |  |  | 3.83 | [11 empty] | LBNL
|  |  |  | 4.79 | [11 empty] | LBNL
|  |  |  | 3.79 | [11 empty] | LBNL
|  |  |  | 4 | [11 empty] | LBNL
|  |  |  | 3.83 | [11 empty] | LBNL
|  |  |  | 2.93 | [11 empty] | LBNL
|  |  |  | 4.71 | [11 empty] | LBNL
|  |  |  | 4.5 | [11 empty] | LBNL
|  |  |  | 4.71 | [11 empty] | LBNL
|  |  |  | 3.96 | [11 empty] | LBNL
|  |  |  | 3.79 | [11 empty] | LBNL
|  |  |  | 1.82 | [11 empty] | LBNL
|  |  |  | 3.96 | [11 empty] | LBNL
|  |  |  | 3.79 | [11 empty] | LBNL
|  |  |  | 3.88 | [11 empty] | LBNL
|  |  |  | 3.79 | [11 empty] | LBNL
|  |  |  | 3.88 | [11 empty] | LBNL
|  |  |  | 2.85 | [11 empty] | LBNL
|  |  |  | 4.63 | [11 empty] | LBNL
|  |  |  | 3 | [11 empty] | LBNL
|  |  |  | 4.04 | [11 empty] | LBNL
|  |  |  | 2.98 | [11 empty] | LBNL
|  |  |  | 3.96 | [11 empty] | LBNL
|  |  |  | 4.71 | [11 empty] | LBNL
|  |  |  | 4.5 | [11 empty] | LBNL
|  |  |  | 3.92 | [11 empty] | LBNL
|  |  |  | 4.04 | [11 empty] | LBNL
|  |  |  | 3.79 | [11 empty] | LBNL
|  |  |  | 3.92 | [11 empty] | LBNL
|  |  |  | 1.9 | [11 empty] | LBNL
|  |  |  | 2.87 | [11 empty] | LBNL
|  |  |  | 2.88 | [11 empty] | LBNL
|  |  |  | 2.88 | [11 empty] | LBNL
|  |  |  | 3.96 | [11 empty] | LBNL
|  |  |  | 2.85 | [11 empty] | LBNL
|  |  |  | 3.92 | [11 empty] | LBNL
|  |  |  | 3.96 | [11 empty] | LBNL
|  |  |  | 3.54 | [11 empty] | LBNL
|  |  |  | 3.92 | [11 empty] | LBNL
|  |  |  | 1.95 | [11 empty] | LBNL
|  |  |  | 2.88 | [11 empty] | LBNL
|  |  |  | 3.79 | [11 empty] | LBNL
|  |  |  | 2 | [11 empty] | LBNL
|  |  |  | 4 | [11 empty] | LBNL
|  |  |  | 2.85 | [11 empty] | LBNL
|  |  |  | 4.75 | [11 empty] | LBNL
|  |  |  | 3.83 | [11 empty] | LBNL
|  |  |  | 3.88 | [11 empty] | LBNL
|  |  |  | 3 | [11 empty] | LBNL
|  |  |  | 3.17 | [11 empty] | LBNL
|  |  |  | 4.42 | [11 empty] | LBNL
|  |  |  | 4.71 | [11 empty] | LBNL
|  |  |  | 3.79 | [11 empty] | LBNL
|  |  |  | 4.33 | [11 empty] | LBNL
|  |  |  | 2.85 | [11 empty] | LBNL
|  |  |  | 2.05 | [11 empty] | LBNL
|  |  |  | 2.92 | [11 empty] | LBNL
|  |  |  | 4.04 | [11 empty] | LBNL
|  |  |  | 3 | [11 empty] | LBNL
|  |  |  | 4 | [11 empty] | LBNL
|  |  |  | 2.88 | [11 empty] | LBNL
|  |  |  | 3.96 | [11 empty] | LBNL
|  |  |  | 3 | [11 empty] | LBNL
|  |  |  | 2 | [11 empty] | LBNL
|  |  |  | 3.96 | [11 empty] | LBNL
|  |  |  | 2.92 | [11 empty] | LBNL
|  |  |  | 4.5 | [11 empty] | LBNL
|  |  |  | 2.85 | [11 empty] | LBNL
|  |  |  | 3.79 | [11 empty] | LBNL
|  |  |  | 2.88 | [11 empty] | LBNL
|  |  |  | 3.92 | [11 empty] | LBNL
|  |  |  | 3.79 | [11 empty] | LBNL
|  |  |  | 3.79 | [11 empty] | LBNL
|  |  |  | 2.75 | [11 empty] | LBNL
|  |  |  | 2.85 | [11 empty] | LBNL
|  |  |  | 3.75 | [11 empty] | LBNL
|  |  |  | 2.85 | [11 empty] | LBNL
|  |  |  | 3.96 | [11 empty] | LBNL
|  |  |  | 2.8 | [11 empty] | LBNL
|  |  |  | 3.79 | [11 empty] | LBNL
|  |  |  | 3.92 | [11 empty] | LBNL
|  |  |  | 4.04 | [11 empty] | LBNL
|  |  |  | 2.68 | [11 empty] | LBNL
|  |  |  | 2.32 | [11 empty] | LBNL
|  |  |  | 4.33 | [11 empty] | LBNL
|  |  |  | 3.92 | [11 empty] | LBNL
|  |  |  | 3.33 | [11 empty] | LBNL
|  |  |  | 2.75 | [11 empty] | LBNL
|  |  |  | 2.75 | [11 empty] | LBNL
|  |  |  | 2.85 | [11 empty] | LBNL
|  |  |  | 2.9 | [11 empty] | LBNL
|  |  |  | 2.88 | [11 empty] | LBNL
|  |  |  | 4.58 | [11 empty] | LBNL
|  |  |  | 3.92 | [11 empty] | LBNL
|  |  |  | 2.85 | [11 empty] | LBNL
|  |  |  | 1.98 | [11 empty] | LBNL
|  |  |  | 4.71 | [11 empty] | LBNL
|  |  |  | 2.85 | [11 empty] | LBNL
|  |  |  | 3.92 | [11 empty] | LBNL
|  |  |  | 1.82 | [11 empty] | LBNL
|  |  |  | 3.92 | [11 empty] | LBNL
|  |  |  | 3.96 | [11 empty] | LBNL
|  |  |  | 2.92 | [11 empty] | LBNL
|  |  |  | 3.33 | [11 empty] | LBNL
|  |  |  | 4.75 | [11 empty] | LBNL
|  |  |  | 4.71 | [11 empty] | LBNL
|  |  |  | 4.79 | [11 empty] | LBNL
|  |  |  | 2.83 | [11 empty] | LBNL
|  |  |  | 4.79 | [11 empty] | LBNL
|  |  |  | 4.08 | [11 empty] | LBNL
|  |  |  | 3.92 | [11 empty] | LBNL
|  |  |  | 2.58 | [11 empty] | LBNL
|  |  |  | 3.79 | [11 empty] | LBNL
|  |  |  | 2.25 | [11 empty] | LBNL
|  |  |  | 4.13 | [11 empty] | LBNL
|  |  |  | 4.08 | [11 empty] | LBNL
|  |  |  | 2.97 | [11 empty] | LBNL
|  |  |  | 3 | [11 empty] | LBNL
|  |  |  | 2.77 | [11 empty] | LBNL
|  |  |  | 2.88 | [11 empty] | LBNL
|  |  |  | 4.33 | [11 empty] | LBNL
|  |  |  | 4 | [11 empty] | LBNL
|  |  |  | 2.98 | [11 empty] | LBNL
|  |  |  | 3.88 | [11 empty] | LBNL
|  |  |  | 2.93 | [11 empty] | LBNL
|  |  |  | 2.85 | [11 empty] | LBNL
|  |  |  | 2.88 | [11 empty] | LBNL
|  |  |  | 4.88 | [11 empty] | LBNL
|  |  |  | 3.79 | [11 empty] | LBNL
|  |  |  | 3 | [11 empty] | LBNL
|  |  |  | 2.85 | [11 empty] | LBNL
|  |  |  | 3.88 | [11 empty] | LBNL
|  |  |  | 2.83 | [11 empty] | LBNL
|  |  |  | 4.75 | [11 empty] | LBNL
|  |  |  | 4 | [11 empty] | LBNL
|  |  |  | 2.88 | [11 empty] | LBNL
|  |  |  | 4.54 | [11 empty] | LBNL
|  |  |  | 1.56 | [11 empty] | LBNL
|  |  |  | 4.67 | [11 empty] | LBNL
|  |  |  | 3.92 | [11 empty] | LBNL
|  |  |  | 1.9 | [11 empty] | LBNL
|  |  |  | 3 | [11 empty] | LBNL
|  |  |  | 3.88 | [11 empty] | LBNL
|  |  |  | 4.5 | [11 empty] | LBNL
|  |  |  | 3.33 | [11 empty] | LBNL
|  |  |  | 3.92 | [11 empty] | LBNL
|  |  |  | 3 | [11 empty] | LBNL
|  |  |  | 4 | [11 empty] | LBNL
|  |  |  | 3.17 | [11 empty] | LBNL
|  |  |  | 3.79 | [11 empty] | LBNL
|  |  |  | 2.35 | [11 empty] | LBNL
|  |  |  | 4.54 | [11 empty] | LBNL
|  |  |  | 3 | [11 empty] | LBNL
|  |  |  | 2.83 | [11 empty] | LBNL
|  |  |  | 2 | [11 empty] | LBNL
|  |  |  | 4.04 | [11 empty] | LBNL
|  |  |  | 2.95 | [11 empty] | LBNL
|  |  |  | 4 | [11 empty] | LBNL
|  |  |  | 3 | [11 empty] | LBNL
|  |  |  | 4.79 | [11 empty] | LBNL
|  |  |  | 2.85 | [11 empty] | LBNL
|  |  |  | 2.85 | [11 empty] | LBNL
|  |  |  | 2.33 | [11 empty] | LBNL
|  |  |  | 4.5 | [11 empty] | LBNL
|  |  |  | 3.92 | [11 empty] | LBNL
|  |  |  | 4 | [11 empty] | LBNL
|  |  |  | 2.85 | [11 empty] | LBNL
|  |  |  | 3 | [11 empty] | LBNL
|  |  |  | 4.63 | [11 empty] | LBNL
|  |  |  | 4.67 | [11 empty] | LBNL
|  |  |  | 4 | [11 empty] | LBNL
|  |  |  | 2.92 | [11 empty] | LBNL
|  |  |  | 3.88 | [11 empty] | LBNL
|  |  |  | 2 | [11 empty] | LBNL
|  |  |  | 2.92 | [11 empty] | LBNL
|  |  |  | 2.92 | [11 empty] | LBNL
|  |  |  | 4.75 | [11 empty] | LBNL
|  |  |  | 2.92 | [11 empty] | LBNL
|  |  |  | 3.92 | [11 empty] | LBNL
|  |  |  | 3.92 | [11 empty] | LBNL
|  |  |  | 3 | [11 empty] | LBNL
|  |  |  | 4.75 | [11 empty] | LBNL
|  |  |  | 3.96 | [11 empty] | LBNL
|  |  |  | 2.92 | [11 empty] | LBNL
|  |  |  | 4.54 | [11 empty] | LBNL
|  |  |  | 2.5 | [11 empty] | LBNL
|  |  |  | 2.92 | [11 empty] | LBNL
|  |  |  | 2.88 | [11 empty] | LBNL
|  |  |  | 3.83 | [11 empty] | LBNL
|  |  |  | 4.71 | [11 empty] | LBNL
|  |  |  | 4.75 | [11 empty] | LBNL
|  |  |  | 4.83 | [11 empty] | LBNL
|  |  |  | 2.85 | [11 empty] | LBNL
|  |  |  | 4.04 | [11 empty] | LBNL
|  |  |  | 2.73 | [11 empty] | LBNL
|  |  |  | 3 | [11 empty] | LBNL
|  |  |  | 2.75 | [11 empty] | LBNL
|  |  |  | 2 | [11 empty] | LBNL
|  |  |  | 2.98 | [11 empty] | LBNL
|  |  |  | 3.92 | [11 empty] | LBNL
|  |  |  | 3.92 | [11 empty] | LBNL
|  |  |  | 4.71 | [11 empty] | LBNL
|  |  |  | 4 | [11 empty] | LBNL
|  |  |  | 4.75 | [11 empty] | LBNL
|  |  |  | 2.73 | [11 empty] | LBNL
|  |  |  | 1.8 | [11 empty] | LBNL
|  |  |  | 3.92 | [11 empty] | LBNL
|  |  |  | 3.79 | [11 empty] | LBNL
|  |  |  | 2.83 | [11 empty] | LBNL
|  |  |  | 1.85 | [11 empty] | LBNL
|  |  |  | 2.82 | [11 empty] | LBNL
|  |  |  | 2.88 | [11 empty] | LBNL
|  |  |  | 2.93 | [11 empty] | LBNL
|  |  |  | 2.8 | [11 empty] | LBNL
|  |  |  | 2.98 | [11 empty] | LBNL
|  |  |  | 2.88 | [11 empty] | LBNL
|  |  |  | 4.92 | [11 empty] | LBNL
|  |  |  | 4.75 | [11 empty] | LBNL
|  |  |  | 2.92 | [11 empty] | LBNL
|  |  |  | 2.85 | [11 empty] | LBNL
|  |  |  | 4.67 | [11 empty] | LBNL
|  |  |  | 4 | [11 empty] | LBNL
|  |  |  | 4.75 | [11 empty] | LBNL
|  |  |  | 4.83 | [11 empty] | LBNL
|  |  |  | 2.97 | [11 empty] | LBNL
|  |  |  | 3.75 | [11 empty] | LBNL
|  |  |  | 4 | [11 empty] | LBNL
|  |  |  | 3.92 | [11 empty] | LBNL
|  |  |  | 3.88 | [11 empty] | LBNL
|  |  |  | 4.54 | [11 empty] | LBNL
|  |  |  | 3.83 | [11 empty] | LBNL
|  |  |  | 4.88 | [11 empty] | LBNL
|  |  |  | 3.92 | [11 empty] | LBNL
|  |  |  | 3 | [11 empty] | LBNL
|  |  |  | 2.88 | [11 empty] | LBNL
|  |  |  | 4 | [11 empty] | LBNL
|  |  |  | 4.5 | [11 empty] | LBNL
|  |  |  | 4.75 | [11 empty] | LBNL
|  |  |  | 4.63 | [11 empty] | LBNL
|  |  |  | 4 | [11 empty] | LBNL
|  |  |  | 2.95 | [11 empty] | LBNL
|  |  |  | 4.5 | [11 empty] | LBNL
|  |  |  | 3.46 | [11 empty] | LBNL
|  |  |  | 2.75 | [11 empty] | LBNL
|  |  |  | 3.02 | [11 empty] | LBNL
|  |  |  | 2.92 | [11 empty] | LBNL
|  |  |  | 2.88 | [11 empty] | LBNL
|  |  |  | 3 | [11 empty] | LBNL
|  |  |  | 4.5 | [11 empty] | LBNL
|  |  |  | 4.71 | [11 empty] | LBNL
|  |  |  | 2.93 | [11 empty] | LBNL
|  |  |  | 2.92 | [11 empty] | LBNL
|  |  |  | 3.88 | [11 empty] | LBNL
|  |  |  | 3.75 | [11 empty] | LBNL
|  |  |  | 2.88 | [11 empty] | LBNL
|  |  |  | 2.92 | [11 empty] | LBNL
|  |  |  | 3.88 | [11 empty] | LBNL
|  |  |  | 3.88 | [11 empty] | LBNL
|  |  |  | 3 | [11 empty] | LBNL
|  |  |  | 2.88 | [11 empty] | LBNL
|  |  |  | 3.88 | [11 empty] | LBNL
|  |  |  | 2.92 | [11 empty] | LBNL
|  |  |  | 3.96 | [11 empty] | LBNL
|  |  |  | 4.63 | [11 empty] | LBNL
|  |  |  | 3.92 | [11 empty] | LBNL
|  |  |  | 2.85 | [11 empty] | LBNL
|  |  |  | 4.63 | [11 empty] | LBNL
|  |  |  | 4.71 | [11 empty] | LBNL
|  |  |  | 4.5 | [11 empty] | LBNL
|  |  |  | 4 | [11 empty] | LBNL
|  |  |  | 2.97 | [11 empty] | LBNL
|  |  |  | 2.42 | [11 empty] | LBNL
|  |  |  | 4.08 | [11 empty] | LBNL
|  |  |  | 3.88 | [11 empty] | LBNL
|  |  |  | 4 | [11 empty] | LBNL
|  |  |  | 4.67 | [11 empty] | LBNL
|  |  |  | 4.58 | [11 empty] | LBNL
|  |  |  | 4 | [11 empty] | LBNL
|  |  |  | 4 | [11 empty] | LBNL
|  |  |  | 3.96 | [11 empty] | LBNL
|  |  |  | 3.88 | [11 empty] | LBNL
|  |  |  | 2.37 | [11 empty] | LBNL
|  |  |  | 4 | [11 empty] | LBNL
|  |  |  | 4 | [11 empty] | LBNL
|  |  |  | 4 | [11 empty] | LBNL
|  |  |  | 4.71 | [11 empty] | LBNL
|  |  |  | 4.5 | [11 empty] | LBNL
|  |  |  | 3.92 | [11 empty] | LBNL
|  |  |  | 3 | [11 empty] | LBNL
|  |  |  | 4.5 | [11 empty] | LBNL
|  |  |  | 3.02 | [11 empty] | LBNL
|  |  |  | 3.07 | [11 empty] | LBNL
|  |  |  | 3.33 | [11 empty] | LBNL
|  |  |  | 4.42 | [11 empty] | LBNL
|  |  |  | 3.83 | [11 empty] | LBNL
|  |  |  | 4 | [11 empty] | LBNL
|  |  |  | 2.98 | [11 empty] | LBNL
|  |  |  | 3.67 | [11 empty] | LBNL
|  |  |  | 2.98 | [11 empty] | LBNL
|  |  |  | 2.85 | [11 empty] | LBNL
|  |  |  | 3.92 | [11 empty] | LBNL
|  |  |  | 4.75 | [11 empty] | LBNL
|  |  |  | 4.5 | [11 empty] | LBNL
|  |  |  | 3.17 | [11 empty] | LBNL
|  |  |  | 2.88 | [11 empty] | LBNL
|  |  |  | 4.04 | [11 empty] | LBNL
|  |  |  | 2.92 | [11 empty] | LBNL
|  |  |  | 2.98 | [11 empty] | LBNL
|  |  |  | 4.42 | [11 empty] | LBNL
|  |  |  | 1.85 | [11 empty] | LBNL
|  |  |  | 2.85 | [11 empty] | LBNL
|  |  |  | 3.05 | [11 empty] | LBNL
|  |  |  | 3.79 | [11 empty] | LBNL
|  |  |  | 2.88 | [11 empty] | LBNL
|  |  |  | 2.85 | [11 empty] | LBNL
|  |  |  | 3.83 | [11 empty] | LBNL
|  |  |  | 3.79 | [11 empty] | LBNL
|  |  |  | 4.5 | [11 empty] | LBNL
|  |  |  | 2.88 | [11 empty] | LBNL
|  |  |  | 2.88 | [11 empty] | LBNL
|  |  |  | 3 | [11 empty] | LBNL
|  |  |  | 2 | [11 empty] | LBNL
|  |  |  | 2 | [11 empty] | LBNL
|  |  |  | 2.83 | [11 empty] | LBNL
|  |  |  | 3.07 | [11 empty] | LBNL
|  |  |  | 2.78 | [11 empty] | LBNL
|  |  |  | 4.04 | [11 empty] | LBNL
|  |  |  | 2.77 | [11 empty] | LBNL
|  |  |  | 3.79 | [11 empty] | LBNL
|  |  |  | 2.43 | [11 empty] | LBNL
|  |  |  | 3.71 | [11 empty] | LBNL
|  |  |  | 2.85 | [11 empty] | LBNL
|  |  |  | 3.79 | [11 empty] | LBNL
|  |  |  | 2.85 | [11 empty] | LBNL
|  |  |  | 3.79 | [11 empty] | LBNL
|  |  |  | 3.79 | [11 empty] | LBNL
|  |  |  | 4.67 | [11 empty] | LBNL
|  |  |  | 3.79 | [11 empty] | LBNL
|  |  |  | 4.75 | [11 empty] | LBNL
|  |  |  | 3.33 | [11 empty] | LBNL
|  |  |  | 4.88 | [11 empty] | LBNL
|  |  |  | 4 | [11 empty] | LBNL
|  |  |  | 2.85 | [11 empty] | LBNL
|  |  |  | 3.33 | [11 empty] | LBNL
|  |  |  | 4.54 | [11 empty] | LBNL
|  |  |  | 2.37 | [11 empty] | LBNL
|  |  |  | 2.88 | [11 empty] | LBNL
|  |  |  | 4.04 | [11 empty] | LBNL
|  |  |  | 2.85 | [11 empty] | LBNL
|  |  |  | 3 | [11 empty] | LBNL
|  |  |  | 2.97 | [11 empty] | LBNL
|  |  |  | 2.83 | [11 empty] | LBNL
|  |  |  | 3.71 | [11 empty] | LBNL
|  |  |  | 3.92 | [11 empty] | LBNL
|  |  |  | 4.04 | [11 empty] | LBNL
|  |  |  | 4 | [11 empty] | LBNL
|  |  |  | 3.79 | [11 empty] | LBNL
|  |  |  | 3.17 | [11 empty] | LBNL
|  |  |  | 4.63 | [11 empty] | LBNL
|  |  |  | 2.85 | [11 empty] | LBNL
|  |  |  | 4.58 | [11 empty] | LBNL
|  |  |  | 2.98 | [11 empty] | LBNL
|  |  |  | 4.75 | [11 empty] | LBNL
|  |  |  | 2.92 | [11 empty] | LBNL
|  |  |  | 3.92 | [11 empty] | LBNL
|  |  |  | 3.5 | [11 empty] | LBNL
|  |  |  | 3 | [11 empty] | LBNL
|  |  |  | 4.5 | [11 empty] | LBNL
|  |  |  | 3.17 | [11 empty] | LBNL
|  |  |  | 3.92 | [11 empty] | LBNL
|  |  |  | 3.75 | [11 empty] | LBNL
|  |  |  | 3.88 | [11 empty] | LBNL
|  |  |  | 3.88 | [11 empty] | LBNL
|  |  |  | 4.04 | [11 empty] | LBNL
|  |  |  | 3.96 | [11 empty] | LBNL
|  |  |  | 2.87 | [11 empty] | LBNL
|  |  |  | 2.92 | [11 empty] | LBNL
|  |  |  | 2.85 | [11 empty] | LBNL
|  |  |  | 3.92 | [11 empty] | LBNL
|  |  |  | 2.92 | [11 empty] | LBNL
|  |  |  | 3.79 | [11 empty] | LBNL
|  |  |  | 3.92 | [11 empty] | LBNL
|  |  |  | 4.63 | [11 empty] | LBNL
|  |  |  | 4.67 | [11 empty] | LBNL
|  |  |  | 4.04 | [11 empty] | LBNL
|  |  |  | 2.88 | [11 empty] | LBNL
|  |  |  | 4.5 | [11 empty] | LBNL
|  |  |  | 2.85 | [11 empty] | LBNL
|  |  |  | 3 | [11 empty] | LBNL
|  |  |  | 3.92 | [11 empty] | LBNL
|  |  |  | 4 | [11 empty] | LBNL
|  |  |  | 2.38 | [11 empty] | LBNL
|  |  |  | 3.92 | [11 empty] | LBNL
|  |  |  | 4 | [11 empty] | LBNL
|  |  |  | 4 | [11 empty] | LBNL
|  |  |  | 4.58 | [11 empty] | LBNL
|  |  |  | 3 | [11 empty] | LBNL
|  |  |  | 2.88 | [11 empty] | LBNL
|  |  |  | 4.79 | [11 empty] | LBNL
|  |  |  | 3 | [11 empty] | LBNL
|  |  |  | 2.9 | [11 empty] | LBNL
|  |  |  | 3 | [11 empty] | LBNL
|  |  |  | 3.96 | [11 empty] | LBNL
|  |  |  | 2.92 | [11 empty] | LBNL
|  |  |  | 4.54 | [11 empty] | LBNL
|  |  |  | 2.8 | [11 empty] | LBNL
|  |  |  | 3.38 | [11 empty] | LBNL
|  |  |  | 2.83 | [11 empty] | LBNL
|  |  |  | 3.96 | [11 empty] | LBNL
|  |  |  | 3 | [11 empty] | LBNL
|  |  |  | 3.83 | [11 empty] | LBNL
|  |  |  | 4.83 | [11 empty] | LBNL
|  |  |  | 2.88 | [11 empty] | LBNL
|  |  |  | 1.9 | [11 empty] | LBNL
|  |  |  | 3 | [11 empty] | LBNL
|  |  |  | 2.95 | [11 empty] | LBNL
|  |  |  | 2.05 | [11 empty] | LBNL
|  |  |  | 2.83 | [11 empty] | LBNL
|  |  |  | 3.83 | [11 empty] | LBNL
|  |  |  | 4.63 | [11 empty] | LBNL
|  |  |  | 4.5 | [11 empty] | LBNL
|  |  |  | 2.77 | [11 empty] | LBNL
|  |  |  | 3.92 | [11 empty] | LBNL
|  |  |  | 2.33 | [11 empty] | LBNL
|  |  |  | 4.83 | [11 empty] | LBNL
|  |  |  | 4.08 | [11 empty] | LBNL
|  |  |  | 4.71 | [11 empty] | LBNL
|  |  |  | 2.75 | [11 empty] | LBNL
|  |  |  | 3.83 | [11 empty] | LBNL
|  |  |  | 3.83 | [11 empty] | LBNL
|  |  |  | 3 | [11 empty] | LBNL
|  |  |  | 2.85 | [11 empty] | LBNL
|  |  |  | 4.75 | [11 empty] | LBNL
|  |  |  | 4.54 | [11 empty] | LBNL
|  |  |  | 3.83 | [11 empty] | LBNL
|  |  |  | 4.75 | [11 empty] | LBNL
|  |  |  | 2.92 | [11 empty] | LBNL
|  |  |  | 2.85 | [11 empty] | LBNL
|  |  |  | 2.8 | [11 empty] | LBNL
|  |  |  | 4.71 | [11 empty] | LBNL
|  |  |  | 3.88 | [11 empty] | LBNL
|  |  |  | 2 | [11 empty] | LBNL
|  |  |  | 3.1 | [11 empty] | LBNL
|  |  |  | 3.92 | [11 empty] | LBNL
|  |  |  | 4.63 | [11 empty] | LBNL
|  |  |  | 2.8 | [11 empty] | LBNL
|  |  |  | 2.92 | [11 empty] | LBNL
|  |  |  | 3.83 | [11 empty] | LBNL
|  |  |  | 4.71 | [11 empty] | LBNL
|  |  |  | 2.92 | [11 empty] | LBNL
|  |  |  | 3.88 | [11 empty] | LBNL
|  |  |  | 2.83 | [11 empty] | LBNL
|  |  |  | 3.92 | [11 empty] | LBNL
|  |  |  | 4.54 | [11 empty] | LBNL
|  |  |  | 4.75 | [11 empty] | LBNL
|  |  |  | 3.92 | [11 empty] | LBNL
|  |  |  | 2.87 | [11 empty] | LBNL
|  |  |  | 2.92 | [11 empty] | LBNL
|  |  |  | 2.98 | [11 empty] | LBNL
|  |  |  | 2.88 | [11 empty] | LBNL
|  |  |  | 3.92 | [11 empty] | LBNL
|  |  |  | 4.5 | [11 empty] | LBNL
|  |  |  | 3.67 | [11 empty] | LBNL
|  |  |  | 2.7 | [11 empty] | LBNL
|  |  |  | 4.5 | [11 empty] | LBNL
|  |  |  | 4.71 | [11 empty] | LBNL
|  |  |  | 3.96 | [11 empty] | LBNL
|  |  |  | 2.7 | [11 empty] | LBNL
|  |  |  | 1.9 | [11 empty] | LBNL
|  |  |  | 2.92 | [11 empty] | LBNL
|  |  |  | 2.85 | [11 empty] | LBNL
|  |  |  | 4 | [11 empty] | LBNL
|  |  |  | 2.98 | [11 empty] | LBNL
|  |  |  | 3.21 | [11 empty] | LBNL
|  |  |  | 3.96 | [11 empty] | LBNL
|  |  |  | 4 | [11 empty] | LBNL
|  |  |  | 4 | [11 empty] | LBNL
|  |  |  | 2.98 | [11 empty] | LBNL
|  |  |  | 3.88 | [11 empty] | LBNL
|  |  |  | 4.5 | [11 empty] | LBNL
|  |  |  | 2.9 | [11 empty] | LBNL
|  |  |  | 3.96 | [11 empty] | LBNL
|  |  |  | 3 | [11 empty] | LBNL
|  |  |  | 3.92 | [11 empty] | LBNL
|  |  |  | 2 | [11 empty] | LBNL
|  |  |  | 4.92 | [11 empty] | LBNL
|  |  |  | 3 | [11 empty] | LBNL
|  |  |  | 3.67 | [11 empty] | LBNL
|  |  |  | 4.75 | [11 empty] | LBNL
|  |  |  | 3 | [11 empty] | LBNL
|  |  |  | 4.75 | [11 empty] | LBNL
|  |  |  | 4.71 | [11 empty] | LBNL
|  |  |  | 4 | [11 empty] | LBNL
|  |  |  | 4 | [11 empty] | LBNL
|  |  |  | 2.85 | [11 empty] | LBNL
|  |  |  | 3.92 | [11 empty] | LBNL
|  |  |  | 2.97 | [11 empty] | LBNL
|  |  |  | 3.92 | [11 empty] | LBNL
|  |  |  | 2.85 | [11 empty] | LBNL
|  |  |  | 4.75 | [11 empty] | LBNL
|  |  |  | 3.92 | [11 empty] | LBNL
|  |  |  | 4.75 | [11 empty] | LBNL
|  |  |  | 1.98 | [11 empty] | LBNL
|  |  |  | 3.92 | [11 empty] | LBNL
|  |  |  | 3.88 | [11 empty] | LBNL
|  |  |  | 3.83 | [11 empty] | LBNL
|  |  |  | 4.04 | [11 empty] | LBNL
|  |  |  | 4.04 | [11 empty] | LBNL
|  |  |  | 2.88 | [11 empty] | LBNL
|  |  |  | 3.96 | [11 empty] | LBNL
|  |  |  | 3.92 | [11 empty] | LBNL
|  |  |  | 2.93 | [11 empty] | LBNL
|  |  |  | 2.22 | [11 empty] | LBNL
|  |  |  | 4.54 | [11 empty] | LBNL
|  |  |  | 3.38 | [11 empty] | LBNL
|  |  |  | 2.03 | [11 empty] | LBNL
|  |  |  | 2.67 | [11 empty] | LBNL
|  |  |  | 4.75 | [11 empty] | LBNL
|  |  |  | 2.92 | [11 empty] | LBNL
|  |  |  | 4.5 | [11 empty] | LBNL
|  |  |  | 1.98 | [11 empty] | LBNL
|  |  |  | 4.71 | [11 empty] | LBNL
|  |  |  | 2 | [11 empty] | LBNL
|  |  |  | 3.79 | [11 empty] | LBNL
|  |  |  | 2.9 | [11 empty] | LBNL
|  |  |  | 2.02 | [11 empty] | LBNL
|  |  |  | 3.92 | [11 empty] | LBNL
|  |  |  | 3.92 | [11 empty] | LBNL
|  |  |  | 3.88 | [11 empty] | LBNL
|  |  |  | 2.88 | [11 empty] | LBNL
|  |  |  | 2.48 | [11 empty] | LBNL
|  |  |  | 2.92 | [11 empty] | LBNL
|  |  |  | 4.88 | [11 empty] | LBNL
|  |  |  | 3.75 | [11 empty] | LBNL
|  |  |  | 2.5 | [11 empty] | LBNL
|  |  |  | 4.5 | [11 empty] | LBNL
|  |  |  | 3.92 | [11 empty] | LBNL
|  |  |  | 3.79 | [11 empty] | LBNL
|  |  |  | 3.83 | [11 empty] | LBNL
|  |  |  | 3.67 | [11 empty] | LBNL
|  |  |  | 2.95 | [11 empty] | LBNL
|  |  |  | 2.95 | [11 empty] | LBNL
|  |  |  | 4.88 | [11 empty] | LBNL
|  |  |  | 2.73 | [11 empty] | LBNL
|  |  |  | 3 | [11 empty] | LBNL
|  |  |  | 2.67 | [11 empty] | LBNL
|  |  |  | 2.33 | [11 empty] | LBNL
|  |  |  | 3.88 | [11 empty] | LBNL
|  |  |  | 4.5 | [11 empty] | LBNL
|  |  |  | 3.79 | [11 empty] | LBNL
|  |  |  | 3.67 | [11 empty] | LBNL
|  |  |  | 1.9 | [11 empty] | LBNL
|  |  |  | 3.75 | [11 empty] | LBNL
|  |  |  | 4.5 | [11 empty] | LBNL
|  |  |  | 1.9 | [11 empty] | LBNL
|  |  |  | 4.5 | [11 empty] | LBNL
|  |  |  | 4.5 | [11 empty] | LBNL
|  |  |  | 4.5 | [11 empty] | LBNL
|  |  |  | 2.8 | [11 empty] | LBNL
|  |  |  | 3.79 | [11 empty] | LBNL
|  |  |  | 3.25 | [11 empty] | LBNL
|  |  |  | 3.79 | [11 empty] | LBNL
|  |  |  | 2.85 | [11 empty] | LBNL
|  |  |  | 4.5 | [11 empty] | LBNL
|  |  |  | 1.85 | [11 empty] | LBNL
|  |  |  | 2.7 | [11 empty] | LBNL
|  |  |  | 4.75 | [11 empty] | LBNL
|  |  |  | 4.5 | [11 empty] | LBNL
|  |  |  | 2.73 | [11 empty] | LBNL
|  |  |  | 2.92 | [11 empty] | LBNL
|  |  |  | 1.92 | [11 empty] | LBNL
|  |  |  | 4.38 | [11 empty] | LBNL
|  |  |  | 4.5 | [11 empty] | LBNL
|  |  |  | 3 | [11 empty] | LBNL
|  |  |  | 2.97 | [11 empty] | LBNL
|  |  |  | 3.75 | [11 empty] | LBNL
|  |  |  | 2.8 | [11 empty] | LBNL
|  |  |  | 3.88 | [11 empty] | LBNL
|  |  |  | 2.85 | [11 empty] | LBNL
|  |  |  | 1.43 | [11 empty] | LBNL
|  |  |  | 4 | [11 empty] | LBNL
|  |  |  | 2.28 | [11 empty] | LBNL
|  |  |  | 4.08 | [11 empty] | LBNL
|  |  |  | 4.79 | [11 empty] | LBNL
|  |  |  | 3.79 | [11 empty] | LBNL
|  |  |  | 4.46 | [11 empty] | LBNL
|  |  |  | 2.88 | [11 empty] | LBNL
|  |  |  | 4.5 | [11 empty] | LBNL
|  |  |  | 2.85 | [11 empty] | LBNL
|  |  |  | 2.95 | [11 empty] | LBNL
|  |  |  | 3 | [11 empty] | LBNL
|  |  |  | 3.79 | [11 empty] | LBNL
|  |  |  | 3.92 | [11 empty] | LBNL
|  |  |  | 2.95 | [11 empty] | LBNL
|  |  |  | 4.5 | [11 empty] | LBNL
|  |  |  | 2.95 | [11 empty] | LBNL
|  |  |  | 2.83 | [11 empty] | LBNL
|  |  |  | 2.67 | [11 empty] | LBNL
|  |  |  | 2.75 | [11 empty] | LBNL
|  |  |  | 1.9 | [11 empty] | LBNL
|  |  |  | 2.85 | [11 empty] | LBNL
|  |  |  | 4.08 | [11 empty] | LBNL
|  |  |  | 2.78 | [11 empty] | LBNL
|  |  |  | 2.85 | [11 empty] | LBNL
|  |  |  | 3.71 | [11 empty] | LBNL
|  |  |  | 3 | [11 empty] | LBNL
|  |  |  | 4.21 | [11 empty] | LBNL
|  |  |  | 2.8 | [11 empty] | LBNL
|  |  |  | 1.97 | [11 empty] | LBNL
|  |  |  | 4.88 | [11 empty] | LBNL
|  |  |  | 2.88 | [11 empty] | LBNL
|  |  |  | 2.85 | [11 empty] | LBNL
|  |  |  | 3.92 | [11 empty] | LBNL
|  |  |  | 3.96 | [11 empty] | LBNL
|  |  |  | 3.75 | [11 empty] | LBNL
|  |  |  | 2 | [11 empty] | LBNL
|  |  |  | 2.88 | [11 empty] | LBNL
|  |  |  | 2.88 | [11 empty] | LBNL
|  |  |  | 3.79 | [11 empty] | LBNL
|  |  |  | 4.71 | [11 empty] | LBNL
|  |  |  | 4.88 | [11 empty] | LBNL
|  |  |  | 2.97 | [11 empty] | LBNL
|  |  |  | 4.04 | [11 empty] | LBNL
|  |  |  | 3.96 | [11 empty] | LBNL
|  |  |  | 2 | [11 empty] | LBNL
|  |  |  | 2.88 | [11 empty] | LBNL
|  |  |  | 3.83 | [11 empty] | LBNL
|  |  |  | 3.92 | [11 empty] | LBNL
|  |  |  | 3.02 | [11 empty] | LBNL
|  |  |  | 3.92 | [11 empty] | LBNL
|  |  |  | 2.78 | [11 empty] | LBNL
|  |  |  | 4.79 | [11 empty] | LBNL
|  |  |  | 4.5 | [11 empty] | LBNL
|  |  |  | 3.33 | [11 empty] | LBNL
|  |  |  | 3.92 | [11 empty] | LBNL
|  |  |  | 4.83 | [11 empty] | LBNL
|  |  |  | 4.88 | [11 empty] | LBNL
|  |  |  | 3.92 | [11 empty] | LBNL
|  |  |  | 2.85 | [11 empty] | LBNL
|  |  |  | 3.92 | [11 empty] | LBNL
|  |  |  | 2 | [11 empty] | LBNL
|  |  |  | 3.92 | [11 empty] | LBNL
|  |  |  | 1.5 | [11 empty] | LBNL
|  |  |  | 2.85 | [11 empty] | LBNL
|  |  |  | 3 | [11 empty] | LBNL
|  |  |  | 3.92 | [11 empty] | LBNL
|  |  |  | 2.85 | [11 empty] | LBNL
|  |  |  | 2 | [11 empty] | LBNL
|  |  |  | 4.71 | [11 empty] | LBNL
|  |  |  | 4.5 | [11 empty] | LBNL
|  |  |  | 4.54 | [11 empty] | LBNL
|  |  |  | 3.67 | [11 empty] | LBNL
|  |  |  | 2.85 | [11 empty] | LBNL
|  |  |  | 2.9 | [11 empty] | LBNL
|  |  |  | 2.85 | [11 empty] | LBNL
|  |  |  | 4.5 | [11 empty] | LBNL
|  |  |  | 2 | [11 empty] | LBNL
|  |  |  | 3.79 | [11 empty] | LBNL
|  |  |  | 2.82 | [11 empty] | LBNL
|  |  |  | 1.9 | [11 empty] | LBNL
|  |  |  | 3.79 | [11 empty] | LBNL
|  |  |  | 1.93 | [11 empty] | LBNL
|  |  |  | 4.75 | [11 empty] | LBNL
|  |  |  | 2.85 | [11 empty] | LBNL
|  |  |  | 3.92 | [11 empty] | LBNL
|  |  |  | 3.79 | [11 empty] | LBNL
|  |  |  | 3.92 | [11 empty] | LBNL
|  |  |  | 2.83 | [11 empty] | LBNL
|  |  |  | 3.92 | [11 empty] | LBNL
|  |  |  | 2.83 | [11 empty] | LBNL
|  |  |  | 3.92 | [11 empty] | LBNL
|  |  |  | 4.71 | [11 empty] | LBNL
|  |  |  | 3.58 | [11 empty] | LBNL
|  |  |  | 4.5 | [11 empty] | LBNL
|  |  |  | 2.88 | [11 empty] | LBNL
|  |  |  | 3.17 | [11 empty] | LBNL
|  |  |  | 3.79 | [11 empty] | LBNL
|  |  |  | 4.04 | [11 empty] | LBNL
|  |  |  | 4.5 | [11 empty] | LBNL
|  |  |  | 1.93 | [11 empty] | LBNL
|  |  |  | 2.85 | [11 empty] | LBNL
|  |  |  | 4.04 | [11 empty] | LBNL
|  |  |  | 3.79 | [11 empty] | LBNL
|  |  |  | 3.17 | [11 empty] | LBNL
|  |  |  | 3.79 | [11 empty] | LBNL
|  |  |  | 3.79 | [11 empty] | LBNL
|  |  |  | 4.04 | [11 empty] | LBNL
|  |  |  | 2.83 | [11 empty] | LBNL
|  |  |  | 3.92 | [11 empty] | LBNL
|  |  |  | 2.85 | [11 empty] | LBNL
|  |  |  | 4 | [11 empty] | LBNL
|  |  |  | 3.79 | [11 empty] | LBNL
|  |  |  | 4 | [11 empty] | LBNL
|  |  |  | 4 | [11 empty] | LBNL
|  |  |  | 4.75 | [11 empty] | LBNL
|  |  |  | 4 | [11 empty] | LBNL
|  |  |  | 3.92 | [11 empty] | LBNL
|  |  |  | 2.48 | [11 empty] | LBNL
|  |  |  | 3.92 | [11 empty] | LBNL
|  |  |  | 3.17 | [11 empty] | LBNL
|  |  |  | 1.92 | [11 empty] | LBNL
|  |  |  | 4.5 | [11 empty] | LBNL
|  |  |  | 2.85 | [11 empty] | LBNL
|  |  |  | 4.63 | [11 empty] | LBNL
|  |  |  | 3.79 | [11 empty] | LBNL
|  |  |  | 4.71 | [11 empty] | LBNL
|  |  |  | 4.79 | [11 empty] | LBNL
|  |  |  | 4.54 | [11 empty] | LBNL
|  |  |  | 4 | [11 empty] | LBNL
|  |  |  | 4.5 | [11 empty] | LBNL
|  |  |  | 3.42 | [11 empty] | LBNL
|  |  |  | 4.79 | [11 empty] | LBNL
|  |  |  | 3.79 | [11 empty] | LBNL
|  |  |  | 4.04 | [11 empty] | LBNL
|  |  |  | 3.67 | [11 empty] | LBNL
|  |  |  | 3.33 | [11 empty] | LBNL
|  |  |  | 3.75 | [11 empty] | LBNL
|  |  |  | 2.78 | [11 empty] | LBNL
|  |  |  | 4.04 | [11 empty] | LBNL
|  |  |  | 3 | [11 empty] | LBNL
|  |  |  | 4.79 | [11 empty] | LBNL
|  |  |  | 4.5 | [11 empty] | LBNL
|  |  |  | 2.83 | [11 empty] | LBNL
|  |  |  | 3.92 | [11 empty] | LBNL
|  |  |  | 3.96 | [11 empty] | LBNL
|  |  |  | 3.96 | [11 empty] | LBNL
|  |  |  | 2 | [11 empty] | LBNL
|  |  |  | 4.58 | [11 empty] | LBNL
|  |  |  | 2.93 | [11 empty] | LBNL
|  |  |  | 4.58 | [11 empty] | LBNL
|  |  |  | 3.02 | [11 empty] | LBNL
|  |  |  | 4.04 | [11 empty] | LBNL
|  |  |  | 4.71 | [11 empty] | LBNL
|  |  |  | 4.5 | [11 empty] | LBNL
|  |  |  | 2.85 | [11 empty] | LBNL
|  |  |  | 3.75 | [11 empty] | LBNL
|  |  |  | 4.5 | [11 empty] | LBNL
|  |  |  | 4.5 | [11 empty] | LBNL
|  |  |  | 2.9 | [11 empty] | LBNL
|  |  |  | 3.92 | [11 empty] | LBNL
|  |  |  | 3.33 | [11 empty] | LBNL
|  |  |  | 3.96 | [11 empty] | LBNL
|  |  |  | 4.5 | [11 empty] | LBNL
|  |  |  | 3.79 | [11 empty] | LBNL
|  |  |  | 3 | [11 empty] | LBNL
|  |  |  | 4 | [11 empty] | LBNL
|  |  |  | 3.96 | [11 empty] | LBNL
|  |  |  | 3.83 | [11 empty] | LBNL
|  |  |  | 3.92 | [11 empty] | LBNL
|  |  |  | 2.9 | [11 empty] | LBNL
|  |  |  | 4.5 | [11 empty] | LBNL
|  |  |  | 3 | [11 empty] | LBNL
|  |  |  | 3.88 | [11 empty] | LBNL
|  |  |  | 3 | [11 empty] | LBNL
|  |  |  | 4.63 | [11 empty] | LBNL
|  |  |  | 4 | [11 empty] | LBNL
|  |  |  | 3.75 | [11 empty] | LBNL
|  |  |  | 3.83 | [11 empty] | LBNL
|  |  |  | 4.42 | [11 empty] | LBNL
|  |  |  | 2.83 | [11 empty] | LBNL
|  |  |  | 4.67 | [11 empty] | LBNL
|  |  |  | 2.97 | [11 empty] | LBNL
|  |  |  | 2.9 | [11 empty] | LBNL
|  |  |  | 3 | [11 empty] | LBNL
|  |  |  | 3.92 | [11 empty] | LBNL
|  |  |  | 3.92 | [11 empty] | LBNL
|  |  |  | 3.79 | [11 empty] | LBNL
|  |  |  | 2.95 | [11 empty] | LBNL
|  |  |  | 3.96 | [11 empty] | LBNL
|  |  |  | 3.12 | [11 empty] | LBNL
|  |  |  | 3.67 | [11 empty] | LBNL
|  |  |  | 4.33 | [11 empty] | LBNL
|  |  |  | 4.04 | [11 empty] | LBNL
|  |  |  | 4 | [11 empty] | LBNL
|  |  |  | 4.79 | [11 empty] | LBNL
|  |  |  | 3.75 | [11 empty] | LBNL
|  |  |  | 2.85 | [11 empty] | LBNL
|  |  |  | 3.92 | [11 empty] | LBNL
|  |  |  | 2.93 | [11 empty] | LBNL
|  |  |  | 2.85 | [11 empty] | LBNL
|  |  |  | 3.92 | [11 empty] | LBNL
|  |  |  | 3.88 | [11 empty] | LBNL
|  |  |  | 2.92 | [11 empty] | LBNL
|  |  |  | 4.58 | [11 empty] | LBNL
|  |  |  | 2.83 | [11 empty] | LBNL
|  |  |  | 2.7 | [11 empty] | LBNL
|  |  |  | 3 | [11 empty] | LBNL
|  |  |  | 2.85 | [11 empty] | LBNL
|  |  |  | 2.88 | [11 empty] | LBNL
|  |  |  | 4.88 | [11 empty] | LBNL
|  |  |  | 2.85 | [11 empty] | LBNL
|  |  |  | 3 | [11 empty] | LBNL
|  |  |  | 3.58 | [11 empty] | LBNL
|  |  |  | 2.78 | [11 empty] | LBNL
|  |  |  | 3.96 | [11 empty] | LBNL
|  |  |  | 3.96 | [11 empty] | LBNL
|  |  |  | 2.85 | [11 empty] | LBNL
|  |  |  | 4 | [11 empty] | LBNL
|  |  |  | 3.58 | [11 empty] | LBNL
|  |  |  | 3.96 | [11 empty] | LBNL
|  |  |  | 3.5 | [11 empty] | LBNL
|  |  |  | 4.04 | [11 empty] | LBNL
|  |  |  | 2 | [11 empty] | LBNL
|  |  |  | 2.92 | [11 empty] | LBNL
|  |  |  | 4.75 | [11 empty] | LBNL
|  |  |  | 4.54 | [11 empty] | LBNL
|  |  |  | 2 | [11 empty] | LBNL
|  |  |  | 3.25 | [11 empty] | LBNL
|  |  |  | 3.02 | [11 empty] | LBNL
|  |  |  | 3.92 | [11 empty] | LBNL
|  |  |  | 3 | [11 empty] | LBNL
|  |  |  | 3.79 | [11 empty] | LBNL
|  |  |  | 2.98 | [11 empty] | LBNL
|  |  |  | 3.92 | [11 empty] | LBNL
|  |  |  | 4.92 | [11 empty] | LBNL
|  |  |  | 2.78 | [11 empty] | LBNL
|  |  |  | 3.79 | [11 empty] | LBNL
|  |  |  | 3.92 | [11 empty] | LBNL
|  |  |  | 3.88 | [11 empty] | LBNL
|  |  |  | 4.5 | [11 empty] | LBNL
|  |  |  | 2.88 | [11 empty] | LBNL
|  |  |  | 3 | [11 empty] | LBNL
|  |  |  | 3.46 | [11 empty] | LBNL
|  |  |  | 1.9 | [11 empty] | LBNL
|  |  |  | 4.63 | [11 empty] | LBNL
|  |  |  | 3.92 | [11 empty] | LBNL
|  |  |  | 4.5 | [11 empty] | LBNL
|  |  |  | 3.79 | [11 empty] | LBNL
|  |  |  | 4.08 | [11 empty] | LBNL
|  |  |  | 2.92 | [11 empty] | LBNL
|  |  |  | 2.87 | [11 empty] | LBNL
|  |  |  | 2 | [11 empty] | LBNL
|  |  |  | 4.83 | [11 empty] | LBNL
|  |  |  | 3.92 | [11 empty] | LBNL
|  |  |  | 2.88 | [11 empty] | LBNL
|  |  |  | 3.96 | [11 empty] | LBNL
|  |  |  | 3.96 | [11 empty] | LBNL
|  |  |  | 3.92 | [11 empty] | LBNL
|  |  |  | 3.92 | [11 empty] | LBNL
|  |  |  | 2.87 | [11 empty] | LBNL
|  |  |  | 4 | [11 empty] | LBNL
|  |  |  | 2.85 | [11 empty] | LBNL
|  |  |  | 1.9 | [11 empty] | LBNL
|  |  |  | 4 | [11 empty] | LBNL
|  |  |  | 2.85 | [11 empty] | LBNL
|  |  |  | 2.83 | [11 empty] | LBNL
|  |  |  | 4.92 | [11 empty] | LBNL
|  |  |  | 4.63 | [11 empty] | LBNL
|  |  |  | 4.58 | [11 empty] | LBNL
|  |  |  | 2.85 | [11 empty] | LBNL
|  |  |  | 1.92 | [11 empty] | LBNL
|  |  |  | 2.85 | [11 empty] | LBNL
|  |  |  | 4.75 | [11 empty] | LBNL
|  |  |  | 4.04 | [11 empty] | LBNL
|  |  |  | 4.58 | [11 empty] | LBNL
|  |  |  | 3.67 | [11 empty] | LBNL
|  |  |  | 4.71 | [11 empty] | LBNL
|  |  |  | 3.75 | [11 empty] | LBNL
|  |  |  | 3.71 | [11 empty] | LBNL
|  |  |  | 2.3 | [11 empty] | LBNL
|  |  |  | 3.92 | [11 empty] | LBNL
|  |  |  | 3.92 | [11 empty] | LBNL
|  |  |  | 3.02 | [11 empty] | LBNL
|  |  |  | 4 | [11 empty] | LBNL
|  |  |  | 2.75 | [11 empty] | LBNL
|  |  |  | 3.96 | [11 empty] | LBNL
|  |  |  | 4.5 | [11 empty] | LBNL
|  |  |  | 4.5 | [11 empty] | LBNL
|  |  |  | 2.75 | [11 empty] | LBNL
|  |  |  | 3.42 | [11 empty] | LBNL
|  |  |  | 3.92 | [11 empty] | LBNL
|  |  |  | 2.93 | [11 empty] | LBNL
|  |  |  | 3 | [11 empty] | LBNL
|  |  |  | 4.54 | [11 empty] | LBNL
|  |  |  | 3.88 | [11 empty] | LBNL
|  |  |  | 3.1 | [11 empty] | LBNL
|  |  |  | 4 | [11 empty] | LBNL
|  |  |  | 3.33 | [11 empty] | LBNL
|  |  |  | 4.08 | [11 empty] | LBNL
|  |  |  | 2.73 | [11 empty] | LBNL
|  |  |  | 4.63 | [11 empty] | LBNL
|  |  |  | 2.7 | [11 empty] | LBNL
|  |  |  | 3.92 | [11 empty] | LBNL
|  |  |  | 2.82 | [11 empty] | LBNL
|  |  |  | 4.71 | [11 empty] | LBNL
|  |  |  | 3.17 | [11 empty] | LBNL
|  |  |  | 2.85 | [11 empty] | LBNL
|  |  |  | 3 | [11 empty] | LBNL
|  |  |  | 3.96 | [11 empty] | LBNL
|  |  |  | 4.5 | [11 empty] | LBNL
|  |  |  | 2.38 | [11 empty] | LBNL
|  |  |  | 3.33 | [11 empty] | LBNL
|  |  |  | 3.79 | [11 empty] | LBNL
|  |  |  | 3.92 | [11 empty] | LBNL
|  |  |  | 2.5 | [11 empty] | LBNL
|  |  |  | 3 | [11 empty] | LBNL
|  |  |  | 3 | [11 empty] | LBNL
|  |  |  | 2.87 | [11 empty] | LBNL
|  |  |  | 4 | [11 empty] | LBNL
|  |  |  | 4.67 | [11 empty] | LBNL
|  |  |  | 4.5 | [11 empty] | LBNL
|  |  |  | 4.58 | [11 empty] | LBNL
|  |  |  | 2.7 | [11 empty] | LBNL
|  |  |  | 2.9 | [11 empty] | LBNL
|  |  |  | 2.72 | [11 empty] | LBNL
|  |  |  | 4.5 | [11 empty] | LBNL
|  |  |  | 3.92 | [11 empty] | LBNL
|  |  |  | 2.85 | [11 empty] | LBNL
|  |  |  | 1.9 | [11 empty] | LBNL
|  |  |  | 4.5 | [11 empty] | LBNL
|  |  |  | 2.75 | [11 empty] | LBNL
|  |  |  | 4.08 | [11 empty] | LBNL
|  |  |  | 3.92 | [11 empty] | LBNL
|  |  |  | 2.52 | [11 empty] | LBNL
|  |  |  | 4.63 | [11 empty] | LBNL
|  |  |  | 3 | [11 empty] | LBNL
|  |  |  | 2.33 | [11 empty] | LBNL
|  |  |  | 4.63 | [11 empty] | LBNL
|  |  |  | 3 | [11 empty] | LBNL
|  |  |  | 3 | [11 empty] | LBNL
|  |  |  | 3.92 | [11 empty] | LBNL
|  |  |  | 3.83 | [11 empty] | LBNL
|  |  |  | 4.63 | [11 empty] | LBNL
|  |  |  | 4.29 | [11 empty] | LBNL
|  |  |  | 3.79 | [11 empty] | LBNL
|  |  |  | 2 | [11 empty] | LBNL
|  |  |  | 4.04 | [11 empty] | LBNL
|  |  |  | 4 | [11 empty] | LBNL
|  |  |  | 2.78 | [11 empty] | LBNL
|  |  |  | 3.75 | [11 empty] | LBNL
|  |  |  | 4 | [11 empty] | LBNL
|  |  |  | 4.5 | [11 empty] | LBNL
|  |  |  | 3 | [11 empty] | LBNL
|  |  |  | 3.92 | [11 empty] | LBNL
|  |  |  | 4.71 | [11 empty] | LBNL
|  |  |  | 2.83 | [11 empty] | LBNL
|  |  |  | 2.03 | [11 empty] | LBNL
|  |  |  | 3.92 | [11 empty] | LBNL
|  |  |  | 1.9 | [11 empty] | LBNL
|  |  |  | 2.88 | [11 empty] | LBNL
|  |  |  | 4.63 | [11 empty] | LBNL
|  |  |  | 4.88 | [11 empty] | LBNL
|  |  |  | 3 | [11 empty] | LBNL
|  |  |  | 4 | [11 empty] | LBNL
|  |  |  | 4.71 | [11 empty] | LBNL
|  |  |  | 2.77 | [11 empty] | LBNL
|  |  |  | 2 | [11 empty] | LBNL
|  |  |  | 4.04 | [11 empty] | LBNL
|  |  |  | 2.92 | [11 empty] | LBNL
|  |  |  | 4.71 | [11 empty] | LBNL
|  |  |  | 3.29 | [11 empty] | LBNL
|  |  |  | 4.58 | [11 empty] | LBNL
|  |  |  | 2.88 | [11 empty] | LBNL
|  |  |  | 2.83 | [11 empty] | LBNL
|  |  |  | 4.5 | [11 empty] | LBNL
|  |  |  | 4.75 | [11 empty] | LBNL
|  |  |  | 2.88 | [11 empty] | LBNL
|  |  |  | 4.88 | [11 empty] | LBNL
|  |  |  | 2.05 | [11 empty] | LBNL
|  |  |  | 3.79 | [11 empty] | LBNL
|  |  |  | 2.7 | [11 empty] | LBNL
|  |  |  | 3.92 | [11 empty] | LBNL
|  |  |  | 2 | [11 empty] | LBNL
|  |  |  | 3.75 | [11 empty] | LBNL
|  |  |  | 3.29 | [11 empty] | LBNL
|  |  |  | 4.75 | [11 empty] | LBNL
|  |  |  | 2.28 | [11 empty] | LBNL
|  |  |  | 3.5 | [11 empty] | LBNL
|  |  |  | 4.08 | [11 empty] | LBNL
|  |  |  | 2.87 | [11 empty] | LBNL
|  |  |  | 3.92 | [11 empty] | LBNL
|  |  |  | 2.88 | [11 empty] | LBNL
|  |  |  | 4.75 | [11 empty] | LBNL
|  |  |  | 2.28 | [11 empty] | LBNL
|  |  |  | 2.85 | [11 empty] | LBNL
|  |  |  | 4.54 | [11 empty] | LBNL
|  |  |  | 2.77 | [11 empty] | LBNL
|  |  |  | 2.9 | [11 empty] | LBNL
|  |  |  | 4.58 | [11 empty] | LBNL
|  |  |  | 4 | [11 empty] | LBNL
|  |  |  | 2.28 | [11 empty] | LBNL
|  |  |  | 3.33 | [11 empty] | LBNL
|  |  |  | 4.08 | [11 empty] | LBNL
|  |  |  | 4.5 | [11 empty] | LBNL
|  |  |  | 4.71 | [11 empty] | LBNL
|  |  |  | 2.92 | [11 empty] | LBNL
|  |  |  | 2.55 | [11 empty] | LBNL
|  |  |  | 2.92 | [11 empty] | LBNL
|  |  |  | 4 | [11 empty] | LBNL
|  |  |  | 4 | [11 empty] | LBNL
|  |  |  | 2.85 | [11 empty] | LBNL
|  |  |  | 4.71 | [11 empty] | LBNL
|  |  |  | 2.28 | [11 empty] | LBNL
|  |  |  | 2.83 | [11 empty] | LBNL
|  |  |  | 3.79 | [11 empty] | LBNL
|  |  |  | 2.28 | [11 empty] | LBNL
|  |  |  | 2.42 | [11 empty] | LBNL
|  |  |  | 3 | [11 empty] | LBNL
|  |  |  | 3.1 | [11 empty] | LBNL
|  |  |  | 2.85 | [11 empty] | LBNL
|  |  |  | 3.29 | [11 empty] | LBNL
|  |  |  | 4.71 | [11 empty] | LBNL
|  |  |  | 3.02 | [11 empty] | LBNL
|  |  |  | 2.93 | [11 empty] | LBNL
|  |  |  | 2.85 | [11 empty] | LBNL
|  |  |  | 4.5 | [11 empty] | LBNL
|  |  |  | 2.8 | [11 empty] | LBNL
|  |  |  | 2.9 | [11 empty] | LBNL
|  |  |  | 3.38 | [11 empty] | LBNL
|  |  |  | 3.88 | [11 empty] | LBNL
|  |  |  | 4.63 | [11 empty] | LBNL
|  |  |  | 4.54 | [11 empty] | LBNL
|  |  |  | 4.58 | [11 empty] | LBNL
|  |  |  | 2.28 | [11 empty] | LBNL
|  |  |  | 4.71 | [11 empty] | LBNL
|  |  |  | 2.85 | [11 empty] | LBNL
|  |  |  | 3 | [11 empty] | LBNL
|  |  |  | 4 | [11 empty] | LBNL
|  |  |  | 4.83 | [11 empty] | LBNL
|  |  |  | 3.88 | [11 empty] | LBNL
|  |  |  | 2.85 | [11 empty] | LBNL
|  |  |  | 4 | [11 empty] | LBNL
|  |  |  | 2.08 | [11 empty] | LBNL
|  |  |  | 3.88 | [11 empty] | LBNL
|  |  |  | 4.79 | [11 empty] | LBNL
|  |  |  | 3.79 | [11 empty] | LBNL
|  |  |  | 3.88 | [11 empty] | LBNL
|  |  |  | 2.93 | [11 empty] | LBNL
|  |  |  | 4.71 | [11 empty] | LBNL
|  |  |  | 2.83 | [11 empty] | LBNL
|  |  |  | 3.33 | [11 empty] | LBNL
|  |  |  | 2.68 | [11 empty] | LBNL
|  |  |  | 4.46 | [11 empty] | LBNL
|  |  |  | 4.83 | [11 empty] | LBNL
|  |  |  | 1.9 | [11 empty] | LBNL
|  |  |  | 2.93 | [11 empty] | LBNL
|  |  |  | 2.88 | [11 empty] | LBNL
|  |  |  | 2.8 | [11 empty] | LBNL
|  |  |  | 3.75 | [11 empty] | LBNL
|  |  |  | 4.92 | [11 empty] | LBNL
|  |  |  | 2.75 | [11 empty] | LBNL
|  |  |  | 2.97 | [11 empty] | LBNL
|  |  |  | 4.08 | [11 empty] | LBNL
|  |  |  | 4.75 | [11 empty] | LBNL
|  |  |  | 3.58 | [11 empty] | LBNL
|  |  |  | 3.21 | [11 empty] | LBNL
|  |  |  | 2.97 | [11 empty] | LBNL
|  |  |  | 2.85 | [11 empty] | LBNL
|  |  |  | 3.42 | [11 empty] | LBNL
|  |  |  | 3.79 | [11 empty] | LBNL
|  |  |  | 2.85 | [11 empty] | LBNL
|  |  |  | 2.83 | [11 empty] | LBNL
|  |  |  | 3.67 | [11 empty] | LBNL
|  |  |  | 2.38 | [11 empty] | LBNL
|  |  |  | 3.79 | [11 empty] | LBNL
|  |  |  | 4.71 | [11 empty] | LBNL
|  |  |  | 2.85 | [11 empty] | LBNL
|  |  |  | 4.79 | [11 empty] | LBNL
|  |  |  | 2 | [11 empty] | LBNL
|  |  |  | 3.38 | [11 empty] | LBNL
|  |  |  | 2.72 | [11 empty] | LBNL
|  |  |  | 3.92 | [11 empty] | LBNL
|  |  |  | 3.38 | [11 empty] | LBNL
|  |  |  | 3.79 | [11 empty] | LBNL
|  |  |  | 3.46 | [11 empty] | LBNL
|  |  |  | 4.54 | [11 empty] | LBNL
|  |  |  | 3.88 | [11 empty] | LBNL
|  |  |  | 4.63 | [11 empty] | LBNL
|  |  |  | 3.79 | [11 empty] | LBNL
|  |  |  | 2.88 | [11 empty] | LBNL
|  |  |  | 3.79 | [11 empty] | LBNL
|  |  |  | 3.42 | [11 empty] | LBNL
|  |  |  | 4.67 | [11 empty] | LBNL
|  |  |  | 1.98 | [11 empty] | LBNL
|  |  |  | 3.79 | [11 empty] | LBNL
|  |  |  | 4 | [11 empty] | LBNL
|  |  |  | 2.68 | [11 empty] | LBNL
|  |  |  | 3 | [11 empty] | LBNL
|  |  |  | 3.79 | [11 empty] | LBNL
|  |  |  | 1.93 | [11 empty] | LBNL
|  |  |  | 4 | [11 empty] | LBNL
|  |  |  | 2.83 | [11 empty] | LBNL
|  |  |  | 2.88 | [11 empty] | LBNL
|  |  |  | 2.83 | [11 empty] | LBNL
|  |  |  | 2.85 | [11 empty] | LBNL
|  |  |  | 4.5 | [11 empty] | LBNL
|  |  |  | 2 | [11 empty] | LBNL
|  |  |  | 2.83 | [11 empty] | LBNL
|  |  |  | 3.92 | [11 empty] | LBNL
|  |  |  | 2.8 | [11 empty] | LBNL
|  |  |  | 4 | [11 empty] | LBNL
|  |  |  | 3.79 | [11 empty] | LBNL
|  |  |  | 1.98 | [11 empty] | LBNL
|  |  |  | 2.85 | [11 empty] | LBNL
|  |  |  | 4 | [11 empty] | LBNL
|  |  |  | 2.92 | [11 empty] | LBNL
|  |  |  | 3.07 | [11 empty] | LBNL
|  |  |  | 3.92 | [11 empty] | LBNL
|  |  |  | 2.28 | [11 empty] | LBNL
|  |  |  | 4.75 | [11 empty] | LBNL
|  |  |  | 3.96 | [11 empty] | LBNL
|  |  |  | 4.5 | [11 empty] | LBNL
|  |  |  | 3.46 | [11 empty] | LBNL
|  |  |  | 3.79 | [11 empty] | LBNL
|  |  |  | 3.79 | [11 empty] | LBNL
|  |  |  | 3.67 | [11 empty] | LBNL
|  |  |  | 3.79 | [11 empty] | LBNL
|  |  |  | 4.5 | [11 empty] | LBNL
|  |  |  | 2 | [11 empty] | LBNL
|  |  |  | 2.85 | [11 empty] | LBNL
|  |  |  | 1.9 | [11 empty] | LBNL
|  |  |  | 4.5 | [11 empty] | LBNL
|  |  |  | 1.98 | [11 empty] | LBNL
|  |  |  | 3.88 | [11 empty] | LBNL
|  |  |  | 3 | [11 empty] | LBNL
|  |  |  | 4.58 | [11 empty] | LBNL
|  |  |  | 4.67 | [11 empty] | LBNL
|  |  |  | 4 | [11 empty] | LBNL
|  |  |  | 4.42 | [11 empty] | LBNL
|  |  |  | 4.5 | [11 empty] | LBNL
|  |  |  | 4.71 | [11 empty] | LBNL
|  |  |  | 1.9 | [11 empty] | LBNL
|  |  |  | 4.92 | [11 empty] | LBNL
|  |  |  | 2.85 | [11 empty] | LBNL
|  |  |  | 3 | [11 empty] | LBNL
|  |  |  | 4.75 | [11 empty] | LBNL
|  |  |  | 3.83 | [11 empty] | LBNL
|  |  |  | 3.33 | [11 empty] | LBNL
|  |  |  | 3.33 | [11 empty] | LBNL
|  |  |  | 1.57 | [11 empty] | LBNL
|  |  |  | 3.33 | [11 empty] | LBNL
|  |  |  | 3.83 | [11 empty] | LBNL
|  |  |  | 3 | [11 empty] | LBNL
|  |  |  | 4.83 | [11 empty] | LBNL
|  |  |  | 1.93 | [11 empty] | LBNL
|  |  |  | 3.88 | [11 empty] | LBNL
|  |  |  | 3.92 | [11 empty] | LBNL
|  |  |  | 2.75 | [11 empty] | LBNL
|  |  |  | 2.97 | [11 empty] | LBNL
|  |  |  | 3.05 | [11 empty] | LBNL
|  |  |  | 3.92 | [11 empty] | LBNL
|  |  |  | 4 | [11 empty] | LBNL
|  |  |  | 4.5 | [11 empty] | LBNL
|  |  |  | 2.72 | [11 empty] | LBNL
|  |  |  | 3.92 | [11 empty] | LBNL
|  |  |  | 3.83 | [11 empty] | LBNL
|  |  |  | 2.75 | [11 empty] | LBNL
|  |  |  | 4.63 | [11 empty] | LBNL
|  |  |  | 4.5 | [11 empty] | LBNL
|  |  |  | 4 | [11 empty] | LBNL
|  |  |  | 3.5 | [11 empty] | LBNL
|  |  |  | 3.33 | [11 empty] | LBNL
|  |  |  | 2.97 | [11 empty] | LBNL
|  |  |  | 2.9 | [11 empty] | LBNL
|  |  |  | 2.93 | [11 empty] | LBNL
|  |  |  | 2.48 | [11 empty] | LBNL
|  |  |  | 2.37 | [11 empty] | LBNL
|  |  |  | 3.88 | [11 empty] | LBNL
|  |  |  | 4.92 | [11 empty] | LBNL
|  |  |  | 3.67 | [11 empty] | LBNL
|  |  |  | 4.5 | [11 empty] | LBNL
|  |  |  | 3 | [11 empty] | LBNL
|  |  |  | 4.71 | [11 empty] | LBNL
|  |  |  | 4.63 | [11 empty] | LBNL
|  |  |  | 4.5 | [11 empty] | LBNL
|  |  |  | 2.72 | [11 empty] | LBNL
|  |  |  | 3.96 | [11 empty] | LBNL
|  |  |  | 4.71 | [11 empty] | LBNL
|  |  |  | 4 | [11 empty] | LBNL
|  |  |  | 4.92 | [11 empty] | LBNL
|  |  |  | 2.88 | [11 empty] | LBNL
|  |  |  | 4 | [11 empty] | LBNL
|  |  |  | 2.97 | [11 empty] | LBNL
|  |  |  | 4 | [11 empty] | LBNL
|  |  |  | 3.79 | [11 empty] | LBNL
|  |  |  | 3.33 | [11 empty] | LBNL
|  |  |  | 3 | [11 empty] | LBNL
|  |  |  | 4.67 | [11 empty] | LBNL
|  |  |  | 3.42 | [11 empty] | LBNL
|  |  |  | 2.75 | [11 empty] | LBNL
|  |  |  | 4.75 | [11 empty] | LBNL
|  |  |  | 2.92 | [11 empty] | LBNL
|  |  |  | 2.97 | [11 empty] | LBNL
|  |  |  | 3.79 | [11 empty] | LBNL
|  |  |  | 1.9 | [11 empty] | LBNL
|  |  |  | 3.33 | [11 empty] | LBNL
|  |  |  | 3 | [11 empty] | LBNL
|  |  |  | 2.92 | [11 empty] | LBNL
|  |  |  | 3.33 | [11 empty] | LBNL
|  |  |  | 3.92 | [11 empty] | LBNL
|  |  |  | 3.83 | [11 empty] | LBNL
|  |  |  | 3.83 | [11 empty] | LBNL
|  |  |  | 3.79 | [11 empty] | LBNL
|  |  |  | 3.92 | [11 empty] | LBNL
|  |  |  | 2.75 | [11 empty] | LBNL
|  |  |  | 3 | [11 empty] | LBNL
|  |  |  | 1.97 | [11 empty] | LBNL
|  |  |  | 2.97 | [11 empty] | LBNL
|  |  |  | 3.46 | [11 empty] | LBNL
|  |  |  | 2.75 | [11 empty] | LBNL
|  |  |  | 2.85 | [11 empty] | LBNL
|  |  |  | 4.5 | [11 empty] | LBNL
|  |  |  | 3.38 | [11 empty] | LBNL
|  |  |  | 1.9 | [11 empty] | LBNL
|  |  |  | 3.79 | [11 empty] | LBNL
|  |  |  | 4.5 | [11 empty] | LBNL
|  |  |  | 4.5 | [11 empty] | LBNL
|  |  |  | 3.96 | [11 empty] | LBNL
|  |  |  | 4.5 | [11 empty] | LBNL
|  |  |  | 2.83 | [11 empty] | LBNL
|  |  |  | 3.79 | [11 empty] | LBNL
|  |  |  | 3.88 | [11 empty] | LBNL
|  |  |  | 4.88 | [11 empty] | LBNL
|  |  |  | 3.05 | [11 empty] | LBNL
|  |  |  | 4.5 | [11 empty] | LBNL
|  |  |  | 3.92 | [11 empty] | LBNL
|  |  |  | 4.71 | [11 empty] | LBNL
|  |  |  | 4.54 | [11 empty] | LBNL
|  |  |  | 2.85 | [11 empty] | LBNL
|  |  |  | 2.92 | [11 empty] | LBNL
|  |  |  | 4.08 | [11 empty] | LBNL
|  |  |  | 4.58 | [11 empty] | LBNL
|  |  |  | 3.79 | [11 empty] | LBNL
|  |  |  | 2.95 | [11 empty] | LBNL
|  |  |  | 3.79 | [11 empty] | LBNL
|  |  |  | 2.85 | [11 empty] | LBNL
|  |  |  | 2.85 | [11 empty] | LBNL
|  |  |  | 4.92 | [11 empty] | LBNL
|  |  |  | 4.71 | [11 empty] | LBNL
|  |  |  | 4.67 | [11 empty] | LBNL
|  |  |  | 3.79 | [11 empty] | LBNL
|  |  |  | 2.97 | [11 empty] | LBNL
|  |  |  | 3.88 | [11 empty] | LBNL
|  |  |  | 1.43 | [11 empty] | LBNL
|  |  |  | 2.42 | [11 empty] | LBNL
|  |  |  | 4.63 | [11 empty] | LBNL
|  |  |  | 3.92 | [11 empty] | LBNL
|  |  |  | 2.88 | [11 empty] | LBNL
|  |  |  | 4.04 | [11 empty] | LBNL
|  |  |  | 4 | [11 empty] | LBNL
|  |  |  | 4.75 | [11 empty] | LBNL
|  |  |  | 4.58 | [11 empty] | LBNL
|  |  |  | 4 | [11 empty] | LBNL
|  |  |  | 3.79 | [11 empty] | LBNL
|  |  |  | 2.42 | [11 empty] | LBNL
|  |  |  | 4.75 | [11 empty] | LBNL
|  |  |  | 3.79 | [11 empty] | LBNL
|  |  |  | 4.71 | [11 empty] | LBNL
|  |  |  | 4.63 | [11 empty] | LBNL
|  |  |  | 3 | [11 empty] | LBNL
|  |  |  | 1.93 | [11 empty] | LBNL
|  |  |  | 4.04 | [11 empty] | LBNL
|  |  |  | 3.71 | [11 empty] | LBNL
|  |  |  | 3.92 | [11 empty] | LBNL
|  |  |  | 4.63 | [11 empty] | LBNL
|  |  |  | 3.5 | [11 empty] | LBNL
|  |  |  | 2.85 | [11 empty] | LBNL
|  |  |  | 3.96 | [11 empty] | LBNL
|  |  |  | 4.04 | [11 empty] | LBNL
|  |  |  | 2.78 | [11 empty] | LBNL
|  |  |  | 3.67 | [11 empty] | LBNL
|  |  |  | 2.88 | [11 empty] | LBNL
|  |  |  | 3.92 | [11 empty] | LBNL
|  |  |  | 3.46 | [11 empty] | LBNL
|  |  |  | 4.54 | [11 empty] | LBNL
|  |  |  | 3.33 | [11 empty] | LBNL
|  |  |  | 4.75 | [11 empty] | LBNL
|  |  |  | 4.83 | [11 empty] | LBNL
|  |  |  | 4.71 | [11 empty] | LBNL
|  |  |  | 4.83 | [11 empty] | LBNL
|  |  |  | 3.08 | [11 empty] | LBNL
|  |  |  | 4 | [11 empty] | LBNL
|  |  |  | 3.38 | [11 empty] | LBNL
|  |  |  | 3.88 | [11 empty] | LBNL
|  |  |  | 3.67 | [11 empty] | LBNL
|  |  |  | 3.38 | [11 empty] | LBNL
|  |  |  | 4 | [11 empty] | LBNL
|  |  |  | 2.92 | [11 empty] | LBNL
|  |  |  | 5 | [11 empty] | LBNL
|  |  |  | 4 | [11 empty] | LBNL
|  |  |  | 2.92 | [11 empty] | LBNL
|  |  |  | 4.83 | [11 empty] | LBNL
|  |  |  | 3.33 | [11 empty] | LBNL
|  |  |  | 2.83 | [11 empty] | LBNL
|  |  |  | 4 | [11 empty] | LBNL
|  |  |  | 3 | [11 empty] | LBNL
|  |  |  | 4.5 | [11 empty] | LBNL
|  |  |  | 4.5 | [11 empty] | LBNL
|  |  |  | 3.92 | [11 empty] | LBNL
|  |  |  | 4.5 | [11 empty] | LBNL
|  |  |  | 2.77 | [11 empty] | LBNL
|  |  |  | 2 | [11 empty] | LBNL
|  |  |  | 2.73 | [11 empty] | LBNL
|  |  |  | 2.75 | [11 empty] | LBNL
|  |  |  | 1.93 | [11 empty] | LBNL
|  |  |  | 2.85 | [11 empty] | LBNL
|  |  |  | 3.88 | [11 empty] | LBNL
|  |  |  | 4.5 | [11 empty] | LBNL
|  |  |  | 3.92 | [11 empty] | LBNL
|  |  |  | 4.5 | [11 empty] | LBNL
|  |  |  | 2.85 | [11 empty] | LBNL
|  |  |  | 3.88 | [11 empty] | LBNL
|  |  |  | 2.88 | [11 empty] | LBNL
|  |  |  | 3.96 | [11 empty] | LBNL
|  |  |  | 3.96 | [11 empty] | LBNL
|  |  |  | 2 | [11 empty] | LBNL
|  |  |  | 2.9 | [11 empty] | LBNL
|  |  |  | 2.95 | [11 empty] | LBNL
|  |  |  | 3.71 | [11 empty] | LBNL
|  |  |  | 4.83 | [11 empty] | LBNL
|  |  |  | 4.5 | [11 empty] | LBNL
|  |  |  | 3.71 | [11 empty] | LBNL
|  |  |  | 4 | [11 empty] | LBNL
|  |  |  | 2.72 | [11 empty] | LBNL
|  |  |  | 4.5 | [11 empty] | LBNL
|  |  |  | 2.47 | [11 empty] | LBNL
|  |  |  | 3.79 | [11 empty] | LBNL
|  |  |  | 3 | [11 empty] | LBNL
|  |  |  | 4.5 | [11 empty] | LBNL
|  |  |  | 2.88 | [11 empty] | LBNL
|  |  |  | 3 | [11 empty] | LBNL
|  |  |  | 3.83 | [11 empty] | LBNL
|  |  |  | 4.75 | [11 empty] | LBNL
|  |  |  | 4.08 | [11 empty] | LBNL
|  |  |  | 3.92 | [11 empty] | LBNL
|  |  |  | 3.42 | [11 empty] | LBNL
|  |  |  | 2.92 | [11 empty] | LBNL
|  |  |  | 2.85 | [11 empty] | LBNL
|  |  |  | 2.88 | [11 empty] | LBNL
|  |  |  | 3.96 | [11 empty] | LBNL
|  |  |  | 3.79 | [11 empty] | LBNL
|  |  |  | 3.79 | [11 empty] | LBNL
|  |  |  | 3 | [11 empty] | LBNL
|  |  |  | 4.75 | [11 empty] | LBNL
|  |  |  | 2.88 | [11 empty] | LBNL
|  |  |  | 2.88 | [11 empty] | LBNL
|  |  |  | 3.75 | [11 empty] | LBNL
|  |  |  | 3.96 | [11 empty] | LBNL
|  |  |  | 2.72 | [11 empty] | LBNL
|  |  |  | 3 | [11 empty] | LBNL
|  |  |  | 2 | [11 empty] | LBNL
|  |  |  | 3.71 | [11 empty] | LBNL
|  |  |  | 2.88 | [11 empty] | LBNL
|  |  |  | 4.54 | [11 empty] | LBNL
|  |  |  | 4.63 | [11 empty] | LBNL
|  |  |  | 4.54 | [11 empty] | LBNL
|  |  |  | 2.85 | [11 empty] | LBNL
|  |  |  | 2.83 | [11 empty] | LBNL
|  |  |  | 3.88 | [11 empty] | LBNL
|  |  |  | 2.92 | [11 empty] | LBNL
|  |  |  | 1.77 | [11 empty] | LBNL
|  |  |  | 1.95 | [11 empty] | LBNL
|  |  |  | 3.96 | [11 empty] | LBNL
|  |  |  | 2.82 | [11 empty] | LBNL
|  |  |  | 3.96 | [11 empty] | LBNL
|  |  |  | 4 | [11 empty] | LBNL
|  |  |  | 1.85 | [11 empty] | LBNL
|  |  |  | 4 | [11 empty] | LBNL
|  |  |  | 3.79 | [11 empty] | LBNL
|  |  |  | 4 | [11 empty] | LBNL
|  |  |  | 3.96 | [11 empty] | LBNL
|  |  |  | 1.9 | [11 empty] | LBNL
|  |  |  | 4.88 | [11 empty] | LBNL
|  |  |  | 4.75 | [11 empty] | LBNL
|  |  |  | 1.9 | [11 empty] | LBNL
|  |  |  | 4 | [11 empty] | LBNL
|  |  |  | 2 | [11 empty] | LBNL
|  |  |  | 4.63 | [11 empty] | LBNL
|  |  |  | 4.54 | [11 empty] | LBNL
|  |  |  | 3.79 | [11 empty] | LBNL
|  |  |  | 2.92 | [11 empty] | LBNL
|  |  |  | 3.67 | [11 empty] | LBNL
|  |  |  | 4.71 | [11 empty] | LBNL
|  |  |  | 2.73 | [11 empty] | LBNL
|  |  |  | 2.8 | [11 empty] | LBNL
|  |  |  | 4.75 | [11 empty] | LBNL
|  |  |  | 3.79 | [11 empty] | LBNL
|  |  |  | 2 | [11 empty] | LBNL
|  |  |  | 4.71 | [11 empty] | LBNL
|  |  |  | 3.92 | [11 empty] | LBNL
|  |  |  | 3 | [11 empty] | LBNL
|  |  |  | 4 | [11 empty] | LBNL
|  |  |  | 3.75 | [11 empty] | LBNL
|  |  |  | 1.75 | [11 empty] | LBNL
|  |  |  | 2.85 | [11 empty] | LBNL
|  |  |  | 1.98 | [11 empty] | LBNL
|  |  |  | 2 | [11 empty] | LBNL
|  |  |  | 2.85 | [11 empty] | LBNL
|  |  |  | 2.88 | [11 empty] | LBNL
|  |  |  | 2.7 | [11 empty] | LBNL
|  |  |  | 3.83 | [11 empty] | LBNL
|  |  |  | 4.58 | [11 empty] | LBNL
|  |  |  | 2.97 | [11 empty] | LBNL
|  |  |  | 2.83 | [11 empty] | LBNL
|  |  |  | 2.85 | [11 empty] | LBNL
|  |  |  | 2.88 | [11 empty] | LBNL
|  |  |  | 3.02 | [11 empty] | LBNL
|  |  |  | 2.75 | [11 empty] | LBNL
|  |  |  | 4.38 | [11 empty] | LBNL
|  |  |  | 3.96 | [11 empty] | LBNL
|  |  |  | 2.88 | [11 empty] | LBNL
|  |  |  | 1.98 | [11 empty] | LBNL
|  |  |  | 1.92 | [11 empty] | LBNL
|  |  |  | 4.38 | [11 empty] | LBNL
|  |  |  | 2.02 | [11 empty] | LBNL
|  |  |  | 4.5 | [11 empty] | LBNL
|  |  |  | 4 | [11 empty] | LBNL
|  |  |  | 2.83 | [11 empty] | LBNL
|  |  |  | 3.67 | [11 empty] | LBNL
|  |  |  | 3 | [11 empty] | LBNL
|  |  |  | 3.67 | [11 empty] | LBNL
|  |  |  | 3.75 | [11 empty] | LBNL
|  |  |  | 2.85 | [11 empty] | LBNL
|  |  |  | 2.33 | [11 empty] | LBNL
|  |  |  | 2.85 | [11 empty] | LBNL
|  |  |  | 3.92 | [11 empty] | LBNL
|  |  |  | 4 | [11 empty] | LBNL
|  |  |  | 4.88 | [11 empty] | LBNL
|  |  |  | 4 | [11 empty] | LBNL
|  |  |  | 2.75 | [11 empty] | LBNL
|  |  |  | 3 | [11 empty] | LBNL
|  |  |  | 4.88 | [11 empty] | LBNL
|  |  |  | 3.79 | [11 empty] | LBNL
|  |  |  | 4.63 | [11 empty] | LBNL
|  |  |  | 4 | [11 empty] | LBNL
|  |  |  | 3 | [11 empty] | LBNL
|  |  |  | 3 | [11 empty] | LBNL
|  |  |  | 4.71 | [11 empty] | LBNL
|  |  |  | 4 | [11 empty] | LBNL
|  |  |  | 2.85 | [11 empty] | LBNL
|  |  |  | 4 | [11 empty] | LBNL
|  |  |  | 2.75 | [11 empty] | LBNL
|  |  |  | 3.88 | [11 empty] | LBNL
|  |  |  | 1.92 | [11 empty] | LBNL
|  |  |  | 3.92 | [11 empty] | LBNL
|  |  |  | 3.79 | [11 empty] | LBNL
|  |  |  | 3 | [11 empty] | LBNL
|  |  |  | 3 | [11 empty] | LBNL
|  |  |  | 3.88 | [11 empty] | LBNL
|  |  |  | 1.93 | [11 empty] | LBNL
|  |  |  | 1.93 | [11 empty] | LBNL
|  |  |  | 3 | [11 empty] | LBNL
|  |  |  | 3 | [11 empty] | LBNL
|  |  |  | 4.88 | [11 empty] | LBNL
|  |  |  | 2.88 | [11 empty] | LBNL
|  |  |  | 4 | [11 empty] | LBNL
|  |  |  | 4.04 | [11 empty] | LBNL
|  |  |  | 4.5 | [11 empty] | LBNL
|  |  |  | 2.85 | [11 empty] | LBNL
|  |  |  | 4.58 | [11 empty] | LBNL
|  |  |  | 2.97 | [11 empty] | LBNL
|  |  |  | 2.85 | [11 empty] | LBNL
|  |  |  | 4.71 | [11 empty] | LBNL
|  |  |  | 4 | [11 empty] | LBNL
|  |  |  | 1.97 | [11 empty] | LBNL
|  |  |  | 3.5 | [11 empty] | LBNL
|  |  |  | 4.83 | [11 empty] | LBNL
|  |  |  | 3.05 | [11 empty] | LBNL
|  |  |  | 2.72 | [11 empty] | LBNL
|  |  |  | 1.83 | [11 empty] | LBNL
|  |  |  | 2.85 | [11 empty] | LBNL
|  |  |  | 3.92 | [11 empty] | LBNL
|  |  |  | 4.33 | [11 empty] | LBNL
|  |  |  | 2.8 | [11 empty] | LBNL
|  |  |  | 3.79 | [11 empty] | LBNL
|  |  |  | 3.79 | [11 empty] | LBNL
|  |  |  | 2.85 | [11 empty] | LBNL
|  |  |  | 2.88 | [11 empty] | LBNL
|  |  |  | 4 | [11 empty] | LBNL
|  |  |  | 3 | [11 empty] | LBNL
|  |  |  | 3.92 | [11 empty] | LBNL
|  |  |  | 4.75 | [11 empty] | LBNL
Note on S68: [Threaded comment] Your version of Excel allows you to read this threaded comment; however, any edits to it will get removed if the file is opened in a newer version of Excel. Learn more: https://go.microsoft.com/fwlink/?linkid=870924 Comment: These crossed out rows are older TSD data.

## ASHP Analysis
Table of Contents
Machine Readable Results
Component & Class |  |  | Retail Price Regression, Performance metric 1 | [6 empty] | Retail Price Regression, Performance metric 2 | [6 empty] | Retail Price Regression, Intercepts |  |  | Installation Multiplier |  | Installation Adder |  | Additional Data
Component | Class | Output Units | Coefficient-Low | Coefficient-Mid | Coefficient-High | Metric | Unit | Lower Bound | Upper Bound | Coefficient-Low | Coefficient-Mid | Coefficient-High | Metric | Unit | Lower Bound | Upper Bound | Int-Low | Int-Mid | Int-High | New Construction | Retrofit | New Construction | Retrofit | Lifetime | Cost Variation Considerations | Data Sources | Qualitative Ranks | Notes
Air Source Heat Pump |  | 2023$ | 813.28 | 817.0514 | 984.2857 | Capacity | Tons | 1.5 | 5 | 312.79 | 402.0257 | 438.1429 | SEER1 | Unitless | 13.8 | 20 | -3859.26 | -4721.9886 | -5093.4286 |  |  | 2557.5331 | 2749.0831 | 15.6333 | Prevailing local wages, drive time, local code requirements, access, need for condensate line/drain, condition of existing electrical system, need for additional wiring/switching, condition of existing duct system, type of equipment, incentive programs | 1, 4 | Medium SS, High R2, High Source Diversity | High degree of banding by SEER1 and tonnage but the regressions were not positively correlated when broken down by tonnage or SEER1
Air Source Heat Pump with Gas Cap |  | 2023$ | 813.28 | 817.0514 | 984.2857 | Capacity | Tons | 1.5 | 5 | 312.79 | 402.0257 | 438.1429 | SEER1 | Unitless | 13.8 | 20 | -3709.26 | -4571.9886 | -4943.4286 |  |  | 2707.5331 | 2899.0831 | 15.6333 | Prevailing local wages, drive time, local code requirements, access, need for condensate line/drain, condition of existing electrical system, need for additional wiring/switching, condition of existing duct system, type of equipment, incentive programs | 1, 4 | Medium SS, High R2, High Source Diversity | High degree of banding by SEER1 and tonnage but the regressions were not positively correlated when broken down by tonnage or SEER1. Gas capping cost of $150 is included as adder in Retail Price Intercepts
Quantile Regression Results
Air Source Heat Pumps
Bounds Metric 1 (Capacity): | 1.5-5
Bounds Metric 2 (SEER1): | 13.8-20
Sample Size: | 80
Median R2: | 0.7148
Notes
Air source heat pumps that require gas capping (i.e., retrofit of an existing gas furnace) are a separate product class. The intercept value is adjusted by a fixed cost of $150

## Batteries Data
Table of Contents
Raw Data |  |  |  |  | Performance Metric 1 |  |  |  |  | Cost Metric
Component Type | Product Class | Manufacturer | Model # | Model Type | Energy Capacity (kWh) | Max Rated Power (kW) | Efficiency | Weight (lbs) | Battery Warranty (Years) | Cost ($) | Labor Hours | Install Labor ($) | Installed Cost (O&P) | Removal Labor ($) | Removal Hours | Year | Notes | Source Name | Source Link | Regression
Batteries |  | Enphase |  | AC Battery | 1.2 |  | 96% | 55 | 10 | 1953.13 | [6 empty] | Not Installed | Enphase | Enphase AC Battery - Data Sheet | Yes
Batteries |  | PylonTech | FL48074 | Force-H1 | 3.55 |  |  | 81.57 |  | 1262.75 | [6 empty] | Not Installed | Pylontech | https://en.pylontech.com.cn/products/c23/120.html | Yes
Batteries |  | Victron Energy |  | LFP-Smart 25.6/200-a | 5.12 |  | 92% | 85.98 |  | 3366.85 | [6 empty] | Not Installed | Victron Energy | https://www.victronenergy.com/upload/documents/Datasheet-12,8-&-25,6-Volt-lithium-iron-phosphate-batteries-Smart-EN.pdf | Yes
Batteries |  | Simpliphi Power | PHI-3.8-24-M | PHI 3.8 kWh Module- Metal | 3.8 |  | 96% | 86 | 10 | 2684.79 | [6 empty] | Not Installed | Simpliphi Power | https://simpliphipower.com/wp-content/uploads/documentation/phi-3-8-m/simpliphi-power-phi-3-8-m-specification-sheet.pdf | Yes
Batteries |  | Simpliphi Power | PHI-3.8-24-M | PHI 3.8 kWh Module- Metal | 3.8 |  | 96% | 86 | 10 | 2399 | [6 empty] | Not Installed | Simpliphi Power | https://simpliphipower.com/wp-content/uploads/documentation/phi-3-8-m/simpliphi-power-phi-3-8-m-specification-sheet.pdf | Yes
Batteries |  | Simpliphi Power | PHI-3.8-24-M | PHI 3.8 kWh Module- Metal | 3.8 |  | 96% | 86 | 10 | 4880.66 | [6 empty] | Not Installed | Simpliphi Power | https://simpliphipower.com/wp-content/uploads/documentation/phi-3-8-m/simpliphi-power-phi-3-8-m-specification-sheet.pdf | Yes
Batteries |  | Varta |  | Pulse NEO 3 | 3.3 | 1.6 | 90.5% | 99.2 | 10 | 4072.92 | [6 empty] | Not Installed | Varta | Datasheet_VARTA_pulse_en_17.pdf (varta-ag.com) | Yes
Batteries |  | BSLBATT | B-LFP48-100E | LiFePo4 battery pack | 5.12 |  | 99% | 99.21 | 10 | 3946.91 | [6 empty] | Not Installed | bsl--battery.com | https://www.bsl-battery.com/100Ah-Lifepo4-48V-Battery-Pack.html | Yes
Batteries |  | BSLBATT | B-LFP48-100E | LiFePo4 battery pack | 5.12 |  | 99% | 99.21 | 10 | 1921.31 | [6 empty] | Not Installed | bsl--battery.com | https://www.bsl-battery.com/100Ah-Lifepo4-48V-Battery-Pack.html | Yes
Batteries |  | WeCo Batteries |  | WeCo Lithium Battery | 5.3 |  |  | 126.32 | 10 | 2844.55 | [6 empty] | Not Installed | WeCo Batteries | https://wecobatteries.com/dual-voltage/ | Yes
Batteries |  | Alpha ESS |  | Smile B3 Plus (with Wi-Fi) | 5.04 | 3 |  | 132.28 | 10 | 3815 | [6 empty] | Not Installed | AlphaESS | Datasheet_EN_SMILE-B3-PLUS_V07.01062023 (alphaess.com) | Yes
Batteries |  | Huawei Solar |  | LUNA2000-5-S0 | 5 | 2.5 | 95% | 140.7 | 10 | 3268.65 | [6 empty] | Not Installed | Huawei Solar | https://solar.huawei.com/en-GB/download?p=%2F-%2Fmedia%2FSolar%2Fattachment%2Fpdf%2Feu%2Fdatasheet%2FLUNA2000-5-15-S0.pdf | Yes
Batteries |  | Varta |  | Pulse NEO 6 | 6.5 | 2.3 | 90.5% | 143.3 | 10 | 7215.19 | [6 empty] | Not Installed | Varta | Datasheet_VARTA_pulse_en_17.pdf (varta-ag.com) | Yes
Batteries |  | Sofar Solar |  | Lithium battery Sofar Solar | 5.12 | 2.5 | 97% | 164.24 |  | 3756.26 | [6 empty] | Not Installed | Sofar Solar | https://www.sofarsolar.com/upload/file/20230321/1679402103025018553.pdf | Yes
Batteries |  | Delta | BX6.3_AC100 / BX6.3_AC101 | BX6.3 | 6.3 | 3 | 96.5% | 167.55 |  | 7400 | [6 empty] | Not Installed | Delta Electronics | 20220209-BX6.3 AC_Leaflet (deltaww.com) | Yes
Batteries |  | Senec |  | Home V3 Hybrid 5 | 4.5 | 2 | 97.4% | 176.37 | 10 | 8990 | [6 empty] | Not Installed | Senec | TD150-090.12_SENEC.Home_V3_User Manual_AU_1.2.pdf | Yes
Batteries |  | AXITEC Solar |  | AXIstorage Li SV2 | 6.7 |  | 96% | 180.77 | 10 | 6334.05 | [6 empty] | Not Installed | AXITEC Solar | axitecsolar.com/en/stromspeicher/axistorage-li-sv2 | Yes
Batteries |  | Sungrow | SBR096 | SBR096 Lithium-ion Battery | 9.6 | 6.57 |  | 251.32 | 10 | 5271.6 | [6 empty] | Not Installed | Erope Solar Store | https://www.europe-solarstore.com/storage-and-system-solutions/solar-storage-batteries/sungrow/sungrow-sbr096-lithium-ion-battery.html | Yes
Batteries |  | Senec |  | Home V3 Hybrid 10 | 9 | 3.5 | 97.4% | 253.53 | 10 | 11490 | [6 empty] | Not Installed | Senec | TD150-090.12_SENEC.Home_V3_User Manual_AU_1.2.pdf | Yes
Batteries |  | Generac |  | PWRcell M3 Battery | 9 | 4.5 | 96.5% | 280 | 10 | 18000 | [6 empty] | Solar install included | Generac | pwrcell_consumerbrochure_202212_digital.pdf (generac.com) | No
Batteries |  | Redback Technologies |  | SB Series 7200 | 7.2 |  | 96.6% | 286.6 | 10 | 9990 | [6 empty] | Not Installed | Redback Technologies | sb-data-sheet.pdf (redbacktech.com) | Yes
Batteries |  | Enphase |  | IQ Battery 10 | 10.5 | 3.8 | 96% | 341 | 10 | 9500 | [6 empty] | Not Installed | Enphase | IQ-Battery-10-DS-EN-US.pdf (enphase.com) | Yes
Batteries |  | Tesla |  | Powerwall | 13.5 | 9.6 | 97.5% | 343.9 | 10 | 5933 | [6 empty] | Not Installed | Tesla | Powerwall ¦ Tesla | Yes
Batteries |  | Sonnen |  | Sonnen ECO 5 | 5 | 3 | 81.6% | 394 | 10 | 14995 | [6 empty] | Not Installed | Sonnen | 5500560 eco Gen 3.1 Tech Spec Sheet- D.pdf | Yes
Batteries |  | AXITEC Solar |  | AXIstorage Li SV1 | 16.9 |  | 96% | 427.69 | 10 | 9323 | [6 empty] | Not Installed | AXITEC Solar | axitecsolar.com/en/stromspeicher/axistorage-li-sv2 | Yes
Batteries |  | Fortress Power |  | eVault Max 18.5 | 18.43 | 12 | 98% | 520 | 10 | 10000 | [6 empty] | Not Installed | Fortress | https://www.fortresspower.com/wp-content/uploads/2022/05/eVault-MAX-18.5-technical-datasheet.pdf | Yes
Batteries |  | Sonnen |  | Sonnen ECO 12 | 12 | 8 | 81.6% | 543 | 10 | 22500 | [6 empty] | Not Installed | Sonnen | 5500560 eco Gen 3.1 Tech Spec Sheet- D.pdf | Yes
Batteries |  | Sonnen |  | Sonnen ECO 15 | 15 | 8 | 81.6% | 724 | 10 | 32960 | [6 empty] | Not Installed | Sonnen | 5500560 eco Gen 3.1 Tech Spec Sheet- D.pdf | Yes
Batteries |  | Sonnen |  | Sonnen ECO 20 | 20 | 8 | 81.6% | 830 | 15 | 47975 | [6 empty] | Not Installed | Sonnen | 5500560 eco Gen 3.1 Tech Spec Sheet- D.pdf | Yes
Batteries |  | SolarWatt |  | Flex AC-1 | 9.6 | 6 | 93.6% |  | 10 | 10558 | [6 empty] | Not Installed | SolarWatt | Dokument 3.1.1.6 - Extended datasheet SOLARWATT Battery flex AC-1 en v9.00.0001 (d1c96hlcey6qkb.cloudfront.net) | Yes
Batteries |  | LG | A005KEEN261 | LG AC 5kW | 9.6 | 5 | 95% |  | 10 | 5699.99 | [6 empty] | Not Installed | LG | https://www.lg.com/us/solar/solar/files/resources/LG_ESS_brochure-Final_Ver1_04052019.pdf | Yes
Batteries | [9 empty] | 8876.9203 |  | 7123.0797 |  |  |  |  | Average Installed Cost 16000, Result Seems High | Rewiring America | https://www.rewiringamerica.org/app/ira-calculator/information/battery-storage-installation | No
Batteries | [11 empty] | 2000 |  |  |  |  | Min, Low Confidence |  | https://homeguide.com/costs/solar-battery-storage-system-cost#:~:text=A%20solar%20battery%20costs%20%248%2C000,backup%20power%20in%20an%20outage. | No
Batteries | [11 empty] | 3000 |  |  |  |  | Max, Low Confidence |  | https://homeguide.com/costs/solar-battery-storage-system-cost#:~:text=A%20solar%20battery%20costs%20%248%2C000,backup%20power%20in%20an%20outage. | No
Batteries | [11 empty] | 2000 |  |  |  |  | Min, Low Confidence |  | https://www.angi.com/articles/solar-battery-cost.htm | No
Batteries | [11 empty] | 3500 |  |  |  |  | Max, Low Confidence |  | https://www.angi.com/articles/solar-battery-cost.htm | No
6.3
Research
Source # 1: | Solar Battery Storage System Cost (2023 Prices) - HomeGuide
Source # 2: | Residential Battery Storage ¦ Electricity ¦ 2021 ¦ ATB ¦ NREL
*2019 dollars
Source #3: | Solar Battery Cost: Is It Worth It? (angi.com)
"The solar battery system itself costs between $4,000 and $7,500 on average, while labor accounts for another $2,000 to $3,500. You could pay less for labor if your system is smaller, while larger systems may require more time and a higher labor cost."
Source $+#4: | Solar Battery Cost 2023 ¦ SaveOnEnergy
Installation costs for labor and equipment can add another $3,000 to $4,000 to the solar panel battery cost
Battery Install Labor: $2,500/installation

## Batteries Analysis
Table of Contents
Machine Readable Results
Component & Class |  |  | Retail Price Regression, Performance metric 1 | [6 empty] | Retail Price Regression, Performance metric 2 | [6 empty] | Retail Price Regression, Intercepts |  |  | Installation Multiplier |  | Installation Adder |  | Additional Data
Component | Class | Output Units | Coefficient-Low | Coefficient-Mid | Coefficient-High | Metric | Unit | Lower Bound | Upper Bound | Coefficient-Low | Coefficient-Mid | Coefficient-High | Metric | Unit | Lower Bound | Upper Bound | Int-Low | Int-Mid | Int-High | New Construction | Retrofit | New Construction | Retrofit | Lifetime | Cost Variation Considerations | Data Sources | Qualitative Rank | Notes
Batteries | Electric | 2023$ | 587.1808 | 1017.1955 | 2515.1613 | Energy Capacity | kWh | 2 | 20 | N/A | N/A | N/A | N/A | N/A | N/A | N/A | -821.7417 | -1180.553 | -2328.2258 | N/A | N/A | 2500 | N/A | 10 | Prevailing local wages, Drive time, Local code requirements, Access, Existing construction and materials, Condition of existing electrical system | 1, 3, 10 | Low SS, Medium R2, High Source Diversity | Installation cost is not expected to scale with battery capacity.
Quantile Regression Results
Batteries
Bounds Metric 1 (Energy Capacity): | 1.2-20
Sample Size: | 30
Median R2: | 0.2069
Notes
Installation cost is not expected to directly scale with battery capacity.

## Boiler Data
Table of Contents
Raw Data | [5 empty] | Performance Metric 1 | Performance Metric 2 | Cost Metric | [10 empty] | Labor Calculations | [5 empty] | Labor % multiplier (of Materials & Equipment)
Brand | Individual Model | Product Category | Fuel | Condensing/Noncondensing | Steam/Water Type | Heating Capacity (BTU/Hr) | Annual Fuel Utilization Efficiency (AFUE) | Material Price | Labor Hours | Install Labor | Installed Cost (O&P) | Removal Labor | Removal Hours | Date | Notes | Source | Link | Regression | Component | Product Class | Install | Removal | Total New Construction | Total Retrofit | New Construction (%) | Retrofit (%) | Date of Data | Source
|  |  | Oil |  | UNKNOWN |  | 0.86 | 3545 |  | 2767 | 6312 |  |  | 2020 |  | Federal TSD | https://www.regulations.gov/document/EERE-2019-BT-STD-0036-0021 | No | Boiler Non-Condensing (only TSD data) | Natural Gas |  |  | 4696.5632 | 4924.1541 | 100% | 100% | 2023 | DOE Rulemaking TSD, RS Means, Homewyse, Home Guide
|  |  | Oil |  | UNKNOWN |  | 0.85 | 3328 |  | 2767 | 6095 |  |  | 2020 |  | Federal TSD | https://www.regulations.gov/document/EERE-2019-BT-STD-0036-0021 | No | Boiler Condensing (only TSD data) | Natural Gas |  |  | 4007.2214 | 4234.8123 | 100% | 100% | 2023 | DOE Rulemaking TSD, RS Means, Homewyse, Home Guide
|  |  | Oil |  | UNKNOWN |  | 0.88 | 3237 |  | 2730 | 5967 |  |  | 2020 |  | Federal TSD | https://www.regulations.gov/document/EERE-2019-BT-STD-0036-0021 | No | Boiler (only TSD data) | Oil |  |  | 3450.3454 | 4040.3454 | 100% | 100% | 2023 | DOE Rulemaking TSD, RS Means, Homewyse, Home Guide
|  |  | Oil |  | UNKNOWN |  | 0.87 | 3158 |  | 2730 | 5888 |  |  | 2020 |  | Federal TSD | https://www.regulations.gov/document/EERE-2019-BT-STD-0036-0021 | No | Boiler | Electric | 849.2857 | 350 | 849.2857 | 1199.2857 | 115.3% | 100% | 2023 | DOE Rulemaking TSD, RS Means, Homewyse, Home Guide
|  |  | Oil |  | UNKNOWN |  | 0.86 | 3078 |  | 2730 | 5808 |  |  | 2020 |  | Federal TSD | https://www.regulations.gov/document/EERE-2019-BT-STD-0036-0021 | No
|  |  | Oil |  | Hot Water |  |  |  |  | 3450.3454 |  |  |  | 2022 |  | Federal TSD | https://www.regulations.gov/document/EERE-2019-BT-STD-0036-0043
|  |  | Oil |  | Steam |  |  |  |  | 3450.3454 |  |  |  | 2022 |  | Federal TSD | https://www.regulations.gov/document/EERE-2019-BT-STD-0036-0043
|  |  | Gas |  | Hot Water |  | 0.84 |  |  | 4618.1227 |  |  |  | 2022 |  | Federal TSD | https://www.regulations.gov/document/EERE-2019-BT-STD-0036-0043
|  |  | Gas |  | Hot Water |  | 0.85 |  |  | 4775.0038 |  |  |  | 2022 |  | Federal TSD | https://www.regulations.gov/document/EERE-2019-BT-STD-0036-0043
|  |  | Gas |  | Hot Water |  | 0.9 |  |  | 4007.2214 |  |  |  | 2022 |  | Federal TSD | https://www.regulations.gov/document/EERE-2019-BT-STD-0036-0043
|  |  | Gas |  | Hot Water |  | 0.95 |  |  | 4007.2214 |  |  |  | 2022 |  | Federal TSD | https://www.regulations.gov/document/EERE-2019-BT-STD-0036-0043
|  |  | Gas |  | Hot Water |  | 0.96 |  |  | 4007.2214 |  |  |  | 2022 |  | Federal TSD | https://www.regulations.gov/document/EERE-2019-BT-STD-0036-0043
|  |  | Gas |  | Steam |  |  |  |  | 3729.8223 |  |  |  | 2022 |  | Federal TSD | https://www.regulations.gov/document/EERE-2019-BT-STD-0036-0043
|  |  | Gas |  | Steam |  |  |  |  | 3756.835 |  |  |  | 2022 |  | Federal TSD | https://www.regulations.gov/document/EERE-2019-BT-STD-0036-0043
|  | Space Heating | Natural Gas |  | UNKNOWN | 13500 | 0.83 | 3369 | 20 | 2204 |  | 149 | 1.1 | 2023 | GA 31021 Rural Low | Homewyse | https://www.homewyse.com/services/cost_to_install_hydronic_heating_system.html | No
|  | Space Heating | Natural Gas |  | UNKNOWN | 13500 | 0.83 | 3400 | 20 | 2340 |  | 156 | 1.1 | 2023 | TX 75803 Rural Low | Homewyse | https://www.homewyse.com/services/cost_to_install_hydronic_heating_system.html | No
|  | Space Heating | Natural Gas |  | UNKNOWN | 13500 | 0.83 | 3401 | 20 | 2345 |  | 156 | 1.1 | 2023 | Houston 77081 Urban Low | Homewyse | https://www.homewyse.com/services/cost_to_install_hydronic_heating_system.html | No
|  | Space Heating | Natural Gas |  | UNKNOWN | 13500 | 0.83 | 3410 | 20 | 2384 |  | 158 | 1.1 | 2023 | Atlanta 30332 Urban Low | Homewyse | https://www.homewyse.com/services/cost_to_install_hydronic_heating_system.html | No
|  | Space Heating | Natural Gas |  | UNKNOWN | 13500 | 0.83 | 3442 | 20 | 2525 |  | 167 | 1.1 | 2023 | NYC 13045 Rural Low | Homewyse | https://www.homewyse.com/services/cost_to_install_hydronic_heating_system.html | No
|  | Space Heating | Natural Gas |  | UNKNOWN | 13500 | 0.83 | 3465 | 20 | 2627 |  | 173 | 1.1 | 2023 | IL 62824Rural Low | Homewyse | https://www.homewyse.com/services/cost_to_install_hydronic_heating_system.html | No
Viessmann | VLN2-04 |  | Electric |  | Hydronic (Water) | 13652 | 0.994 | 2386 | [5 empty] | 2023 |  | Supply House | https://www.supplyhouse.com/Viessmann-VLN2-04-Vitotron-100-VLN2-13652-BTU-4kW-Wall-Mounted-Electric-Boiler | No
Viessmann | VLN2-06 |  | Electric |  | Hydronic (Water) | 20478 | 0.994 | 2454.1 | [5 empty] | 2023 |  | Supply House | https://www.supplyhouse.com/Viessmann-VLN2-06-Vitotron-100-VLN2-20478-BTU-6kW-Wall-Mounted-Electric-Boiler | No
AO Smith | HW-670-LP |  | Oil |  | Hydronic (Water) | 536000 | 0.8 | 10699.99 | [5 empty] | 2023 |  | Supply House | https://www.supplyhouse.com/AO-Smith-HW-670-LP-Burkay-536000-BTU-Output-Electronic-Ignition-Hot-Water-Boiler-LP-Gas | No
Lochinvar | CHN0752-M13 |  | Gas | Non-condensing | UNKNOWN | 638000 | 0.85 | 12281.63 | [5 empty] | 2023 |  | Supply House | https://www.supplyhouse.com/Lochinvar-CHN0752-M13-638000-BTU-Output-Copper-Fin-II-Commercial-Boiler-w-M13-Firing-Code-NG | No
Viessmann | VLN2-08 |  | Electric |  | Hydronic (Water) | 27304 | 0.994 | 2522.21 | [5 empty] | 2023 |  | Supply House | https://www.supplyhouse.com/Viessmann-VLN2-08-Vitotron-100-VLN2-27304-BTU-8kW-Wall-Mounted-Electric-Boiler | No
Viessmann | VLN2-12 |  | Electric |  | Hydronic (Water) | 40956 | 0.994 | 2593.11 | [5 empty] | 2023 |  | Supply House | https://www.supplyhouse.com/Viessmann-VLN2-12-Vitotron-100-VLN2-40956-BTU-12kW-Wall-Mounted-Electric-Boiler | No
AO Smith | HW-520-NG |  | Gas | Non-condensing | Hydronic (Water) | 416000 | 0.82 | 8079.99 | [5 empty] | 2023 |  | Supply House | https://www.supplyhouse.com/AO-Smith-HW-520-NG-Burkay-416000-BTU-Output-Electronic-Ignition-Hot-Water-Boiler-Nat-Gas | Yes
Lochinvar | CBN0497-M13 |  | Gas | Non-condensing | Hydronic (Water) | 362000 | 0.84 | 7896.99 | [5 empty] | 2023 |  | Supply House | https://www.supplyhouse.com/Lochinvar-CBN0497-M13-CBN0497-M13-362000-BTU-Output-Copper-Fin-Boiler-with-M13-Firing-Code-Natural-Gas | Yes
AO Smith | HW-670-NG |  | Gas |  | Hydronic (Water) | 528000 | 0.8 | 9239.99 | [5 empty] | 2023 |  | Supply House | https://www.supplyhouse.com/AO-Smith-HW-670-NG-Burkay-528000-BTU-Output-Electronic-Ignition-Hot-Water-Boiler-Nat-Gas | No
AO Smith | HW-399-LP |  | Oil |  | Hydronic (Water) | 319200 | 0.81 | 8199.99 | [5 empty] | 2023 |  | Supply House | https://www.supplyhouse.com/AO-Smith-HW-399-LP-Burkay-319200-BTU-Output-Electronic-Ignition-Hot-Water-Boiler-LP-Gas | Yes
[5 empty] | UNKNOWN |  |  | 6500 |  | 3200 |  | 500 |  | 2023 |  | Home Guide | https://homeguide.com/costs/boiler-replacement-cost | No
[5 empty] | UNKNOWN |  |  | 1400 |  | 1200 |  | 200 |  | 2023 |  | Home Guide | https://homeguide.com/costs/boiler-replacement-cost | No
|  | Space Heating | Natural Gas |  | UNKNOWN | 13500 | 0.83 | 3493 | 20 | 2752 |  | 179 | 1.1 | 2023 | CA 95482 Rural Low | Homewyse | https://www.homewyse.com/services/cost_to_install_hydronic_heating_system.html | No
|  | Space Heating | Natural Gas |  | UNKNOWN | 13500 | 0.83 | 3521 | 20 | 2875 |  | 183 | 1.1 | 2023 | Los Angeles 90057 Urban Low | Homewyse | https://www.homewyse.com/services/cost_to_install_hydronic_heating_system.html | No
|  | Space Heating | Natural Gas |  | UNKNOWN | 13500 | 0.83 | 3545 | 20 | 2982 |  | 193 | 1.1 | 2023 | Chicago 60654 Urban Low | Homewyse | https://www.homewyse.com/services/cost_to_install_hydronic_heating_system.html | No
|  | Space Heating | Natural Gas |  | UNKNOWN | 13500 | 0.83 | 3688 | 20 | 3613 |  | 229 | 1.1 | 2023 | NYC 10162 Urban Low | Homewyse | https://www.homewyse.com/services/cost_to_install_hydronic_heating_system.html | No
|  | Space Heating | Natural Gas |  | UNKNOWN | 13500 | 0.83 | 3932 | 20 | 2664 |  | 176 | 1.1 | 2023 | GA 31021 Rural High | Homewyse | https://www.homewyse.com/services/cost_to_install_hydronic_heating_system.html | No
|  | Space Heating | Natural Gas |  | UNKNOWN | 13500 | 0.83 | 3968 | 20 | 2830 |  | 186 | 1.1 | 2023 | TX 75803 Rural High | Homewyse | https://www.homewyse.com/services/cost_to_install_hydronic_heating_system.html | No
|  | Space Heating | Natural Gas |  | UNKNOWN | 13500 | 0.83 | 3969 | 20 | 2836 |  | 187 | 1.1 | 2023 | Houston 77081 Urban High | Homewyse | https://www.homewyse.com/services/cost_to_install_hydronic_heating_system.html | No
|  | Space Heating | Natural Gas |  | UNKNOWN | 13500 | 0.83 | 3979 | 20 | 2882 |  | 189 | 1.1 | 2023 | Atlanta 30332 Urban High | Homewyse | https://www.homewyse.com/services/cost_to_install_hydronic_heating_system.html | No
|  | Space Heating | Natural Gas |  | UNKNOWN | 13500 | 0.83 | 4016 | 20 | 3053 |  | 198 | 1.1 | 2023 | NYC 13045 Rural High | Homewyse | https://www.homewyse.com/services/cost_to_install_hydronic_heating_system.html | No
|  | Space Heating | Natural Gas |  | UNKNOWN | 13500 | 0.83 | 4044 | 20 | 3178 |  | 206 | 1.1 | 2023 | IL 62684 Rural High | Homewyse | https://www.homewyse.com/services/cost_to_install_hydronic_heating_system.html | No
|  | Space Heating | Natural Gas |  | UNKNOWN | 13500 | 0.83 | 4077 | 20 | 3329 |  | 214 | 1.1 | 2023 | CA 95482 Rural High | Homewyse | https://www.homewyse.com/services/cost_to_install_hydronic_heating_system.html | No
|  | Space Heating | Natural Gas |  | UNKNOWN | 13500 | 0.83 | 4109 | 20 | 3478 |  | 223 | 1.1 | 2023 | Los Angeles 90057 Urban High | Homewyse | https://www.homewyse.com/services/cost_to_install_hydronic_heating_system.html | No
|  | Space Heating | Natural Gas |  | UNKNOWN | 13500 | 0.83 | 4138 | 20 | 3608 |  | 231 | 1.1 | 2023 | Chicago 60654 Urban High | Homewyse | https://www.homewyse.com/services/cost_to_install_hydronic_heating_system.html | No
|  | Space Heating | Natural Gas |  | UNKNOWN | 13500 | 0.83 | 4304 | 20 | 4372 |  | 274 | 1.1 | 2023 | NYC 10162 Urban High | Homewyse | https://www.homewyse.com/services/cost_to_install_hydronic_heating_system.html | No
Lochinvar | CHN0402 |  | Gas | Non-condensing | UNKNOWN | 339000 | 0.85 | 9305.84 | [5 empty] | 2023 |  | Supply House | https://www.supplyhouse.com/Lochinvar-CHN0402-399999-BTU-Copper-Fin-II-Boiler-Nat-Gas | Yes
Lochinvar | CBL315M-9 |  | Oil |  | Hydronic (Water) | 224000 | 0.82 | 5595.17 | [5 empty] | 2023 |  | Supply House | https://www.supplyhouse.com/Lochinvar-CBL315M-9-224000-BTU-Output-Two-Stage-Spark-Ignition-Copper-Fin-Boiler-LP-Gas | Yes
AO Smith | HW-300-LP |  | Oil |  | Hydronic (Water) | 240000 | 0.82 | 7109.99 | [5 empty] | 2023 |  | Supply House | https://www.supplyhouse.com/AO-Smith-HW-300-LP-Burkay-240000-BTU-Output-Electronic-Ignition-Hot-Water-Boiler-LP-Gas | Yes
Lochinvar | CBL360M-9 |  | Oil |  | Hydronic (Water) | 257000 | 0.82 | 5849.4 | [5 empty] | 2023 |  | Supply House | https://www.supplyhouse.com/Lochinvar-CBL360M-9-257000-BTU-Output-Two-Stage-Spark-Ignition-Copper-Fin-Boiler-LP-Gas | Yes
Lochinvar | CBL399M-9 |  | Oil |  | Hydronic (Water) | 285000 | 0.82 | 6301.66 | [5 empty] | 2023 |  | Supply House | https://www.supplyhouse.com/Lochinvar-CBL399M-9-285000-BTU-Output-Two-Stage-Spark-Ignition-Copper-Fin-Boiler-LP-Gas | Yes
AO Smith | HW-420-LP |  | Oil |  | Hydronic (Water) | 336000 | 0.82 | 8269.99 | [5 empty] | 2023 |  | Supply House | https://www.supplyhouse.com/AO-Smith-HW-420-LP-Burkay-336000-BTU-Output-Electronic-Ignition-Hot-Water-Boiler-LP-Gas | Yes
|  |  | Boiler |  | UNKNOWN | 75000 | 0.95 | 4830 |  | 1833 | 6663 |  |  |  |  | LBNL |  | No
|  |  | Boiler |  | UNKNOWN | 140000 | 0.85 | [8 empty] | LBNL |  | No
|  |  | Boiler |  | UNKNOWN |  | 0.95 |  |  |  | 7560 |  |  |  |  | LBNL |  | No
|  |  | Boiler |  | UNKNOWN |  | 0.95 |  |  |  | 6000 |  |  |  |  | LBNL |  | No
Burnham | SIN3LNI-LE2 |  | Gas |  | Steam | 38000 | 0.819 | 2311.92 | [5 empty] | 2023 |  | Supply House | https://www.supplyhouse.com/Burnham-SIN3LNI-LE2-IN3-38000-BTU-Output-Independence-Steam-Boiler-Electronic-Ignition-Nat-Gas | No
Lochinvar | CBL500M-9 |  | Oil |  | Hydronic (Water) | 357000 | 0.82 | 7053.93 | [5 empty] | 2023 |  | Supply House | https://www.supplyhouse.com/Lochinvar-CBL500M-9-357000-BTU-Output-Two-Stage-Spark-Ignition-Copper-Fin-Boiler-LP-Gas | Yes
AO Smith | HW-520-LP |  | Oil |  | Hydronic (Water) | 416000 | 0.82 | 9379.99 | [5 empty] | 2023 |  | Supply House | https://www.supplyhouse.com/AO-Smith-HW-520-LP-Burkay-416000-BTU-Output-Electronic-Ignition-Hot-Water-Boiler-LP-Gas | Yes
|  |  | Oil |  | UNKNOWN | 109000 | 0.87 |  |  |  | 9100 |  |  |  |  | LBNL |  | No
|  |  | Oil |  | UNKNOWN | 100000 | 0.87 |  |  |  | 9466 |  |  |  |  | LBNL |  | No
|  |  | Oil |  | UNKNOWN | 139000 | 0.87 |  |  |  | 9600 |  |  |  |  | LBNL |  | No
|  |  | Oil |  | UNKNOWN | 109000 | 0.87 |  |  |  | 8950 |  |  |  |  | LBNL |  | No
|  |  | Oil |  | UNKNOWN | 100000 | 0.87 |  |  |  | 8000 |  |  |  |  | LBNL |  | No
|  | Space Heating | Gas/Oil Combination |  | UNKNOWN | 720000 |  | 16200 | 74.074 | 3000 | 22700 |  |  | 2023 | Boiler, gas/oil combination, cast iron, steam, gross output, 720 MBH, includes burners, controls and insulated jacket, packaged | RSMeans |  | No
|  | Space Heating | Gas/Oil Combination |  | UNKNOWN | 584000 |  | 14900 | 72.072 | 2925 | 21150 |  |  | 2023 | Boiler, gas/oil combination, cast iron, hot water, gross output, 584 MBH, includes burners, controls and insulated jacket, packaged | RSMeans |  | No
|  | Space Heating | Gas/Oil Combination |  | UNKNOWN | 500000 |  | 14800 | 67.039 | 2625 | 20575 |  |  | 2023 | Boiler, gas/oil combination, cast iron, hot water, gross output, 500 MBH, includes burners, controls and insulated jacket, packaged | RSMeans |  | No
|  | Space Heating | Gas/Oil Combination |  | UNKNOWN | 400000 |  | 13800 | 57.971 | 2250 | 18875 |  |  | 2023 | Boiler, gas/oil combination, cast iron, hot water, gross output, 400 MBH, includes burners, controls and insulated jacket, packaged | RSMeans |  | No
|  | Space Heating | Gas/Oil Combination |  | UNKNOWN | 200000 |  | 11800 | 39.024 | 1525 | 15475 |  |  | 2023 | Boiler, gas/oil combination, cast iron, hot water, gross output, 200 MBH, includes burners, controls and insulated jacket, packaged | RSMeans |  | No
|  | Space Heating | Gas/Oil Combination |  | UNKNOWN | 300000 |  | 11800 | 49.08 | 1925 | 16125 |  |  | 2023 | Boiler, gas/oil combination, cast iron, hot water, gross output, 300 MBH, includes burners, controls and insulated jacket, packaged | RSMeans |  | No
|  | Space Heating | Electric |  | UNKNOWN | 205000 |  | 7175 | 24 | 1000 | 9500 |  |  | 2023 | Boiler, electric, steam, 60 kW, 205 MBH, ASME, includes standard controls and trim | RSMeans |  | No
|  |  | Electric |  | UNKNOWN | 102000 |  | 5550 |  | 835 | 7475 |  |  | 2023 |  | RSMeans | https://www.rsmeansonline.com/SearchData | No
|  | Space Heating | Electric |  | UNKNOWN | 102000 |  | 5550 | 20 | 835 | 7475 |  |  | 2023 | Boiler, electric, hot water, 30 kW, 102 MBH, ASME, includes standard controls and trim | RSMeans |  | No
|  |  | Electric |  | UNKNOWN | 164000 |  | 5425 |  | 835 | 7325 |  |  | 2023 |  | RSMeans | https://www.rsmeansonline.com/SearchData | No
|  | Space Heating | Electric |  | UNKNOWN | 164000 |  | 5425 | 20 | 835 | 7325 |  |  | 2023 | Boiler, electric, hot water, 45 kW, 164 MBH, ASME, includes standard controls and trim | RSMeans |  | No
|  | Space Heating | Electric |  | UNKNOWN | 25600 |  | 5150 | 18.462 | 770 | 6925 |  |  | 2023 | Boiler, electric, hot water, 7.5 kW, 25.6 MBH, ASME, includes standard controls and trim | RSMeans |  | No
|  | Space Heating | Electric |  | UNKNOWN | 20500 |  | 4525 | 20 | 835 | 6350 |  |  | 2023 | Boiler, electric, steam, 6 kW, 20.5 MBH, ASME, includes standard controls and trim | RSMeans |  | No
|  |  | Oil |  | UNKNOWN | 225000 |  | 4300 |  | 770 | 5070 | 590 |  | 2023 |  | RSMeans | https://www.rsmeansonline.com/SearchData | No
|  | Space Heating | Oil |  | UNKNOWN | 225000 |  | 4300 | 19.704 | 770 | 6000 |  |  | 2023 | Boiler, oil fired, burner, steel, hot water, gross output, 225 MBH, includes standard controls and insulated flush jacket | RSMeans |  | No
|  | Space Heating | Oil |  | UNKNOWN | 207000 |  | 3400 | 35.556 | 1450 | 6075 |  |  | 2023 | Boiler, oil fired, flame retention burner, cast iron, steam, gross output, 207 MBH, includes standard controls and insulated flush jacket, packaged | RSMeans |  | No
AO Smith | HW-420-NG |  | Gas | Non-condensing | Hydronic (Water) | 336000 | 0.82 | 7189.99 | [5 empty] | 2023 |  | Supply House | https://www.supplyhouse.com/AO-Smith-HW-420-NG-Burkay-336000-BTU-Output-Electronic-Ignition-Hot-Water-Boiler-Nat-Gas | Yes
AO Smith | HW-399-NG |  | Gas | Non-condensing | Hydronic (Water) | 319200 | 0.81 | 7579.99 | [5 empty] | 2023 |  | Supply House | https://www.supplyhouse.com/AO-Smith-HW-399-NG-Burkay-319200-BTU-Output-Electronic-Ignition-Hot-Water-Boiler-Nat-Gas | Yes
Lochinvar | CBN399M-9 |  | Gas | Non-condensing | Hydronic (Water) | 285000 | 0.82 | 6301.66 | [5 empty] | 2023 |  | Supply House | https://www.supplyhouse.com/Lochinvar-CBN399M-9-285000-BTU-Output-Two-Stage-Spark-Ignition-Copper-Fin-Boiler-Nat-Gas | Yes
|  |  | Oil |  | UNKNOWN | 168000 |  | 2800 |  | 720 | 3520 | 590 |  | 2023 |  | RSMeans | https://www.rsmeansonline.com/SearchData | No
Lochinvar | CBN360M-9 |  | Gas | Non-condensing | Hydronic (Water) | 257000 | 0.82 | 5849.4 | [5 empty] | 2023 |  | Supply House | https://www.supplyhouse.com/Lochinvar-CBN360M-9-257000-BTU-Output-Two-Stage-Spark-Ignition-Copper-Fin-Boiler-Nat-Gas | Yes
|  | Space Heating | Oil |  | UNKNOWN | 168000 |  | 2800 | 18.405 | 720 | 4275 |  |  | 2023 | Boiler, oil fired, burner, steel, hot water, gross output, 168 MBH, includes standard controls and insulated flush jacket | RSMeans |  | No
|  | Space Heating | Oil |  | UNKNOWN | 109000 |  | 2500 | 26.667 | 1075 | 4500 |  |  | 2023 | Boiler, oil fired, flame retention burner, cast iron, steam, gross output, 109 MBH, includes standard controls and insulated flush jacket, packaged | RSMeans |  | No
|  |  | Oil |  | UNKNOWN | 103000 |  | 2225 |  | 585 | 3405 | 590 |  | 2023 |  | RSMeans | https://www.rsmeansonline.com/SearchData | No
|  | Space Heating | Oil |  | UNKNOWN | 103000 |  | 2225 | 15 | 585 | 3405 |  |  | 2023 | Boiler, oil fired, burner, steel, hot water, gross output, 103 MBH, includes standard controls and insulated flush jacket | RSMeans |  | No
|  |  | Oil |  | UNKNOWN | 122000 |  | 2125 |  | 645 | 3375 | 590 |  | 2023 |  | RSMeans | https://www.rsmeansonline.com/SearchData | No
|  | Space Heating | Oil |  | UNKNOWN | 122000 |  | 2125 | 16.506 | 645 | 3375 |  |  | 2023 | Boiler, oil fired, burner, steel, hot water, gross output, 122 MBH, includes standard controls and insulated flush jacket | RSMeans |  | No
AO Smith | HW-300-NG |  | Gas | Non-condensing | Hydronic (Water) | 240000 | 0.82 | 6769.99 | [5 empty] | 2023 |  | Supply House | https://www.supplyhouse.com/AO-Smith-HW-300-NG-Burkay-240000-BTU-Output-Electronic-Ignition-Hot-Water-Boiler-Nat-Gas | Yes
AO Smith | HW-225M |  | Gas | Non-condensing | Hydronic (Water) | 225000 | 0.8 | 5069.99 | [5 empty] | 2023 |  | Supply House | https://www.supplyhouse.com/AO-Smith-HW-225M-Burkay-225000-BTU-Input-Electronic-Ignition-Hot-Water-Boiler-Natural-Gas | Yes
Weil-McLain | 381-359-026 |  | Oil |  | Hydronic (Water) | 164000 | 0.827 | 5327.04 | [5 empty] | 2023 |  | Supply House | https://www.supplyhouse.com/Weil-McLain-381-359-026-CGI-8-164000-BTU-Output-Cast-Iron-Boiler-Spark-Ignition-Series-4-LP-Gas | Yes
Lochinvar | CBN315M-9 |  | Gas | Non-condensing | Hydronic (Water) | 224000 | 0.82 | 5595.17 | [5 empty] | 2023 |  | Supply House | https://www.supplyhouse.com/Lochinvar-CBN315M-9-224000-BTU-Output-Two-Stage-Spark-Ignition-Copper-Fin-Boiler-Nat-Gas | Yes
Burnham | ES29BNI-T |  | Gas | Non-condensing | Hydronic (Water) | 207000 | 0.84 | 5627 | [5 empty] | 2023 |  | Supply House | https://www.supplyhouse.com/Burnham-ES29BNI-T-ES2-9-207000-BTU-Output-High-Efficiency-Cast-Iron-Boiler-NG | Yes
Weil-McLain | 119-304-330 |  | Gas |  | Steam | 47000 | 0.82 | 4013.84 | [5 empty] | 2023 |  | Supply House | https://www.supplyhouse.com/Weil-McLain-119-304-330-PEG-30-47000-BTU-Output-Cast-Iron-Packaged-Steam-Boiler-Spark-Ignition-Series-6-NG-PIDN | No
New Yorker | CG90FN-GH |  | Gas | Non-condensing | Hydronic (Water) | 203000 | 0.84 | 3492.56 | [5 empty] | 2023 |  | Supply House | https://www.supplyhouse.com/New-Yorker-CG90FN-GH-CG90F-203000-BTU-Output-Spark-Ignition-Cast-Iron-Gas-Fired-Water-Boiler-w-LWCO-Grundfos-Pump-NG | Yes
Burnham | 209EN-T0 |  | Gas | Non-condensing | Hydronic (Water) | 202000 | 0.84 | 5084 | [5 empty] | 2023 |  | Supply House | https://www.supplyhouse.com/Burnham-209EN-T0-209E-202000-BTU-Output-Gas-Fired-Chimney-Vented-Cast-Iron-Water-Boiler-Nat-Gas | Yes
AO Smith | HW-200M |  | Gas | Non-condensing | Hydronic (Water) | 199000 | 0.8 | 4189.99 | [5 empty] | 2023 |  | Supply House | https://www.supplyhouse.com/AO-Smith-HW-200M-Burkay-199000-BTU-Input-Electronic-Ignition-Hot-Water-Boiler-Natural-Gas | Yes
Lochinvar | CBN260M-9 |  | Gas | Non-condensing | Hydronic (Water) | 188000 | 0.84 | 4320.6 | [5 empty] | 2023 |  | Supply House | https://www.supplyhouse.com/Lochinvar-CBN260M-9-188000-BTU-Output-Two-Stage-Spark-Ignition-Solution-Boiler-Nat-Gas | Yes
Peerless | 0109006 |  | Gas | Non-condensing | Hydronic (Water) | 183000 | 0.843 | 6001.52 | [5 empty] | 2023 |  | Supply House | https://www.supplyhouse.com/Peerless-0109006-MI-09-e-183000-BTU-Output-Intermittent-Ignition-Packaged-Residential-Water-Boiler-Nat-Gas | Yes
Burnham | X-PV8N-T02 |  | Gas | Non-condensing | UNKNOWN | 181000 | 0.84 | 4894.01 | [5 empty] | 2023 |  | Supply House | https://www.supplyhouse.com/Burnham-X-PV8N-T02-X-PV8N-181000-BTU-Power-Vent-Boiler-NG | Yes
Burnham | X-PV8N-T10 |  | Gas | Non-condensing | UNKNOWN | 181000 | 0.84 | 4894.01 | [5 empty] | 2023 |  | Supply House | https://www.supplyhouse.com/Burnham-X-PV8N-T10-X-PV8N-181000-BTU-Power-Vent-Boiler-2000-to-10000-ft-High-Altitude-NG | Yes
New Yorker | PVCG30CN-1TS |  | Gas |  | UNKNOWN | 52000 | 0 | 2261.32 | [5 empty] | 2023 |  | Supply House | https://www.supplyhouse.com/New-Yorker-PVCG30CN-1TS-PVCG-C-52000-BTU-Output-Gas-Fired-Water-Boiler-Nat-Gas | No
Burnham | ES28BNI-T |  | Gas | Non-condensing | Hydronic (Water) | 181000 | 0.85 | 5035 | [5 empty] | 2023 |  | Supply House | https://www.supplyhouse.com/Burnham-ES28BNI-T-ES2-8-181000-BTU-Output-High-Efficiency-Cast-Iron-Boiler-NG | Yes
New Yorker | CG80FN-GH |  | Gas | Non-condensing | Hydronic (Water) | 178000 | 0.84 | 3046.49 | [5 empty] | 2023 |  | Supply House | https://www.supplyhouse.com/New-Yorker-CG80FN-GH-CG80F-178000-BTU-Output-Spark-Ignition-Cast-Iron-Gas-Fired-Water-Boiler-w-LWCO-Grundfos-Pump-NG | Yes
Burnham | 208EN-T0 |  | Gas | Non-condensing | Hydronic (Water) | 176000 | 0.84 | 4378.36 | [5 empty] | 2023 |  | Supply House | https://www.supplyhouse.com/Burnham-208EN-T0-208E-176000-BTU-Output-Gas-Fired-Chimney-Vented-Cast-Iron-Water-Boiler-Nat-Gas | Yes
Peerless | 6303034 |  | Gas |  | Steam | 56000 | 0.83 | 4441.54 | [5 empty] | 2023 |  | Supply House | https://www.supplyhouse.com/Peerless-6303034-63-03L-56000-BTU-Output-Spark-Ignition-Packaged-Residential-Steam-Boiler-Nat-Gas | No
Weil-McLain | 381-359-082 |  | Gas | Non-condensing | Hydronic (Water) | 172000 | 0.84 | 4741.4 | [5 empty] | 2023 |  | Supply House | https://www.supplyhouse.com/Weil-McLain-381-359-082-CGA-8-172000-BTU-Output-Boiler-Spark-Ignition-w-o-Draft-Hood-Series-3-Nat-Gas | Yes
Rinnai | M060CN |  | Gas |  | UNKNOWN | 60000 | 0 | 2220.41 | [5 empty] | 2023 |  | Supply House | https://www.supplyhouse.com/Rinnai-M060CN-M-Series-60000-BTU-Condensing-Wall-Mounted-Combi-Boiler-Natural-Gas | No
Weil-McLain | 113-081-460 |  | Gas | Non-condensing | Hydronic (Water) | 172000 | 0.84 | 4908.15 | [5 empty] | 2023 |  | Supply House | https://www.supplyhouse.com/Weil-McLain-113-081-460-CGA-8-172000-BTU-Output-Boiler-Spark-Ignition-w-Draft-Hood-Series-3-Nat-Gas | Yes
Laars | JX200NLXU1 |  | Gas | Non-condensing | UNKNOWN | 168000 | 0.84 | 2837.39 | [5 empty] | 2023 |  | Supply House | https://www.supplyhouse.com/Laars-JX200NLXU1-JX-200-168000-BTU-Output-Mini-Therm-Gas-Fired-Hydronic-Boiler-w-Low-Loss-Header-Pump-Assembly-0-2000-FT | Yes
Laars | JX200NLIU1 |  | Gas | Non-condensing | UNKNOWN | 168000 | 0.84 | 2860.47 | [5 empty] | 2023 |  | Supply House | https://www.supplyhouse.com/Laars-JX200NLIU1-JX-200-168000-BTU-Output-Mini-Therm-Gas-Fired-Hydronic-Boiler-w-Low-Loss-Header-Pump-Assembly-5001-8000-FT | Yes
Burnham | IN3S-EI-EZ-NG |  | Gas |  | Steam | 62000 | 0.819 | 2897.81 | [5 empty] | 2023 |  | Supply House | https://www.supplyhouse.com/Burnham-IN3S-EI-EZ-NG-IN3-62000-BTU-Independence-Steam-Boiler-w-EZ-Connect-Package-Electronic-Ignition-Nat-Gas | No
Weil-McLain | 119-354-330 |  | Gas |  | Steam | 62000 | 0.82 | 4335.33 | [5 empty] | 2023 |  | Supply House | https://www.supplyhouse.com/Weil-McLain-119-354-330-PEG-35-62000-BTU-Output-Cast-Iron-Packaged-Steam-Boiler-Spark-Ignition-Series-6-NG-PIDN | No
Weil-McLain | 118-355-500 |  | Gas |  | Steam | 62000 | 0.82 | 4625.91 | [5 empty] | 2023 |  | Supply House | https://www.supplyhouse.com/Weil-McLain-118-355-500-EG-35-62000-BTU-Output-Cast-Iron-Steam-Boiler-Spark-Ignition-w-LWCO-Series-6-NG-PIDN | No
Laars | JX200NLHU1 |  | Gas | Non-condensing | UNKNOWN | 168000 | 0.84 | 2860.48 | [5 empty] | 2023 |  | Supply House | https://www.supplyhouse.com/Laars-JX200NLHU1-JX-200-168000-BTU-Output-Mini-Therm-Gas-Fired-Hydronic-Boiler-w-Low-Loss-Header-Pump-Assembly-2001-5000-FT | Yes
Rand and Reardon |  | Space Heating | Natural Gas | Non-condensing | UNKNOWN | 167000 | 0.84 | 2749 | [5 empty] | 2023 |  | Home Depot | https://www.homedepot.com/p/Rand-and-Reardon-RRG-Series-84-AFUE-Natural-Gas-Water-Boiler-with-167-000-BTU-Input-and-122-000-Output-RRG167EN-R/311208856 | Yes
New Yorker | CGS40CNI-H |  | Gas |  | Steam | 63000 | 0.82 | 2596.12 | [5 empty] | 2023 |  | Supply House | https://www.supplyhouse.com/New-Yorker-CGS40CNI-H-CGS40C-CGS-C-Series-63000-BTU-Output-Electronic-Ignition-Cast-Iron-Gas-Fired-Steam-Boiler-w-LWCO-NG | No
Weil-McLain | 381-359-012 |  | Gas | Non-condensing | Hydronic (Water) | 164000 | 0.84 | 4647.4 | [5 empty] | 2023 |  | Supply House | https://www.supplyhouse.com/Weil-McLain-381-359-012-CGI-8-164000-BTU-Output-Cast-Iron-Boiler-Spark-Ignition-Series-4-Nat-Gas | Yes
Burnham | X-PV8P-T10 |  | Gas | Non-condensing | UNKNOWN | 163000 | 0.84 | 4894.01 | [5 empty] | 2023 |  | Supply House | https://www.supplyhouse.com/Burnham-X-PV8P-T10-X-PV8P-163000-BTU-Power-Vent-Boiler-2000-to-10000-ft-High-Altitude-LP | Yes
Burnham | X-PV8P-T02 |  | Gas | Non-condensing | UNKNOWN | 163000 | 0.84 | 4894.01 | [5 empty] | 2023 |  | Supply House | https://www.supplyhouse.com/Burnham-X-PV8P-T02-X-PV8P-163000-BTU-Power-Vent-Boiler-LP | Yes
Peerless | 0108001 |  | Gas | Non-condensing | Hydronic (Water) | 162000 | 0.844 | 5744.98 | [5 empty] | 2023 |  | Supply House | https://www.supplyhouse.com/Peerless-0108001-MI-08-e-162000-BTU-Output-Intermittent-Ignition-Packaged-Residential-Water-Boiler-Nat-Gas | Yes
AO Smith | HW-160M |  | Gas | Non-condensing | Hydronic (Water) | 160000 | 0.8 | 3639.99 | [5 empty] | 2023 |  | Supply House | https://www.supplyhouse.com/AO-Smith-HW-160M-Burkay-160000-BTU-Input-Electronic-Ignition-Hot-Water-Boiler-Natural-Gas | Yes
Burnham | X-PV7N-T02 |  | Gas | Non-condensing | UNKNOWN | 156000 | 0.85 | 4373.43 | [5 empty] | 2023 |  | Supply House | https://www.supplyhouse.com/Burnham-X-PV7N-T02-X-PV7N-156000-BTU-Power-Vent-Boiler-NG | Yes
Burnham | X-PV7N-T10 |  | Gas | Non-condensing | UNKNOWN | 156000 | 0.85 | 4373.43 | [5 empty] | 2023 |  | Supply House | https://www.supplyhouse.com/Burnham-X-PV7N-T10-X-PV7N-156000-BTU-Power-Vent-Boiler-2000-to-10000-ft-High-Altitude-NG | Yes
Lochinvar | CBN215M-9 |  | Gas | Non-condensing | Hydronic (Water) | 155000 | 0.84 | 3602.58 | [5 empty] | 2023 |  | Supply House | https://www.supplyhouse.com/Lochinvar-CBN215M-9-155000-BTU-Output-Two-Stage-Spark-Ignition-Solution-Boiler-Nat-Gas | Yes
New Yorker | CG70FN-GH |  | Gas | Non-condensing | Hydronic (Water) | 153000 | 0.84 | 2785.43 | [5 empty] | 2023 |  | Supply House | https://www.supplyhouse.com/New-Yorker-CG70FN-GH-CG70F-153000-BTU-Output-Spark-Ignition-Cast-Iron-Gas-Fired-Water-Boiler-w-LWCO-Grundfos-Pump-NG | Yes
Burnham | 307BNI-T |  | Gas | Non-condensing | Hydronic (Water) | 153000 | 0.84 | 4481.99 | [5 empty] | 2023 |  | Supply House | https://www.supplyhouse.com/Burnham-307BNI-T-Series-3-153000-BTU-Output-Electronic-Ignition-7-Section-Gas-Fired-Cast-Iron-Boiler-Nat-Gas | Yes
Burnham | SIN4LNI-LE2 |  | Gas |  | Steam | 65000 | 0.82 | 2840.88 | [5 empty] | 2023 |  | Supply House | https://www.supplyhouse.com/Burnham-SIN4LNI-LE2-IN4-65000-BTU-Output-Independence-Steam-Boiler-Electronic-Ignition-Nat-Gas | No
Burnham | PIN4SNI-ME2 |  | Gas |  | Steam | 65000 | 0.82 | 3683 | [5 empty] | 2023 |  | Supply House | https://www.supplyhouse.com/Burnham-PIN4SNI-ME2-IN4-65000-BTU-Output-Packaged-Independence-Steam-Boiler-Electronic-Ignition-Nat-Gas | No
Burnham | IN4PVNI-M2 |  | Gas |  | Steam | 65000 | 0.822 | 4030.8 | [5 empty] | 2023 |  | Supply House | https://www.supplyhouse.com/Burnham-IN4PVNI-M2-IN4PVNI-65000-BTU-Output-Packaged-Independence-PV-Steam-Boiler-Electronic-Ignition-Nat-Gas | No
Burnham | ES27BNI-T |  | Gas | Non-condensing | Hydronic (Water) | 153000 | 0.85 | 4608 | [5 empty] | 2023 |  | Supply House | https://www.supplyhouse.com/Burnham-ES27BNI-T-ES2-7-153000-BTU-Output-High-Efficiency-Cast-Iron-Boiler-NG | Yes
Burnham | 207EN-T0 |  | Gas | Non-condensing | Hydronic (Water) | 151000 | 0.84 | 3991.52 | [5 empty] | 2023 |  | Supply House | https://www.supplyhouse.com/Burnham-207EN-T0-207E-151000-BTU-Output-Gas-Fired-Chimney-Vented-Cast-Iron-Water-Boiler-Nat-Gas | Yes
Weil-McLain | 381-359-080 |  | Gas | Non-condensing | Hydronic (Water) | 147000 | 0.84 | 4612.83 | [5 empty] | 2023 |  | Supply House | https://www.supplyhouse.com/Weil-McLain-381-359-080-CGA-7-147000-BTU-Output-Boiler-Spark-Ignition-Series-3-Nat-Gas | Yes
Weil-McLain | 381-359-010 |  | Gas | Non-condensing | Hydronic (Water) | 140000 | 0.84 | 4889.16 | [5 empty] | 2023 |  | Supply House | https://www.supplyhouse.com/Weil-McLain-381-359-010-CGI-7-140000-BTU-Output-Cast-Iron-Boiler-Spark-Ignition-Series-4-Nat-Gas | Yes
Burnham | X-PV7P-T02 |  | Gas | Non-condensing | UNKNOWN | 140000 | 0.85 | 4373.43 | [5 empty] | 2023 |  | Supply House | https://www.supplyhouse.com/Burnham-X-PV7P-T02-X-PV7P-140000-BTU-Power-Vent-Boiler-LP | Yes
Burnham | X-PV7P-T10 |  | Gas | Non-condensing | UNKNOWN | 140000 | 0.85 | 4373.43 | [5 empty] | 2023 |  | Supply House | https://www.supplyhouse.com/Burnham-X-PV7P-T10-X-PV7P-140000-BTU-Power-Vent-Boiler-2000-to-10000-ft-High-Altitude-LP | Yes
Peerless | 0107000 |  | Gas | Non-condensing | Hydronic (Water) | 139000 | 0.844 | 5117.54 | [5 empty] | 2023 |  | Supply House | https://www.supplyhouse.com/Peerless-0107000-MI-07-e-139000-BTU-Output-Intermittent-Ignition-Packaged-Residential-Water-Boiler-Nat-Gas | Yes
Laars | JX150NLXU1 |  | Gas | Non-condensing | UNKNOWN | 134400 | 0.84 | 2388.96 | [5 empty] | 2023 |  | Supply House | https://www.supplyhouse.com/Laars-JX150NLXU1-JX-150-134400-BTU-Output-Mini-Therm-Gas-Fired-Hydronic-Boiler-w-Low-Loss-Header-Pump-Assembly-0-2000-FT | Yes
Laars | JX150NLIU1 |  | Gas | Non-condensing | UNKNOWN | 134400 | 0.84 | 2404.82 | [5 empty] | 2023 |  | Supply House | https://www.supplyhouse.com/Laars-JX150NLIU1-JX-150-134400-BTU-Output-Mini-Therm-Gas-Fired-Hydronic-Boiler-w-Low-Loss-Header-Pump-Assembly-5001-8000-FT | Yes
Laars | JX150NLHU1 |  | Gas | Non-condensing | UNKNOWN | 134400 | 0.84 | 2404.82 | [5 empty] | 2023 |  | Supply House | https://www.supplyhouse.com/Laars-JX150NLHU1-JX-150-134400-BTU-Output-Mini-Therm-Gas-Fired-Hydronic-Boiler-w-Low-Loss-Header-Pump-Assembly-2001-5000-FT | Yes
Peerless | 6303035 |  | Gas |  | Steam | 74000 | 0.826 | 4856.14 | [5 empty] | 2023 |  | Supply House | https://www.supplyhouse.com/Peerless-6303035-63-03-74000-BTU-Output-Spark-Ignition-Packaged-Residential-Steam-Boiler-Nat-Gas | No
Lochinvar | CBN180M-9 |  | Gas | Non-condensing | Hydronic (Water) | 130000 | 0.84 | 2977.68 | [5 empty] | 2023 |  | Supply House | https://www.supplyhouse.com/Lochinvar-CBN180M-9-130000-BTU-Output-Two-Stage-Spark-Ignition-Solution-Boiler-Nat-Gas | Yes
Burnham | X-PV6N-T10 |  | Gas | Non-condensing | UNKNOWN | 130000 | 0.85 | 4078.07 | [5 empty] | 2023 |  | Supply House | https://www.supplyhouse.com/Burnham-X-PV6N-T10-X-PV6N-130000-BTU-Power-Vent-Boiler-2000-to-10000-ft-High-Altitude-NG | Yes
|  |  | Natural Gas |  | UNKNOWN | 75000 | 0.82 |  |  |  | 5965 |  |  |  |  | LBNL |  | No
Burnham | X-PV6N-T02 |  | Gas | Non-condensing | UNKNOWN | 130000 | 0.85 | 4129.08 | [5 empty] | 2023 |  | Supply House | https://www.supplyhouse.com/Burnham-X-PV6N-T02-X-PV6N-130000-BTU-Power-Vent-Boiler-NG | Yes
Burnham | ES26BNI-T |  | Gas | Non-condensing | Hydronic (Water) | 128000 | 0.85 | 4113 | [5 empty] | 2023 |  | Supply House | https://www.supplyhouse.com/Burnham-ES26BNI-T-ES2-6-128000-BTU-Output-High-Efficiency-Cast-Iron-Boiler-NG | Yes
Weil-McLain | 119-404-330 |  | Gas |  | Steam | 77000 | 0.82 | 4292.74 | [5 empty] | 2023 |  | Supply House | https://www.supplyhouse.com/Weil-McLain-119-404-330-PEG-40-77000-BTU-Output-Cast-Iron-Packaged-Steam-Boiler-Spark-Ignition-Series-6-NG-PIDN | No
New Yorker | CG60FN-GH |  | Gas | Non-condensing | Hydronic (Water) | 127000 | 0.84 | 2509.02 | [5 empty] | 2023 |  | Supply House | https://www.supplyhouse.com/New-Yorker-CG60FN-GH-CG60F-127000-BTU-Output-Spark-Ignition-Cast-Iron-Gas-Fired-Water-Boiler-w-LWCO-Grundfos-Pump-NG | Yes
Burnham | 206EN-T0 |  | Gas | Non-condensing | Hydronic (Water) | 126000 | 0.84 | 3663 | [5 empty] | 2023 |  | Supply House | https://www.supplyhouse.com/Burnham-206EN-T0-206E-126000-BTU-Output-Gas-Fired-Chimney-Vented-Cast-Iron-Water-Boiler-Nat-Gas | Yes
Peerless | 0106010 |  | Gas | Non-condensing | Hydronic (Water) | 124000 | 0.844 | 4660.52 | [5 empty] | 2023 |  | Supply House | https://www.supplyhouse.com/Peerless-0106010-MI-06-e-124000-BTU-Output-Intermittent-Ignition-Packaged-Residential-Water-Boiler-Nat-Gas | Yes
Weil-McLain | 381-359-078 |  | Gas | Non-condensing | Hydronic (Water) | 122000 | 0.84 | 3288 | [5 empty] | 2023 |  | Supply House | https://www.supplyhouse.com/Weil-McLain-381-359-078-CGA-6-122000-BTU-Output-Boiler-Spark-Ignition-Series-3-Nat-Gas | Yes
Weil-McLain | 381-359-084 |  | Oil |  | Hydronic (Water) | 27000 | 0.84 | 2606.3 | [5 empty] | 2023 |  | Supply House | https://www.supplyhouse.com/Weil-McLain-381-359-084-CGA-25-27000-BTU-Output-Boiler-Spark-Ignition-Series-3-LP-Gas | Yes
Lochinvar | CBL045M-9 |  | Oil |  | Hydronic (Water) | 32000 | 0.84 | 2212.46 | [5 empty] | 2023 |  | Supply House | https://www.supplyhouse.com/Lochinvar-CBL045M-9-32000-BTU-Output-Two-Stage-Spark-Ignition-Solution-Boiler-LP-Gas | Yes
Bosch | ZBR-28-3 |  | Gas |  | Hydronic (Water) | 79000 | 0 | 3333.88 | [5 empty] | 2023 |  | Supply House | https://www.supplyhouse.com/Bosch-ZBR-28-3-Greenstar-100-79000-BTU-Heat-Only-Gas-Fired-Wall-Hung-Condensing-Boiler | No
Weil-McLain | 381-359-014 |  | Oil |  | Hydronic (Water) | 35000 | 0.84 | 2975.93 | [5 empty] | 2023 |  | Supply House | https://www.supplyhouse.com/Weil-McLain-381-359-014-CGI-25-35000-BTU-Output-Cast-Iron-Boiler-Spark-Ignition-Series-4-LP-Gas | Yes
Weil-McLain | 381-359-016 |  | Oil |  | Hydronic (Water) | 42000 | 0.84 | 3191.56 | [5 empty] | 2023 |  | Supply House | https://www.supplyhouse.com/Weil-McLain-381-359-016-CGI-3-42000-BTU-Output-Cast-Iron-Boiler-Spark-Ignition-Series-4-LP-Gas | Yes
|  |  | Natural Gas |  | UNKNOWN | 80000 |  | 2875 |  | 890 | 4600 | 590 |  | 2023 |  | RSMeans | https://www.rsmeansonline.com/SearchData | No
|  | Space Heating | Natural Gas |  | UNKNOWN | 80000 |  | 2875 | 21.918 | 890 | 4600 |  |  | 2023 | Boiler, gas fired, natural or propane, cast iron, hot water, gross output, 80 MBH, includes standard controls and insulated jacket, packaged | RSMeans |  | No
Weil-McLain | 381-359-086 |  | Oil |  | Hydronic (Water) | 48000 | 0.84 | 2312.89 | [5 empty] | 2023 |  | Supply House | https://www.supplyhouse.com/Weil-McLain-381-359-086-CGA-3-48000-BTU-Output-Boiler-Spark-Ignition-Series-3-LP-Gas | Yes
Lochinvar | CBL075M-9 |  | Oil |  | Hydronic (Water) | 54000 | 0.84 | 2281.68 | [5 empty] | 2023 |  | Supply House | https://www.supplyhouse.com/Lochinvar-CBL075M-9-54000-BTU-Output-Two-Stage-Spark-Ignition-Solution-Boiler-LP-Gas | Yes
Lochinvar | CBL090M-9 |  | Oil |  | Hydronic (Water) | 65000 | 0.84 | 2282.1 | [5 empty] | 2023 |  | Supply House | https://www.supplyhouse.com/Lochinvar-CBL090M-9-65000-BTU-Output-Two-Stage-Spark-Ignition-Solution-Boiler-LP-Gas | Yes
Weil-McLain | 381-359-018 |  | Oil |  | Hydronic (Water) | 66000 | 0.84 | 3468.33 | [5 empty] | 2023 |  | Supply House | https://www.supplyhouse.com/Weil-McLain-381-359-018-CGI-4-66000-BTU-Output-Cast-Iron-Boiler-Spark-Ignition-Series-4-LP-Gas | Yes
Weil-McLain | 381-359-088 |  | Oil |  | Hydronic (Water) | 73000 | 0.84 | 3228.81 | [5 empty] | 2023 |  | Supply House | https://www.supplyhouse.com/Weil-McLain-381-359-088-CGA-4-73000-BTU-Output-Boiler-Spark-Ignition-Series-3-LP-Gas | Yes
Weil-McLain | 381-359-020 |  | Oil |  | Hydronic (Water) | 88000 | 0.84 | 3347.8 | [5 empty] | 2023 |  | Supply House | https://www.supplyhouse.com/Weil-McLain-381-359-020-CGI-5-88000-BTU-Output-Cast-Iron-Boiler-Spark-Ignition-Series-4-LP-Gas | Yes
Lochinvar | CBL135M-9 |  | Oil |  | Hydronic (Water) | 97000 | 0.84 | 2687.5 | [5 empty] | 2023 |  | Supply House | https://www.supplyhouse.com/Lochinvar-CBL135M-9-97000-BTU-Output-Two-Stage-Spark-Ignition-Solution-Boiler-LP-Gas | Yes
New Yorker | CGS50CNI-H |  | Gas |  | Steam | 85000 | 0.82 | 2796.79 | [5 empty] | 2023 |  | Supply House | https://www.supplyhouse.com/New-Yorker-CGS50CNI-H-CGS50C-CGS-C-Series-85000-BTU-Output-Electronic-Ignition-Cast-Iron-Gas-Fired-Steam-Boiler-w-LWCO-NG | No
Burnham | SIN5LNI-LE2 |  | Gas |  | Steam | 86000 | 0.82 | 3356.16 | [5 empty] | 2023 |  | Supply House | https://www.supplyhouse.com/Burnham-SIN5LNI-LE2-IN5-86000-BTU-Output-Independence-Steam-Boiler-Electronic-Ignition-Nat-Gas | No
Weil-McLain | 381-359-090 |  | Oil |  | Hydronic (Water) | 98000 | 0.84 | 2830.44 | [5 empty] | 2023 |  | Supply House | https://www.supplyhouse.com/Weil-McLain-381-359-090-CGA-5-98000-BTU-Output-Boiler-Spark-Ignition-Series-3-LP-Gas | Yes
Weil-McLain | 381-359-022 |  | Oil |  | Hydronic (Water) | 117000 | 0.84 | 4366.15 | [5 empty] | 2023 |  | Supply House | https://www.supplyhouse.com/Weil-McLain-381-359-022-CGI-6-117000-BTU-Output-Cast-Iron-Boiler-Spark-Ignition-Series-4-LP-Gas | Yes
Weil-McLain | 381-359-092 |  | Oil |  | Hydronic (Water) | 122000 | 0.84 | 3286.08 | [5 empty] | 2023 |  | Supply House | https://www.supplyhouse.com/Weil-McLain-381-359-092-CGA-6-122000-BTU-Output-Boiler-Spark-Ignition-Series-3-LP-Gas | Yes
Lochinvar | CBL180M-9 |  | Oil |  | Hydronic (Water) | 130000 | 0.84 | 2977.68 | [5 empty] | 2023 |  | Supply House | https://www.supplyhouse.com/Lochinvar-CBL180M-9-130000-BTU-Output-Two-Stage-Spark-Ignition-Solution-Boiler-LP-Gas | Yes
Weil-McLain | 381-359-024 |  | Oil |  | Hydronic (Water) | 140000 | 0.84 | 4887.4 | [5 empty] | 2023 |  | Supply House | https://www.supplyhouse.com/Weil-McLain-381-359-024-CGI-7-140000-BTU-Output-Cast-Iron-Boiler-Spark-Ignition-Series-4-LP-Gas | Yes
Weil-McLain | 381-359-094 |  | Oil |  | Hydronic (Water) | 147000 | 0.84 | 4535.88 | [5 empty] | 2023 |  | Supply House | https://www.supplyhouse.com/Weil-McLain-381-359-094-CGA-7-147000-BTU-Output-Boiler-Spark-Ignition-Series-3-LP-Gas | Yes
Lochinvar | CBL215M-9 |  | Oil |  | Hydronic (Water) | 155000 | 0.84 | 3602.58 | [5 empty] | 2023 |  | Supply House | https://www.supplyhouse.com/Lochinvar-CBL215M-9-155000-BTU-Output-Two-Stage-Spark-Ignition-Solution-Boiler-LP-Gas | Yes
New Yorker | CL4-168-WET-GB |  | Oil |  | Hydronic (Water) | 156000 | 0.84 | 3183.27 | [5 empty] | 2023 |  | Supply House | https://www.supplyhouse.com/New-Yorker-CL4-168-WET-GB-CL4-210-156000-BTU-Output-Cast-Iron-Water-Boiler-w-Tankless-Coil-HydroStat-Control-Packaged | Yes
Weil-McLain | 381-359-096 |  | Oil |  | Hydronic (Water) | 172000 | 0.84 | 4861.5 | [5 empty] | 2023 |  | Supply House | https://www.supplyhouse.com/Weil-McLain-381-359-096-CGA-8-172000-BTU-Output-Boiler-Spark-Ignition-w-o-Draft-Hood-Series-3-LP-Gas | Yes
Lochinvar | CBL260M-9 |  | Oil |  | Hydronic (Water) | 188000 | 0.84 | 4320.6 | [5 empty] | 2023 |  | Supply House | https://www.supplyhouse.com/Lochinvar-CBL260M-9-188000-BTU-Output-Two-Stage-Spark-Ignition-Solution-Boiler-LP-Gas | Yes
Weil-McLain | 381-359-079 |  | Gas | Non-condensing | Hydronic (Water) | 122000 | 0.84 | 3704.22 | [5 empty] | 2023 |  | Supply House | https://www.supplyhouse.com/Weil-McLain-381-359-079-CGA-6-122000-BTU-Output-Boiler-Spark-Ignition-No-Circulator-Series-3-Nat-Gas | Yes
|  |  | Natural Gas |  | UNKNOWN | 89000 | 0.95 |  |  |  | 9850 |  |  |  |  | LBNL |  | No
Rinnai | M090CN |  | Gas |  | UNKNOWN | 90000 | 0 | 2310.29 | [5 empty] | 2023 |  | Supply House | https://www.supplyhouse.com/Rinnai-M090CN-M-Series-90000-BTU-Condensing-Wall-Mounted-Combi-Boiler-Natural-Gas | No
Rand and Reardon |  | Space Heating | Natural Gas | Non-condensing | UNKNOWN | 120000 | 0.84 | 1905 | [5 empty] | 2023 |  | Home Depot | https://www.homedepot.com/p/Rand-and-Reardon-RRG-84-AFUE-Natural-Gas-Water-Boiler-with-100-000-BTU-Input-and-73-000-Output-RRG100EN-R/311208854 | Yes
Weil-McLain | 381-359-008 |  | Gas | Non-condensing | Hydronic (Water) | 117000 | 0.84 | 4235.99 | [5 empty] | 2023 |  | Supply House | https://www.supplyhouse.com/Weil-McLain-381-359-008-CGI-6-117000-BTU-Output-Cast-Iron-Boiler-Spark-Ignition-Series-4-Nat-Gas | Yes
Burnham | X-PV6P-T02 |  | Gas | Non-condensing | UNKNOWN | 117000 | 0.85 | 4078.07 | [5 empty] | 2023 |  | Supply House | https://www.supplyhouse.com/Burnham-X-PV6P-T02-X-PV6P-117000-BTU-Power-Vent-Boiler-LP | Yes
Burnham | X-PV6P-T10 |  | Gas | Non-condensing | UNKNOWN | 117000 | 0.85 | 4078.07 | [5 empty] | 2023 |  | Supply House | https://www.supplyhouse.com/Burnham-X-PV6P-T10-X-PV6P-117000-BTU-Power-Vent-Boiler-2000-to-10000-ft-High-Altitude-LP | Yes
Buderus | GC144/5 |  | Gas | Non-condensing | Hydronic (Water) | 112000 | 0.85 | 3565.95 | [5 empty] | 2023 |  | Supply House | https://www.supplyhouse.com/Buderus-GC144-5-GC144-5-112000-BTU-Residential-Gas-Boiler-w-Electronic-Ignition-NG | Yes
Peerless | 6306037 |  | Oil |  | Steam | 179000 | 0.82 | 7492.82 | [5 empty] | 2023 |  | Supply House | https://www.supplyhouse.com/Peerless-6306037-63-06-179000-BTU-Output-Spark-Ignition-Packaged-Residential-Steam-Boiler-LP-Gas | No
Laars | JX125NLIU1 |  | Gas | Non-condensing | UNKNOWN | 105000 | 0.84 | 2271.99 | [5 empty] | 2023 |  | Supply House | https://www.supplyhouse.com/Laars-JX125NLIU1-JX-125-105000-BTU-Output-Mini-Therm-Gas-Fired-Hydronic-Boiler-w-Low-Loss-Header-Pump-Assembly-5001-8000-FT | Yes
Laars | JX125NLHU1 |  | Gas | Non-condensing | UNKNOWN | 105000 | 0.84 | 2271.99 | [5 empty] | 2023 |  | Supply House | https://www.supplyhouse.com/Laars-JX125NLHU1-JX-125-105000-BTU-Output-Mini-Therm-Gas-Fired-Hydronic-Boiler-w-Low-Loss-Header-Pump-Assembly-2001-5000-FT | Yes
Peerless | 6304034 |  | Gas |  | Steam | 92000 | 0.826 | 5461.69 | [5 empty] | 2023 |  | Supply House | https://www.supplyhouse.com/Peerless-6304034-63-04L-92000-BTU-Output-Spark-Ignition-Packaged-Residential-Steam-Boiler-Nat-Gas | No
Weil-McLain | 119-454-330 |  | Gas |  | Steam | 93000 | 0.82 | 5239.86 | [5 empty] | 2023 |  | Supply House | https://www.supplyhouse.com/Weil-McLain-119-454-330-PEG-45-93000-BTU-Output-Cast-Iron-Packaged-Steam-Boiler-Spark-Ignition-Series-6-NG-PIDN | No
Laars | JX125NLXU1 |  | Gas | Non-condensing | UNKNOWN | 105000 | 0.84 | 2367.7 | [5 empty] | 2023 |  | Supply House | https://www.supplyhouse.com/Laars-JX125NLXU1-JX-125-105000-BTU-Output-Mini-Therm-Gas-Fired-Hydronic-Boiler-w-Low-Loss-Header-Pump-Assembly-0-2000-FT | Yes
Burnham | X-PV5N-T10 |  | Gas | Non-condensing | UNKNOWN | 104000 | 0.85 | 3579.45 | [5 empty] | 2023 |  | Supply House | https://www.supplyhouse.com/Burnham-X-PV5N-T10-X-PV5N-104000-BTU-Power-Vent-Boiler-2000-to-10000-ft-High-Altitude-NG | Yes
Burnham | X-PV5N-T02 |  | Gas | Non-condensing | UNKNOWN | 104000 | 0.85 | 3594.04 | [5 empty] | 2023 |  | Supply House | https://www.supplyhouse.com/Burnham-X-PV5N-T02-X-PV5N-104000-BTU-Power-Vent-Boiler-NG | Yes
Burnham | PVG5BNI-TS |  | Gas | Non-condensing | Hydronic (Water) | 104000 | 0.853 | 2939.06 | [5 empty] | 2023 |  | Supply House | https://www.supplyhouse.com/Burnham-PVG5BNI-TS-PVG5-104000-BTU-Output-High-Efficiency-Cast-Iron-Boiler-Nat-Gas | Yes
Burnham | ES25BNI-T |  | Gas | Non-condensing | Hydronic (Water) | 103000 | 0.85 | 3602 | [5 empty] | 2023 |  | Supply House | https://www.supplyhouse.com/Burnham-ES25BNI-T-ES2-5-103000-BTU-Output-High-Efficiency-Cast-Iron-Boiler-NG | Yes
New Yorker | CG50FN-GH |  | Gas | Non-condensing | Hydronic (Water) | 102000 | 0.84 | 2249.6 | [5 empty] | 2023 |  | Supply House | https://www.supplyhouse.com/New-Yorker-CG50FN-GH-CG50F-102000-BTU-Output-Spark-Ignition-Cast-Iron-Gas-Fired-Water-Boiler-w-LWCO-Grundfos-Pump-NG | Yes
Burnham | 305BNI-T |  | Gas | Non-condensing | Hydronic (Water) | 102000 | 0.84 | 3291.44 | [5 empty] | 2023 |  | Supply House | https://www.supplyhouse.com/Burnham-305BNI-T-305-102000-BTU-Output-Electronic-Ignition-5-Section-Gas-Fired-Cast-Iron-Boiler-NG | Yes
Burnham | 205EN-T0 |  | Gas | Non-condensing | Hydronic (Water) | 101000 | 0.84 | 2976.25 | [5 empty] | 2023 |  | Supply House | https://www.supplyhouse.com/Burnham-205EN-T0-205E-101000-BTU-Output-Gas-Fired-Chimney-Vented-Cast-Iron-Water-Boiler-Nat-Gas | Yes
Peerless | 0105005 |  | Gas | Non-condensing | Hydronic (Water) | 100000 | 0.845 | 4224.58 | [5 empty] | 2023 |  | Supply House | https://www.supplyhouse.com/Peerless-0105005-MI-05-e-100000-BTU-Output-Intermittent-Ignition-Packaged-Residential-Water-Boiler-Nat-Gas | Yes
Lochinvar | CBN135M-9 |  | Gas | Non-condensing | Hydronic (Water) | 97000 | 0.84 | 2687.49 | [5 empty] | 2023 |  | Supply House | https://www.supplyhouse.com/Lochinvar-CBN135M-9-97000-BTU-Output-Two-Stage-Spark-Ignition-Solution-Boiler-Nat-Gas | Yes
Burnham | X-PV5P-T02 |  | Gas | Non-condensing | UNKNOWN | 94000 | 0.85 | 3579.45 | [5 empty] | 2023 |  | Supply House | https://www.supplyhouse.com/Burnham-X-PV5P-T02-X-PV5P-94000-BTU-Power-Vent-Boiler-LP | Yes
Burnham | X-PV5P-T10 |  | Gas | Non-condensing | UNKNOWN | 94000 | 0.85 | 3579.45 | [5 empty] | 2023 |  | Supply House | https://www.supplyhouse.com/Burnham-X-PV5P-T10-X-PV5P-94000-BTU-Power-Vent-Boiler-2000-to-10000-ft-High-Altitude-LP | Yes
Utica-Dunkirk | MGB512003240410 |  | Gas | Non-condensing | Hydronic (Water) | 88000 | 0.84 | 3156.06 | [5 empty] | 2023 |  | Supply House | https://www.supplyhouse.com/Utica-Dunkirk-MGB512003240410-MGB-120K-88000-BTU-Output-Cast-Iron-Gas-Fired-Boiler-w-Hydrolevel-Control-Natural-Gas | Yes
|  |  | Natural Gas |  | UNKNOWN | 100000 |  | 2800 |  | 960 | 4675 | 590 |  | 2023 |  | RSMeans | https://www.rsmeansonline.com/SearchData | No
Weil-McLain | 381-359-006 |  | Gas | Non-condensing | Hydronic (Water) | 88000 | 0.84 | 3302.17 | [5 empty] | 2023 |  | Supply House | https://www.supplyhouse.com/Weil-McLain-381-359-006-CGI-5-88000-BTU-Output-Cast-Iron-Boiler-Spark-Ignition-Series-4-Nat-Gas | Yes
Buderus | GC144/4 |  | Gas | Non-condensing | Hydronic (Water) | 87000 | 0.85 | 3149.95 | [5 empty] | 2023 |  | Supply House | https://www.supplyhouse.com/Buderus-GC144-4-GC144-4-87000-BTU-Residential-Gas-Boiler-w-Electronic-Ignition-NG | Yes
|  | Space Heating | Natural Gas |  | UNKNOWN | 100000 |  | 2800 | 23.704 | 960 | 4675 |  |  | 2023 | Boiler, gas fired, natural or propane, cast iron, hot water, gross output, 100 MBH, includes standard controls and insulated jacket, packaged | RSMeans |  | No
Laars | JX100NXXU1 |  | Gas | Non-condensing | UNKNOWN | 84000 | 0.84 | 1892.55 | [5 empty] | 2023 |  | Supply House | https://www.supplyhouse.com/Laars-JX100NXXU1-JX-100-84000-BTU-Output-Mini-Therm-Gas-Fired-Hydronic-Boiler-0-2000-FT | Yes
Laars | JX100NXIU1 |  | Gas | Non-condensing | UNKNOWN | 84000 | 0.84 | 1892.55 | [5 empty] | 2023 |  | Supply House | https://www.supplyhouse.com/Laars-JX100NXIU1-JX-100-84000-BTU-Output-Mini-Therm-Gas-Fired-Hydronic-Boiler-5001-8000-FT | Yes
Laars | JX100NXHU1 |  | Gas | Non-condensing | UNKNOWN | 84000 | 0.84 | 1892.55 | [5 empty] | 2023 |  | Supply House | https://www.supplyhouse.com/Laars-JX100NXHU1-JX-100-84000-BTU-Output-Mini-Therm-Gas-Fired-Hydronic-Boiler-2001-5000-FT | Yes
Laars | JX100NPXU1 |  | Gas | Non-condensing | UNKNOWN | 84000 | 0.84 | 2079.02 | [5 empty] | 2023 |  | Supply House | https://www.supplyhouse.com/Laars-JX100NPXU1-JX-100-84000-BTU-Output-Mini-Therm-Gas-Fired-Hydronic-Boiler-w-Pump-0-2000-FT | Yes
Laars | JX100NPIU1 |  | Gas | Non-condensing | UNKNOWN | 84000 | 0.84 | 2191.63 | [5 empty] | 2023 |  | Supply House | https://www.supplyhouse.com/Laars-JX100NPIU1-JX-100-84000-BTU-Output-Mini-Therm-Gas-Fired-Hydronic-Boiler-w-Pump-5001-8000-FT | Yes
Laars | JX100NPHU1 |  | Gas | Non-condensing | UNKNOWN | 84000 | 0.84 | 2191.63 | [5 empty] | 2023 |  | Supply House | https://www.supplyhouse.com/Laars-JX100NPHU1-JX-100-84000-BTU-Output-Mini-Therm-Gas-Fired-Hydronic-Boiler-w-Pump-2001-5000-FT | Yes
Burnham | X-PV4N-T02 |  | Gas | Non-condensing | UNKNOWN | 78000 | 0.85 | 3076.48 | [5 empty] | 2023 |  | Supply House | https://www.supplyhouse.com/Burnham-X-PV4N-T02-X-PV4N-78000-BTU-Power-Vent-Boiler-NG | Yes
Burnham | X-PV4N-T10 |  | Gas | Non-condensing | UNKNOWN | 78000 | 0.85 | 3097.11 | [5 empty] | 2023 |  | Supply House | https://www.supplyhouse.com/Burnham-X-PV4N-T10-X-PV4N-78000-BTU-Power-Vent-Boiler-2000-to-10000-ft-High-Altitude-NG | Yes
New Yorker | PVCG50CN-1TS |  | Gas |  | UNKNOWN | 104000 | 0 | 2777.73 | [5 empty] | 2023 |  | Supply House | https://www.supplyhouse.com/New-Yorker-PVCG50CN-1TS-PVCG-C-104000-BTU-Output-Gas-Fired-Water-Boiler-Nat-Gas | No
New Yorker | PVCG40CN-1TS |  | Gas | Non-condensing | Hydronic (Water) | 78000 | 0.854 | 2490.05 | [5 empty] | 2023 |  | Supply House | https://www.supplyhouse.com/New-Yorker-PVCG40CN-1TS-PVCG40-78000-BTU-Output-Spark-Ignition-Cast-Iron-Boiler-Nat-Gas | Yes
New Yorker | CG40FN-TH |  | Gas | Non-condensing | Hydronic (Water) | 77000 | 0.84 | 1971.62 | [5 empty] | 2023 |  | Supply House | https://www.supplyhouse.com/New-Yorker-CG40FN-TH-CG40F-77000-BTU-Output-Spark-Ignition-Cast-Iron-Gas-Fired-Water-Boiler-w-LWCO-Taco-Pump-NG | Yes
Peerless | 0108008 |  | Oil |  | Hydronic (Water) | 162000 | 0.843 | 5744.98 | [5 empty] | 2023 |  | Supply House | https://www.supplyhouse.com/Peerless-0108008-MI-08-e-162000-BTU-Output-Intermittent-Ignition-Packaged-Residential-Water-Boiler-LP-Gas | Yes
Burnham | IN4S-EI-EZ-NG |  | Gas |  | Steam | 105000 | 0.82 | 3420.54 | [5 empty] | 2023 |  | Supply House | https://www.supplyhouse.com/Burnham-IN4S-EI-EZ-NG-IN4-105000-BTU-Independence-Steam-Boiler-w-EZ-Connect-Package-Electronic-Ignition-Nat-Gas | No
Peerless | 0109007 |  | Oil |  | Hydronic (Water) | 183000 | 0.843 | 6001.52 | [5 empty] | 2023 |  | Supply House | https://www.supplyhouse.com/Peerless-0109007-MI-09-e-183000-BTU-Output-Intermittent-Ignition-Packaged-Residential-Water-Boiler-LP-Gas | Yes
New Yorker | CG40FN-GH |  | Gas | Non-condensing | Hydronic (Water) | 77000 | 0.84 | 2024.66 | [5 empty] | 2023 |  | Supply House | https://www.supplyhouse.com/New-Yorker-CG40FN-GH-CG40F-77000-BTU-Output-Spark-Ignition-Cast-Iron-Gas-Fired-Water-Boiler-w-LWCO-Grundfos-Pump-NG | Yes
Peerless | 0106011 |  | Oil |  | Hydronic (Water) | 124000 | 0.844 | 4660.52 | [5 empty] | 2023 |  | Supply House | https://www.supplyhouse.com/Peerless-0106011-MI-06-e-124000-BTU-Output-Intermittent-Ignition-Packaged-Residential-Water-Boiler-LP-Gas | Yes
Peerless | 0107001 |  | Oil |  | Hydronic (Water) | 139000 | 0.844 | 5117.54 | [5 empty] | 2023 |  | Supply House | https://www.supplyhouse.com/Peerless-0107001-MI-07-e-139000-BTU-Output-Intermittent-Ignition-Packaged-Residential-Water-Boiler-LP-Gas | Yes
New Yorker | CGS60CNI-H |  | Gas |  | Steam | 107000 | 0.821 | 3095.08 | [5 empty] | 2023 |  | Supply House | https://www.supplyhouse.com/New-Yorker-CGS60CNI-H-CGS60C-CGS-C-Series-107000-BTU-Output-Electronic-Ignition-Cast-Iron-Gas-Fired-Steam-Boiler-w-LWCO-NG | No
Burnham | SIN6LNI-LE2 |  | Gas |  | Steam | 108000 | 0.821 | 3863.08 | [5 empty] | 2023 |  | Supply House | https://www.supplyhouse.com/Burnham-SIN6LNI-LE2-IN6-108000-BTU-Output-Independence-Steam-Boiler-Electronic-Ignition-Nat-Gas | No
Utica-Dunkirk | MGB61503240410 |  | Gas |  | UNKNOWN | 109000 | 0 | 3265.99 | [5 empty] | 2023 |  | Supply House | https://www.supplyhouse.com/Utica-Dunkirk-MGB61503240410-MGB-150K-109000-BTU-Output-Boiler-w-Taco-Pump-Natural-Gas | No
Weil-McLain | 119-504-330 |  | Gas |  | Steam | 109000 | 0.82 | 5610.1 | [5 empty] | 2023 |  | Supply House | https://www.supplyhouse.com/Weil-McLain-119-504-330-PEG-50-109000-BTU-Output-Cast-Iron-Packaged-Steam-Boiler-Spark-Ignition-Series-6-NG-PIDN | No
Peerless | 6304035 |  | Gas |  | Steam | 110000 | 0.824 | 5536.52 | [5 empty] | 2023 |  | Supply House | https://www.supplyhouse.com/Peerless-6304035-63-04-110000-BTU-Output-Spark-Ignition-Packaged-Residential-Steam-Boiler-Nat-Gas | No
Burnham | ES24BNI-T |  | Gas | Non-condensing | Hydronic (Water) | 77000 | 0.85 | 3218 | [5 empty] | 2023 |  | Supply House | https://www.supplyhouse.com/Burnham-ES24BNI-T-ES2-4-77000-BTU-Output-High-Efficiency-Cast-Iron-Boiler-NG | Yes
Burnham | 204EN-T0 |  | Gas | Non-condensing | Hydronic (Water) | 76000 | 0.84 | 2736.76 | [5 empty] | 2023 |  | Supply House | https://www.supplyhouse.com/Burnham-204EN-T0-204E-76000-BTU-Output-Gas-Fired-Chimney-Vented-Cast-Iron-Water-Boiler-Nat-Gas | Yes
Peerless | 6305037 |  | Oil |  | Steam | 147000 | 0.822 | 6485.53 | [5 empty] | 2023 |  | Supply House | https://www.supplyhouse.com/Peerless-6305037-63-05-147000-BTU-Output-Spark-Ignition-Packaged-Residential-Steam-Boiler-LP-Gas | No
Peerless | 0104000 |  | Gas | Non-condensing | Hydronic (Water) | 75000 | 0.846 | 3491.97 | [5 empty] | 2023 |  | Supply House | https://www.supplyhouse.com/Peerless-0104000-MI-04-e-75000-BTU-Output-Intermittent-Ignition-Packaged-Residential-Water-Boiler-Nat-Gas | Yes
Burnham | X-PV4P-T02 |  | Gas | Non-condensing | UNKNOWN | 70000 | 0.85 | 3097.11 | [5 empty] | 2023 |  | Supply House | https://www.supplyhouse.com/Burnham-X-PV4P-T02-X-PV4P-70000-BTU-Power-Vent-Boiler-LP | Yes
Peerless | 6305036 |  | Oil |  | Steam | 129000 | 0.823 | 6174.31 | [5 empty] | 2023 |  | Supply House | https://www.supplyhouse.com/Peerless-6305036-63-05L-129000-BTU-Output-Spark-Ignition-Packaged-Residential-Steam-Boiler-LP-Gas | No
Peerless | 6304037 |  | Oil |  | Steam | 110000 | 0.824 | 5357.34 | [5 empty] | 2023 |  | Supply House | https://www.supplyhouse.com/Peerless-6304037-63-04-110000-BTU-Output-Spark-Ignition-Packaged-Residential-Steam-Boiler-LP-Gas | No
Peerless | 0105006 |  | Oil |  | Hydronic (Water) | 100000 | 0.845 | 3975.31 | [5 empty] | 2023 |  | Supply House | https://www.supplyhouse.com/Peerless-0105006-MI-05-e-100000-BTU-Output-Intermittent-Ignition-Packaged-Residential-Water-Boiler-LP-Gas | Yes
Burnham | X-PV4P-T10 |  | Gas | Non-condensing | UNKNOWN | 70000 | 0.85 | 3097.11 | [5 empty] | 2023 |  | Supply House | https://www.supplyhouse.com/Burnham-X-PV4P-T10-X-PV4P-70000-BTU-Power-Vent-Boiler-2000-to-10000-ft-High-Altitude-LP | Yes
Peerless | 6303037 |  | Oil |  | Steam | 74000 | 0.826 | 4624.41 | [5 empty] | 2023 |  | Supply House | https://www.supplyhouse.com/Peerless-6303037-63-03-74000-BTU-Output-Spark-Ignition-Packaged-Residential-Steam-Boiler-LP-Gas | No
Utica-Dunkirk | MGB409503240410 |  | Gas | Non-condensing | Hydronic (Water) | 68000 | 0.84 | 2974.22 | [5 empty] | 2023 |  | Supply House | https://www.supplyhouse.com/Utica-Dunkirk-MGB409503240410-MGB-095K-68000-BTU-Output-Cast-Iron-Gas-Fired-Boiler-w-Hydrolevel-Control-Natural-Gas | Yes
Peerless | 6304036 |  | Oil |  | Steam | 92000 | 0.826 | 5132.49 | [5 empty] | 2023 |  | Supply House | https://www.supplyhouse.com/Peerless-6304036-63-04L-92000-BTU-Output-Spark-Ignition-Packaged-Residential-Steam-Boiler-LP-Gas | No
New Yorker | CL3-105-SEN-MB |  | Oil |  | Steam | 89000 | 0.827 | 2849.51 | [5 empty] | 2023 |  | Supply House | https://www.supplyhouse.com/New-Yorker-CL3-105-SEN-MB-CL3-105-89000-BTU-Output-Cast-Iron-Steam-Boiler-Packaged | No
Peerless | 0103004 |  | Oil |  | Hydronic (Water) | 50000 | 0.846 | 3218.64 | [5 empty] | 2023 |  | Supply House | https://www.supplyhouse.com/Peerless-0103004-MI-03-e-50000-BTU-Output-Intermittent-Ignition-Packaged-Residential-Water-Boiler-LP-Gas | Yes
Peerless | 0104007 |  | Oil |  | Hydronic (Water) | 75000 | 0.846 | 3460.92 | [5 empty] | 2023 |  | Supply House | https://www.supplyhouse.com/Peerless-0104007-MI-04-e-75000-BTU-Output-Intermittent-Ignition-Packaged-Residential-Water-Boiler-LP-Gas | Yes
Weil-McLain | 381-359-004 |  | Gas | Non-condensing | Hydronic (Water) | 66000 | 0.84 | 2979.96 | [5 empty] | 2023 |  | Supply House | https://www.supplyhouse.com/Weil-McLain-381-359-004-CGI-4-66000-BTU-Output-Cast-Iron-Boiler-Spark-Ignition-Series-4-Nat-Gas | Yes
Lochinvar | CBN090M-9 |  | Gas | Non-condensing | Hydronic (Water) | 65000 | 0.84 | 2397.94 | [5 empty] | 2023 |  | Supply House | https://www.supplyhouse.com/Lochinvar-CBN090M-9-65000-BTU-Output-Two-Stage-Spark-Ignition-Solution-Boiler-Nat-Gas | Yes
Burnham | EMP84E-TB |  | Gas | Non-condensing | Hydronic (Water) | 64000 | 0.87 | 2851.91 | [5 empty] | 2023 |  | Supply House | https://www.supplyhouse.com/Burnham-EMP84E-TB-EMP84E-TB-64000-BTU-Output-Energy-Star-Rated-Oil-Fired-3-Pass-Boiler | Yes
Laars | JX075NXXU1 |  | Gas | Non-condensing | UNKNOWN | 63000 | 0.84 | 1718.31 | [5 empty] | 2023 |  | Supply House | https://www.supplyhouse.com/Laars-JX075NXXU1-JX-75-63000-BTU-Output-Mini-Therm-Gas-Fired-Hydronic-Boiler-0-2000-FT | Yes
Laars | JX075NXIU1 |  | Gas | Non-condensing | UNKNOWN | 63000 | 0.84 | 1718.31 | [5 empty] | 2023 |  | Supply House | https://www.supplyhouse.com/Laars-JX075NXIU1-JX-75-63000-BTU-Output-Mini-Therm-Gas-Fired-Hydronic-Boiler-5001-8000-FT | Yes
Laars | JX075NXHU1 |  | Gas | Non-condensing | UNKNOWN | 63000 | 0.84 | 1718.31 | [5 empty] | 2023 |  | Supply House | https://www.supplyhouse.com/Laars-JX075NXHU1-JX-75-63000-BTU-Output-Mini-Therm-Gas-Fired-Hydronic-Boiler-2001-5000-FT | Yes
Peerless | 6303036 |  | Oil |  | Steam | 56000 | 0.83 | 4441.54 | [5 empty] | 2023 |  | Supply House | https://www.supplyhouse.com/Peerless-6303036-63-03L-56000-BTU-Output-Spark-Ignition-Packaged-Residential-Steam-Boiler-LP-Gas | No
Laars | JX075NPXU1 |  | Gas | Non-condensing | UNKNOWN | 63000 | 0.84 | 1773.4 | [5 empty] | 2023 |  | Supply House | https://www.supplyhouse.com/Laars-JX075NPXU1-JX-75-63000-BTU-Output-Mini-Therm-Gas-Fired-Hydronic-Boiler-w-Pump-0-2000-FT | Yes
Laars | JX075NPHU1 |  | Gas | Non-condensing | UNKNOWN | 63000 | 0.84 | 1879.17 | [5 empty] | 2023 |  | Supply House | https://www.supplyhouse.com/Laars-JX075NPHU1-JX-75-63000-BTU-Output-Mini-Therm-Gas-Fired-Hydronic-Boiler-w-Pump-2001-5000-FT | Yes
Laars | JX075NPIU1 |  | Gas | Non-condensing | UNKNOWN | 63000 | 0.84 | 1879.17 | [5 empty] | 2023 |  | Supply House | https://www.supplyhouse.com/Laars-JX075NPIU1-JX-75-63000-BTU-Output-Mini-Therm-Gas-Fired-Hydronic-Boiler-w-Pump-5001-8000-FT | Yes
Lochinvar | CBN075F-9 |  | Gas | Non-condensing | Hydronic (Water) | 54000 | 0.84 | 1839.99 | [5 empty] | 2023 |  | Supply House | https://www.supplyhouse.com/Lochinvar-CBN075F-9-54000-BTU-Output-Two-Stage-Spark-Ignition-Solution-Boiler-Nat-Gas | Yes
Burnham | X-PV3N-T10 |  | Gas | Non-condensing | UNKNOWN | 52000 | 0.85 | 2930.66 | [5 empty] | 2023 |  | Supply House | https://www.supplyhouse.com/Burnham-X-PV3N-T10-X-PV3N-52000-BTU-Power-Vent-Boiler-2000-to-10000-ft-High-Altitude-NG | Yes
Burnham | X-PV3N-T02 |  | Gas | Non-condensing | UNKNOWN | 52000 | 0.85 | 2930.66 | [5 empty] | 2023 |  | Supply House | https://www.supplyhouse.com/Burnham-X-PV3N-T02-X-PV3N-52000-BTU-Power-Vent-Boiler-NG | Yes
New Yorker | CG30FN-GH |  | Gas | Non-condensing | Hydronic (Water) | 51000 | 0.84 | 1862.65 | [5 empty] | 2023 |  | Supply House | https://www.supplyhouse.com/New-Yorker-CG30FN-GH-CG30F-51000-BTU-Output-Spark-Ignition-Cast-Iron-Gas-Fired-Water-Boiler-w-LWCO-Grundfos-Pump-NG | Yes
Burnham | ES23BNI-T |  | Gas | Non-condensing | Hydronic (Water) | 51000 | 0.85 | 2937 | [5 empty] | 2023 |  | Supply House | https://www.supplyhouse.com/Burnham-ES23BNI-T-ES2-3-51000-BTU-Output-High-Efficiency-Cast-Iron-Boiler-NG | Yes
Burnham | 203EN-T0 |  | Gas | Non-condensing | Hydronic (Water) | 50000 | 0.84 | 2636 | [5 empty] | 2023 |  | Supply House | https://www.supplyhouse.com/Burnham-203EN-T0-203E-50000-BTU-Output-Gas-Fired-Chimney-Vented-Cast-Iron-Water-Boiler-Nat-Gas | Yes
Peerless | 0103001 |  | Gas | Non-condensing | Hydronic (Water) | 50000 | 0.846 | 3196.13 | [5 empty] | 2023 |  | Supply House | https://www.supplyhouse.com/Peerless-0103001-MI-03-e-50000-BTU-Output-Intermittent-Ignition-Packaged-Residential-Water-Boiler-Nat-Gas | Yes
Weil-McLain | 381-359-072 |  | Gas | Non-condensing | Hydronic (Water) | 48000 | 0.84 | 2383.63 | [5 empty] | 2023 |  | Supply House | https://www.supplyhouse.com/Weil-McLain-381-359-072-CGA-3-48000-BTU-Output-Boiler-Spark-Ignition-Series-3-Nat-Gas | Yes
Burnham | X-PV3P-T02 |  | Gas | Non-condensing | UNKNOWN | 47000 | 0.85 | 2930.66 | [5 empty] | 2023 |  | Supply House | https://www.supplyhouse.com/Burnham-X-PV3P-T02-X-PV3P-47000-BTU-Power-Vent-Boiler-LP | Yes
Burnham | X-PV3P-T10 |  | Gas | Non-condensing | UNKNOWN | 47000 | 0.85 | 2930.66 | [5 empty] | 2023 |  | Supply House | https://www.supplyhouse.com/Burnham-X-PV3P-T10-X-PV3P-47000-BTU-Power-Vent-Boiler-2000-to-10000-ft-High-Altitude-LP | Yes
Rinnai | M120SN |  | Gas |  | UNKNOWN | 120000 | 0 | 2058.34 | [5 empty] | 2023 |  | Supply House | https://www.supplyhouse.com/Rinnai-M120SN-Solo-120000-BTU-Condensing-Wall-Mounted-Heat-Only-Boiler-Natural-Gas | No
Burnham | ES23BPI-T |  | Oil |  | Hydronic (Water) | 51000 | 0.85 | 2937 | [5 empty] | 2023 |  | Supply House | https://www.supplyhouse.com/Burnham-ES23BPI-T-ES2-3-51000-BTU-Output-High-Efficiency-Cast-Iron-Boiler-LP | Yes
New Yorker | PVCG40CP-1TS |  | Oil |  | UNKNOWN | 70000 | 0.85 | 2490.05 | [5 empty] | 2023 |  | Supply House | https://www.supplyhouse.com/New-Yorker-PVCG40CP-1TS-PVCG-C-70000-BTU-Output-Gas-Fired-Water-Boiler-Propane | Yes
Burnham | ES24BPI-T |  | Oil |  | Hydronic (Water) | 77000 | 0.85 | 3218 | [5 empty] | 2023 |  | Supply House | https://www.supplyhouse.com/Burnham-ES24BPI-T-ES2-4-77000-BTU-Output-High-Efficiency-Cast-Iron-Boiler-LP | Yes
Burnham | ES25BPI-T |  | Oil |  | Hydronic (Water) | 103000 | 0.85 | 3602 | [5 empty] | 2023 |  | Supply House | https://www.supplyhouse.com/Burnham-ES25BPI-T-ES2-5-103000-BTU-Output-High-Efficiency-Cast-Iron-Boiler-LP | Yes
Burnham | ES26BPI-T |  | Oil |  | Hydronic (Water) | 128000 | 0.85 | 4113 | [5 empty] | 2023 |  | Supply House | https://www.supplyhouse.com/Burnham-ES26BPI-T-ES2-6-128000-BTU-Output-High-Efficiency-Cast-Iron-Boiler-LP | Yes
Burnham | ES27BPI-T |  | Oil |  | Hydronic (Water) | 153000 | 0.85 | 4608 | [5 empty] | 2023 |  | Supply House | https://www.supplyhouse.com/Burnham-ES27BPI-T-ES2-7-153000-BTU-Output-High-Efficiency-Cast-Iron-Boiler-LP | Yes
Burnham | ES28BPI-T |  | Oil |  | Hydronic (Water) | 181000 | 0.85 | 5035 | [5 empty] | 2023 |  | Supply House | https://www.supplyhouse.com/Burnham-ES28BPI-T-ES2-8-181000-BTU-Output-High-Efficiency-Cast-Iron-Boiler-LP | Yes
Utica-Dunkirk | MGB306003240310 |  | Gas | Non-condensing | Hydronic (Water) | 43000 | 0.84 | 2450.4 | [5 empty] | 2023 |  | Supply House | https://www.supplyhouse.com/Utica-Dunkirk-MGB306003240310-MGB-060K-43000-BTU-Output-Boiler-w-Taco-Pump-Natural-Gas | Yes
Laars | JX050NXHU1 |  | Gas | Non-condensing | UNKNOWN | 42000 | 0.84 | 1609.56 | [5 empty] | 2023 |  | Supply House | https://www.supplyhouse.com/Laars-JX050NXHU1-JX-50-42000-BTU-Output-Mini-Therm-Gas-Fired-Hydronic-Boiler-2001-5000-FT | Yes
Laars | JX050NXXU1 |  | Gas | Non-condensing | UNKNOWN | 42000 | 0.84 | 1609.56 | [5 empty] | 2023 |  | Supply House | https://www.supplyhouse.com/Laars-JX050NXXU1-JX-50-42000-BTU-Output-Mini-Therm-Gas-Fired-Hydronic-Boiler-0-2000-FT | Yes
Laars | JX050NXIU1 |  | Gas | Non-condensing | UNKNOWN | 42000 | 0.84 | 1609.56 | [5 empty] | 2023 |  | Supply House | https://www.supplyhouse.com/Laars-JX050NXIU1-JX-50-42000-BTU-Output-Mini-Therm-Gas-Fired-Hydronic-Boiler-5001-8000-FT | Yes
Laars | JX050NPXU1 |  | Gas | Non-condensing | UNKNOWN | 42000 | 0.84 | 1741.34 | [5 empty] | 2023 |  | Supply House | https://www.supplyhouse.com/Laars-JX050NPXU1-JX-50-42000-BTU-Output-Mini-Therm-Gas-Fired-Hydronic-Boiler-w-Pump-0-2000-FT | Yes
Laars | JX050NPHU1 |  | Gas | Non-condensing | UNKNOWN | 42000 | 0.84 | 1771.47 | [5 empty] | 2023 |  | Supply House | https://www.supplyhouse.com/Laars-JX050NPHU1-JX-50-42000-BTU-Output-Mini-Therm-Gas-Fired-Hydronic-Boiler-w-Pump-2001-5000-FT | Yes
Laars | JX050NPIU1 |  | Gas | Non-condensing | UNKNOWN | 42000 | 0.84 | 1771.47 | [5 empty] | 2023 |  | Supply House | https://www.supplyhouse.com/Laars-JX050NPIU1-JX-50-42000-BTU-Output-Mini-Therm-Gas-Fired-Hydronic-Boiler-w-Pump-5001-8000-FT | Yes
Weil-McLain | 381-359-002 |  | Gas | Non-condensing | Hydronic (Water) | 42000 | 0.84 | 3188.83 | [5 empty] | 2023 |  | Supply House | https://www.supplyhouse.com/Weil-McLain-381-359-002-CGI-3-42000-BTU-Output-Cast-Iron-Boiler-Spark-Ignition-Series-4-Nat-Gas | Yes
Weil-McLain | 381-359-000 |  | Gas | Non-condensing | Hydronic (Water) | 35000 | 0.84 | 2438.08 | [5 empty] | 2023 |  | Supply House | https://www.supplyhouse.com/Weil-McLain-381-359-000-CGI-25-35000-BTU-Output-Cast-Iron-Boiler-Spark-Ignition-Series-4-Nat-Gas | Yes
Lochinvar | CBN045M-9 |  | Gas | Non-condensing | Hydronic (Water) | 32000 | 0.84 | 2212.46 | [5 empty] | 2023 |  | Supply House | https://www.supplyhouse.com/Lochinvar-CBN045M-9-32000-BTU-Output-Two-Stage-Spark-Ignition-Solution-Boiler-Nat-Gas | Yes
Burnham | X-202N-TH |  | Gas | Non-condensing | Hydronic (Water) | 28000 | 0.84 | 1886.32 | [5 empty] | 2023 |  | Supply House | https://www.supplyhouse.com/Burnham-X-202N-TH-X-202-28000-BTU-Output-Gas-Fired-Chimney-Vented-Cast-Iron-Water-Boiler-w-Taco-Pump-NG | Yes
Weil-McLain | 386-701-000 |  | Oil |  | Steam | 86000 | 0.85 | 2995.67 | [5 empty] | 2023 |  | Supply House | https://www.supplyhouse.com/Weil-McLain-386-701-000-SGO-3-86000-BTU-Output-Cast-Iron-Packaged-Steam-Oil-Boiler-w-LWCO-Series-4-NG | No
Burnham | X-202N-GH |  | Gas | Non-condensing | Hydronic (Water) | 28000 | 0.84 | 1886.32 | [5 empty] | 2023 |  | Supply House | https://www.supplyhouse.com/Burnham-X-202N-GH-X-202-28000-BTU-Output-Gas-Fired-Chimney-Vented-Cast-Iron-Water-Boiler-w-Grundfos-Pump-NG | Yes
Weil-McLain | 386-701-001 |  | Oil |  | Steam | 108000 | 0.85 | 3435.9 | [5 empty] | 2023 |  | Supply House | https://www.supplyhouse.com/Weil-McLain-386-701-001-SGO-4-108000-BTU-Output-Cast-Iron-Packaged-Steam-Oil-Boiler-w-LWCO-Series-4-NG | No
Burnham | 202EN-T0 |  | Gas | Non-condensing | Hydronic (Water) | 28000 | 0.84 | 2276.2 | [5 empty] | 2023 |  | Supply House | https://www.supplyhouse.com/Burnham-202EN-T0-202E-28000-BTU-Output-Gas-Fired-Chimney-Vented-Cast-Iron-Water-Boiler-Nat-Gas | Yes
Weil-McLain | 386-701-002 |  | Oil |  | Steam | 131000 | 0.85 | 3974 | [5 empty] | 2023 |  | Supply House | https://www.supplyhouse.com/Weil-McLain-386-701-002-SGO-5-131000-BTU-Output-Cast-Iron-Packaged-Steam-Oil-Boiler-w-LWCO-Series-4-NG | No
Utica-Dunkirk | SFH308532240510 |  | Oil |  | Hydronic (Water) | 90000 | 0.86 | 3876 | [5 empty] | 2023 |  | Supply House | https://www.supplyhouse.com/Utica-Dunkirk-SFH308532240510-Starfire-SFH-3085WT-90000-BTU-Output-Oil-Boiler-w-Tankless-Coil-and-Taco-Pump | Yes
Weil-McLain | 386-701-003 |  | Oil |  | Steam | 158000 | 0.85 | 5360.37 | [5 empty] | 2023 |  | Supply House | https://www.supplyhouse.com/Weil-McLain-386-701-003-SGO-6-158000-BTU-Output-Cast-Iron-Packaged-Steam-Oil-Boiler-w-LWCO-Series-4-NG | No
Utica-Dunkirk | SFH308530240510 |  | Oil |  | Hydronic (Water) | 90000 | 0.86 | 3568.8 | [5 empty] | 2023 |  | Supply House | https://www.supplyhouse.com/Utica-Dunkirk-SFH308530240510-Starfire-SFH-3085W-90000-BTU-Output-Oil-Boiler-w-Taco-Pump | Yes
Burnham | MST288SL-HB |  | Oil |  | Steam | 69000 | 0.86 | 4036 | [5 empty] | 2023 |  | Supply House | https://www.supplyhouse.com/Burnham-MST288SL-HB-MST288-69000-BTU-Output-288-Sq-Ft-Steam-Boiler-w-o-Tankless-Coil-Oil | No
Burnham | PV8H3WET-TLWF |  | Oil |  | Hydronic (Water) | 104000 | 0.86 | 2968.29 | [5 empty] | 2023 |  | Supply House | https://www.supplyhouse.com/Burnham-PV8H3WET-TLWF-PV8H3WEC-104000-BTU-Output-V8H-Water-Boiler-w-Tankless-Coil-no-Burner-Oil | Yes
Burnham | PV8H3WEC-TBWN |  | Oil |  | Hydronic (Water) | 104000 | 0.86 | 2870.09 | [5 empty] | 2023 |  | Supply House | https://www.supplyhouse.com/Burnham-PV8H3WEC-TBWN-PV8H3WEC-104000-BTU-V8H-Water-Boiler-w-o-Tankless-Coil-w-Beckett-Burner-Oil | Yes
Burnham | MST396ST-HB |  | Oil |  | Steam | 96000 | 0.86 | 4710.45 | [5 empty] | 2023 |  | Supply House | https://www.supplyhouse.com/Burnham-MST396ST-HB-MST396-96000-BTU-Output-396-Sq-Ft-Steam-Boiler-w-Tankless-Coil-Option-Oil | No
Burnham | MST396SL-HB |  | Oil |  | Steam | 96000 | 0.86 | 3969 | [5 empty] | 2023 |  | Supply House | https://www.supplyhouse.com/Burnham-MST396SL-HB-MST396-96000-BTU-Output-396-Sq-Ft-Steam-Boiler-w-o-Tankless-Coil-Oil | No
Burnham | PV8H3WEC-TLWN |  | Oil |  | Hydronic (Water) | 104000 | 0.86 | 2586.78 | [5 empty] | 2023 |  | Supply House | https://www.supplyhouse.com/Burnham-PV8H3WEC-TLWN-PV8H3WEC-104000-BTU-Output-V8H-Water-Boiler-w-o-Tankless-Coil-and-no-Burner-Oil | Yes
Buderus | G115WS5-NO-BURNER |  | Oil |  | Hydronic (Water) | 119000 | 0.86 | 2556.9 | [5 empty] | 2023 |  | Supply House | https://www.supplyhouse.com/Buderus-G115WS5-NO-BURNER-119000-BTU-Output-Cast-Iron-Oil-Boiler-No-Burner | Yes
Utica-Dunkirk | SFH412532240510 |  | Oil |  | Hydronic (Water) | 132000 | 0.86 | 4056.8 | [5 empty] | 2023 |  | Supply House | https://www.supplyhouse.com/Utica-Dunkirk-SFH412532240510-Starfire-SFH-4125WT-132000-BTU-Output-Oil-Boiler-w-Tankless-Coil-and-Taco-Pump | Yes
Utica-Dunkirk | SFH412530240510 |  | Oil |  | Hydronic (Water) | 132000 | 0.86 | 3749.6 | [5 empty] | 2023 |  | Supply House | https://www.supplyhouse.com/Utica-Dunkirk-SFH412530240510-Starfire-SFH-4125W-132000-BTU-Output-Oil-Boiler-w-Taco-Pump-No-Coil | Yes
Burnham | MST513SL-HB |  | Oil |  | Steam | 123000 | 0.86 | 4463.3 | [5 empty] | 2023 |  | Supply House | https://www.supplyhouse.com/Burnham-MST513SL-HB-MST513-123000-BTU-Output-513-Sq-Ft-Steam-Boiler-w-o-Tankless-Coil-Oil | No
Burnham | PV8H5WET-TBWF |  | Oil |  | Hydronic (Water) | 174000 | 0.86 | 4579.32 | [5 empty] | 2023 |  | Supply House | https://www.supplyhouse.com/Burnham-PV8H5WET-TBWF-PV8H5WEC-174000-BTU-Output-V8H-Water-Boiler-w-Tankless-Coil-Beckett-Burner-Oil | Yes
Burnham | PV8H5WEC-GBWN |  | Oil |  | Hydronic (Water) | 174000 | 0.86 | 4480.79 | [5 empty] | 2023 |  | Supply House | https://www.supplyhouse.com/Burnham-PV8H5WEC-GBWN-PV8H5WEC-174000-BTU-Output-V8H-Water-Boiler-w-o-Tankless-Coil-Beckett-Burner-Oil | Yes
Burnham | MST629SL-HB |  | Oil |  | Steam | 151000 | 0.86 | 4984.61 | [5 empty] | 2023 |  | Supply House | https://www.supplyhouse.com/Burnham-MST629SL-HB-MST629-151000-BTU-Output-629-Sq-Ft-Steam-Boiler-w-o-Tankless-Coil-Oil | No
Burnham | PV8H5WET-TLWF |  | Oil |  | Hydronic (Water) | 174000 | 0.86 | 3874.59 | [5 empty] | 2023 |  | Supply House | https://www.supplyhouse.com/Burnham-PV8H5WET-TLWF-PV8H5WEC-174000-BTU-Output-V8H-Water-Boiler-w-Tankless-Coil-no-Burner-Oil | Yes
Burnham | PV8H5WEC-TLWN |  | Oil |  | Hydronic (Water) | 174000 | 0.86 | 3476.51 | [5 empty] | 2023 |  | Supply House | https://www.supplyhouse.com/Burnham-PV8H5WEC-TLWN-PV8H5WEC-174000-BTU-Output-V8H-Water-Boiler-w-o-Tankless-Coil-no-Burner-Oil | Yes
New Yorker | AP-154U-N |  | Oil |  | Hydronic (Water) | 174999 | 0.86 | 2811.28 | [5 empty] | 2023 |  | Supply House | https://www.supplyhouse.com/New-Yorker-AP-154U-N-AP-154U-174999-BTU-Output-High-Efficiency-Oil-Fired-Steel-Water-Boiler-w-out-Coil | Yes
Burnham | PV8H6WEC-TLWN |  | Oil |  | Hydronic (Water) | 200000 | 0.86 | 3817.72 | [5 empty] | 2023 |  | Supply House | https://www.supplyhouse.com/Burnham-PV8H6WEC-TLWN-PV8H6WEC-200000-BTU-Output-V8H-Water-Boiler-w-o-Tankless-Coil-no-Burner-Oil | Yes
New Yorker | CL3-105-WET-GB |  | Oil |  | Hydronic (Water) | 104000 | 0.861 | 2763.72 | [5 empty] | 2023 |  | Supply House | https://www.supplyhouse.com/New-Yorker-CL3-105-WET-GB-CL3-105-104000-BTU-Output-Cast-Iron-Water-Boiler-w-Tankless-Coil-HydroStat-Control-Packaged | Yes
Weil-McLain | 386-701-035 |  | Oil |  | Hydronic (Water) | 128000 | 0.861 | 4958.69 | [5 empty] | 2023 |  | Supply House | https://www.supplyhouse.com/Weil-McLain-386-701-035-WTGO-5R-128000-BTU-Output-Cast-Iron-Gold-Oil-Boiler-w-Tankless-Heater-Series-4-No-Circulator | Yes
Weil-McLain | 386-701-030 |  | Oil |  | Hydronic (Water) | 128000 | 0.861 | 4074 | [5 empty] | 2023 |  | Supply House | https://www.supplyhouse.com/Weil-McLain-386-701-030-WTGO-5R-128000-BTU-Output-Cast-Iron-Gold-Oil-Boiler-w-Tankless-Heater-Series-4 | Yes
Weil-McLain | 386-701-015 |  | Oil |  | Hydronic (Water) | 128000 | 0.861 | 3740.41 | [5 empty] | 2023 |  | Supply House | https://www.supplyhouse.com/Weil-McLain-386-701-015-WGO-5R-128000-BTU-Output-Cast-Iron-Gold-Oil-Boiler-Series-4 | Yes
Burnham | PV8H4WET-TBWF |  | Oil |  | Hydronic (Water) | 129000 | 0.861 | 4095.57 | [5 empty] | 2023 |  | Supply House | https://www.supplyhouse.com/Burnham-PV8H4WET-TBWF-PV8H4WEC-129000-BTU-Output-V8H-Water-Boiler-w-Tankless-Coil-w-Beckett-Burner-Oil | Yes
Burnham | PV8H4WET-TLWF |  | Oil |  | Hydronic (Water) | 129000 | 0.861 | 3390.84 | [5 empty] | 2023 |  | Supply House | https://www.supplyhouse.com/Burnham-PV8H4WET-TLWF-PV8H4WEC-129000-BTU-Output-V8H-Water-Boiler-w-Tankless-Coil-no-Burner-Oil | Yes
Burnham | PV8H4WEC-TBWN |  | Oil |  | Hydronic (Water) | 129000 | 0.861 | 3381 | [5 empty] | 2023 |  | Supply House | https://www.supplyhouse.com/Burnham-PV8H4WEC-TBWN-PV8H4WEC-129000-BTU-Output-V8H-Water-Boiler-w-o-Tankless-Coil-w-Beckett-Burner-Oil | Yes
Burnham | PV8H4WEC-TLWN |  | Oil |  | Hydronic (Water) | 129000 | 0.861 | 3002.85 | [5 empty] | 2023 |  | Supply House | https://www.supplyhouse.com/Burnham-PV8H4WEC-TLWN-PV8H4WEC-129000-BTU-Output-V8H-Water-Boiler-w-o-Tankless-Coil-no-Burner-Oil | Yes
Weil-McLain | 386-701-031 |  | Oil |  | Hydronic (Water) | 149000 | 0.861 | 5580.1 | [5 empty] | 2023 |  | Supply House | https://www.supplyhouse.com/Weil-McLain-386-701-031-WTGO-6R-149000-BTU-Output-Cast-Iron-Gold-Oil-Boiler-w-Tankless-Heater-Series-4 | Yes
Weil-McLain | 386-701-016 |  | Oil |  | Hydronic (Water) | 149000 | 0.861 | 5106.75 | [5 empty] | 2023 |  | Supply House | https://www.supplyhouse.com | Yes
Buderus | G215-5 |  | Oil |  | Hydronic (Water) | 180000 | 0.861 | 5341.58 | [5 empty] | 2023 |  | Supply House | https://www.supplyhouse.com/Buderus-G215-5-180000-BTU-Output-Logano-G215-5-Cast-Iron-Oil-Boiler | Yes
Buderus | G215-5-NO-BURNER |  | Oil |  | Hydronic (Water) | 180000 | 0.861 | 3720.2 | [5 empty] | 2023 |  | Supply House | https://www.supplyhouse.com/Buderus-G215-5-NO-BURNER-180000-BTU-Output-Logano-G215-5-Cast-Iron-Oil-Boiler-No-Burner | Yes
Burnham | PV8H7WEC-TBWN |  | Oil |  | Hydronic (Water) | 222000 | 0.861 | 4975.95 | [5 empty] | 2023 |  | Supply House | https://www.supplyhouse.com/Burnham-PV8H7WEC-TBWN-PV8H7WEC-222000-BTU-V8H-Water-Boiler-w-o-Tankless-Coil-w-Beckett-Burner-Oil | Yes
Weil-McLain | 386-701-027 |  | Oil |  | Hydronic (Water) | 85000 | 0.862 | 3129 | [5 empty] | 2023 |  | Supply House | https://www.supplyhouse.com/Weil-McLain-386-701-027-WTGO-3R-85000-BTU-Output-Cast-Iron-Gold-Oil-Boiler-w-Tankless-Heater-Series-4 | Yes
Weil-McLain | 386-701-013 |  | Oil |  | Hydronic (Water) | 85000 | 0.862 | 2751.71 | [5 empty] | 2023 |  | Supply House | https://www.supplyhouse.com/Weil-McLain-386-701-013-WGO-3R-85000-BTU-Output-Cast-Iron-Gold-Oil-Boiler-Series-4 | Yes
New Yorker | AP-110U-N |  | Oil |  | Hydronic (Water) | 95000 | 0.862 | 2628.83 | [5 empty] | 2023 |  | Supply House | https://www.supplyhouse.com/New-Yorker-AP-110U-N-AP-110U-95000-BTU-Output-High-Efficiency-Oil-Fired-Steel-Water-Boiler-w-out-Coil | Yes
Weil-McLain | 386-701-029 |  | Oil |  | Hydronic (Water) | 106000 | 0.862 | 3574.51 | [5 empty] | 2023 |  | Supply House | https://www.supplyhouse.com/Weil-McLain-386-701-029-WTGO-4R-106000-BTU-Output-Cast-Iron-Gold-Oil-Boiler-w-Tankless-Heater-Series-4 | Yes
Buderus | G215-4 |  | Oil |  | Hydronic (Water) | 149000 | 0.862 | 4592.87 | [5 empty] | 2023 |  | Supply House | https://www.supplyhouse.com/Buderus-G215-4-149000-BTU-Output-Logano-G215-4-Cast-Iron-Oil-Boiler | Yes
Buderus | G215-4-NO-BURNER |  | Oil |  | Hydronic (Water) | 149000 | 0.862 | 3322 | [5 empty] | 2023 |  | Supply House | https://www.supplyhouse.com/Buderus-G215-4-NO-BURNER-149000-BTU-Output-Logano-G215-4-Cast-Iron-Oil-Boiler-No-Burner | Yes
Buderus | G215-3 |  | Oil |  | Hydronic (Water) | 117000 | 0.863 | 4038.53 | [5 empty] | 2023 |  | Supply House | https://www.supplyhouse.com/Buderus-G215-3-117000-BTU-Output-Logano-G215-3-Cast-Iron-Oil-Boiler | Yes
Buderus | G215-3-NO-BURNER |  | Oil |  | Hydronic (Water) | 117000 | 0.863 | 2787.96 | [5 empty] | 2023 |  | Supply House | https://www.supplyhouse.com/Buderus-G215-3-NO-BURNER-117000-BTU-Output-Logano-G215-3-Cast-Iron-Oil-Boiler-No-Burner | Yes
Weil-McLain | 386-701-028 |  | Oil |  | Hydronic (Water) | 75000 | 0.864 | 3191.01 | [5 empty] | 2023 |  | Supply House | https://www.supplyhouse.com/Weil-McLain-386-701-028-WTGO-3LR-75000-BTU-Output-Cast-Iron-Gold-Oil-Boiler-w-Tankless-Heater-for-Levittown-Homes-Series-4 | Yes
Weil-McLain | 386-701-012 |  | Oil |  | Hydronic (Water) | 75000 | 0.864 | 2267.25 | [5 empty] | 2023 |  | Supply House | https://www.supplyhouse.com/Weil-McLain-386-701-012-WGO-2-75000-BTU-Output-Cast-Iron-Gold-Oil-Boiler-Series-4 | Yes
Buderus | G115WS3-NO-BURNER |  | Oil |  | Hydronic (Water) | 74000 | 0.865 | 2056.88 | [5 empty] | 2023 |  | Supply House | https://www.supplyhouse.com/Buderus-G115WS3-NO-BURNER-74000-BTU-Output-Cast-Iron-Oil-Boiler-No-Burner | Yes
Weil-McLain | 119-554-330 |  | Gas |  | Steam | 125000 | 0.82 | 6038.45 | [5 empty] | 2023 |  | Supply House | https://www.supplyhouse.com/Weil-McLain-119-554-330-PEG-55-125000-BTU-Output-Cast-Iron-Packaged-Steam-Boiler-Spark-Ignition-Series-6-NG-PIDN | No
Buderus | G115WS3 |  | Oil |  | Hydronic (Water) | 74000 | 0.867 | 4087.06 | [5 empty] | 2023 |  | Supply House | https://www.supplyhouse.com/Buderus-G115WS3-74000-BTU-Output-Cast-Iron-Oil-Boiler-Chimney-Vent | Yes
Buderus | G215-7 |  | Oil |  | Hydronic (Water) | 256000 | 0.867 | 7297.86 | [5 empty] | 2023 |  | Supply House | https://www.supplyhouse.com/Buderus-G215-7-256000-BTU-Output-Logano-G215-7-Cast-Iron-Oil-Boiler-w-Burner | Yes
Buderus | G215-7-NO-BURNER |  | Oil |  | Hydronic (Water) | 256000 | 0.867 | 5649.32 | [5 empty] | 2023 |  | Supply House | https://www.supplyhouse.com/Buderus-G215-7-NO-BURNER-256000-BTU-Output-Logano-G215-7-Cast-Iron-Oil-Boiler-No-Burner | Yes
Buderus | G115WS4-NO-BURNER |  | Oil |  | Hydronic (Water) | 95000 | 0.868 | 2389.38 | [5 empty] | 2023 |  | Supply House | https://www.supplyhouse.com/Buderus-G115WS4-NO-BURNER-95000-BTU-Output-Cast-Iron-Oil-Boiler-No-Burner | Yes
Buderus | G115WS4 |  | Oil |  | Hydronic (Water) | 109000 | 0.869 | 3735.35 | [5 empty] | 2023 |  | Supply House | https://www.supplyhouse.com/Buderus-G115WS4-109000-BTU-Output-Cast-Iron-Oil-Boiler-Chimney-Vent | Yes
Weil-McLain | 381-359-070 |  | Gas | Non-condensing | Hydronic (Water) | 27000 | 0.84 | 2608.89 | [5 empty] | 2023 |  | Supply House | https://www.supplyhouse.com/Weil-McLain-381-359-070-CGA-25-27000-BTU-Output-Boiler-Spark-Ignition-Series-3-Nat-Gas | Yes
Burnham | MPO-IQ84B-TB |  | Oil |  | Hydronic (Water) | 64000 | 0.87 | 3243.57 | [5 empty] | 2023 |  | Supply House | https://www.supplyhouse.com/Burnham-MPO-IQ84B-TB-MPO-IQ84B-64000-BTU-Output-Energy-Star-Rated-Oil-Fired-High-Efficiency-3-Pass-Boiler | Yes
New Yorker | CL3-105-WEN-TB |  | Oil |  | UNKNOWN | 80000 | 0.87 | 2423.92 | [5 empty] | 2023 |  | Supply House | https://www.supplyhouse.com/New-Yorker-CL3-105-WEN-TB-CL3-105-80000-BTU-Output-Cast-Iron-Water-Boiler-Packaged | Yes
Burnham | MPO-IQ115B-TB |  | Oil |  | Hydronic (Water) | 88000 | 0.87 | 3449.26 | [5 empty] | 2023 |  | Supply House | https://www.supplyhouse.com/Burnham-MPO-IQ115B-TB-MPO-IQ115B-88000-BTU-Output-Energy-Star-Rated-Oil-Fired-High-Efficiency-3-Pass-Boiler | Yes
Burnham | EMP115E-TB |  | Oil |  | Hydronic (Water) | 88000 | 0.87 | 2905.51 | [5 empty] | 2023 |  | Supply House | https://www.supplyhouse.com/Burnham-EMP115E-TB-EMP115E-TB-88000-BTU-Output-Energy-Star-Rated-Oil-Fired-3-Pass-Boiler | Yes
Burnham | EMP140E-TB |  | Oil |  | Hydronic (Water) | 107000 | 0.87 | 3188.07 | [5 empty] | 2023 |  | Supply House | https://www.supplyhouse.com/Burnham-EMP140E-TB-EMP140E-TB-107000-BTU-Output-Energy-Star-Rated-Oil-Fired-3-Pass-Boiler | Yes
Weil-McLain | 386-901-006 |  | Oil |  | Hydronic (Water) | 107000 | 0.87 | 2767.29 | [5 empty] | 2023 |  | Supply House | https://www.supplyhouse.com/Weil-Mclain-386-901-006-UO-3-107000-BTU-Output-Ultra-Oil-Boiler | Yes
Peerless | 6305034 |  | Gas |  | Steam | 129000 | 0.823 | 5982.58 | [5 empty] | 2023 |  | Supply House | https://www.supplyhouse.com/Peerless-6305034-63-05L-129000-BTU-Output-Spark-Ignition-Packaged-Residential-Steam-Boiler-Nat-Gas | No
Utica-Dunkirk | SFH410032240510 |  | Oil |  | Hydronic (Water) | 108000 | 0.87 | 4056.8 | [5 empty] | 2023 |  | Supply House | https://www.supplyhouse.com/Utica-Dunkirk-SFH410032240510-Starfire-SFH-4100WT-108000-BTU-Output-Oil-Boiler-w-Tankless-Coil-and-Taco-Pump | Yes
New Yorker | PVCG60CN-1TS |  | Gas |  | UNKNOWN | 130000 | 0 | 3055.06 | [5 empty] | 2023 |  | Supply House | https://www.supplyhouse.com/New-Yorker-PVCG60CN-1TS-PVCG-C-130000-BTU-Output-Gas-Fired-Water-Boiler-Nat-Gas | No
Burnham | SIN7LNI-LE2 |  | Gas |  | Steam | 130000 | 0.821 | 4621.94 | [5 empty] | 2023 |  | Supply House | https://www.supplyhouse.com/Burnham-SIN7LNI-LE2-IN7-130000-BTU-Output-Independence-Steam-Boiler-Electronic-Ignition-Nat-Gas | No
Utica-Dunkirk | SFH410030240510 |  | Oil |  | Hydronic (Water) | 108000 | 0.87 | 3749.6 | [5 empty] | 2023 |  | Supply House | https://www.supplyhouse.com/Utica-Dunkirk-SFH410030240510-Starfire-SFH-4100W-108000-BTU-Output-Oil-Boiler-w-Taco-Pump-No-Coil | Yes
Burnham | MPO-IQ147B-TB |  | Oil |  | Hydronic (Water) | 112000 | 0.87 | 3185.62 | [5 empty] | 2023 |  | Supply House | https://www.supplyhouse.com/Burnham-MPO-IQ147B-TB-MPO-IQ147B-112000-BTU-Output-Energy-Star-Rated-Oil-Fired-High-Efficiency-3-Pass-Boiler | Yes
Burnham | MPO-IQ147B-TL |  | Oil |  | Hydronic (Water) | 112000 | 0.87 | 3036.83 | [5 empty] | 2023 |  | Supply House | https://www.supplyhouse.com/Burnham-MPO-IQ147B-TL-MPO-IQ147B-112000-BTU-Output-Energy-Star-Rated-Oil-Fired-High-Efficiency-3-Pass-Boiler-No-Burner | Yes
Buderus | G115WS5 |  | Oil |  | Hydronic (Water) | 119000 | 0.87 | 3890.34 | [5 empty] | 2023 |  | Supply House | https://www.supplyhouse.com/Buderus-G115WS5-119000-BTU-Output-Cast-Iron-Oil-Boiler-Chimney-Vent | Yes
Burnham | EMP182E-TB |  | Oil |  | Hydronic (Water) | 139000 | 0.87 | 3508.93 | [5 empty] | 2023 |  | Supply House | https://www.supplyhouse.com/Burnham-EMP182E-TB-EMP182E-TB-139000-BTU-Output-Energy-Star-Rated-Oil-Fired-3-Pass-Boiler | Yes
Burnham | MPO-IQ189B-TB |  | Oil |  | Hydronic (Water) | 145000 | 0.87 | 4247.64 | [5 empty] | 2023 |  | Supply House | https://www.supplyhouse.com/Burnham-MPO-IQ189B-TB-MPO-IQ189B-Series-145000-BTU-Output-Energy-Star-Rated-Oil-Fired-High-Efficiency-3-Pass-Boiler | Yes
Burnham | MPO-IQ189B-TL |  | Oil |  | Hydronic (Water) | 145000 | 0.87 | 3605.38 | [5 empty] | 2023 |  | Supply House | https://www.supplyhouse.com/Burnham-MPO-IQ189B-TL-MPO-IQ189B-Series-145000-BTU-Output-Energy-Star-Rated-Oil-Fired-High-Efficiency-3-Pass-Boiler-No-Burner | Yes
Burnham | EMP224E-TB |  | Oil |  | Hydronic (Water) | 171000 | 0.87 | 3847.05 | [5 empty] | 2023 |  | Supply House | https://www.supplyhouse.com/Burnham-EMP224E-TB-EMP224E-TB-171000-BTU-Output-Energy-Star-Rated-Oil-Fired-3-Pass-Boiler | Yes
Burnham | MPO-IQ231B-TB |  | Oil |  | Hydronic (Water) | 177000 | 0.87 | 4739.48 | [5 empty] | 2023 |  | Supply House | https://www.supplyhouse.com/Burnham-MPO-IQ231B-TB-MPO-IQ231B-177000-BTU-Output-Energy-Star-Rated-Oil-Fired-High-Efficiency-3-Pass-Boiler | Yes
Lochinvar | KBN701 |  | Gas | Condensing | Hydronic (Water) | 660100 | 0.943 | 15213.15 | [5 empty] | 2023 |  | Supply House | https://www.supplyhouse.com/Lochinvar-KBN701-660100-BTU-Knight-XL-High-Efficiency-Boiler | No
Lochinvar | KBX0400N |  | Gas | Condensing | Hydronic (Water) | 387000 | 0.97 | 11753.29 | [5 empty] | 2023 |  | Supply House | https://www.supplyhouse.com/Lochinvar-KBX0400N-387000-BTU-Output-Knight-XL-High-Efficiency-Boiler-NG | Yes
Weil-McLain | 383-900-002 |  | Gas | Condensing | Hydronic (Water) | 333000 | 0.965 | 9968 | [5 empty] | 2023 |  | Supply House | https://www.supplyhouse.com/Weil-Mclain-383-900-002-EVG-399-333000-BTU-Output-Evergreen-High-Efficiency-Condensing-Gas-Boiler-NG-or-LP | Yes
Peerless | 0007011 |  | Oil |  | Hydronic (Water) | 40000 | 0.916 | 4936.89 | [5 empty] | 2023 |  | Supply House | https://www.supplyhouse.com/Peerless-0007011-PF-50-40000-BTU-Output-PUREFIRE-High-Efficiency-Residential-Boiler-LP-Gas | Yes
Burnham | ASPN-399A-6L00 |  | Gas | Condensing | Hydronic (Water) | 330000 | 0.95 | 10870 | [5 empty] | 2023 |  | Supply House | https://www.supplyhouse.com/Burnham-ASPN-399A-6L00-Aspen-Firetube-330000-BTU-High-Efficiency-Light-Commercial-Condensing-Gas-Fired-Boiler | Yes
Triangle Tube | PA399 |  | Gas | Condensing | Hydronic (Water) | 330000 | 0.951 | 11249.57 | [5 empty] | 2023 |  | Supply House | https://www.supplyhouse.com/Triangle-Tube-PA399-330000-BTU-Output-Prestige-Solo-399-Condensing-Gas-Boiler-w-ACVMax-Control | Yes
Burnham | ALP399CF-4L00 |  | Gas | Condensing | Hydronic (Water) | 328000 | 0.945 | 10482.57 | [5 empty] | 2023 |  | Supply House | https://www.supplyhouse.com/Burnham-ALP399CF-4L00-Alpine-328000-BTU-Output-Condensing-Boiler-No-Circulator-Floor-Mount | Yes
Burnham | IN5S-EI-EZ-NG |  | Gas |  | Steam | 140000 | 0.82 | 3929.74 | [5 empty] | 2023 |  | Supply House | https://www.supplyhouse.com/Burnham-IN5S-EI-EZ-NG-IN5-140000-BTU-Independence-Steam-Boiler-w-EZ-Connect-Package-Electronic-Ignition-Nat-Gas | No
Lochinvar | WHB399N |  | Gas | Condensing | Hydronic (Water) | 328000 | 0.95 | 10935.82 | [5 empty] | 2023 |  | Supply House | https://www.supplyhouse.com/Lochinvar-WHB399N-328000-BTU-Output-Knight-High-Efficiency-Boiler-w-Fire-Tube-Heat-Exchanger-Wall-Mount | Yes
Peerless | 0007012 |  | Oil |  | Hydronic (Water) | 64000 | 0.927 | 5083.87 | [5 empty] | 2023 |  | Supply House | https://www.supplyhouse.com/Peerless-0007012-PF-80-64000-BTU-Output-PUREFIRE-High-Efficiency-Residential-Boiler-LP-Gas | Yes
Peerless | 0007006 |  | Gas | Condensing | Hydronic (Water) | 324000 | 0.934 | 14648.4 | [5 empty] | 2023 |  | Supply House | https://www.supplyhouse.com/Peerless-0007006-PF-399-324000-BTU-Output-PUREFIRE-High-Efficiency-Commercial-Boiler-Nat-Gas | Yes
Weil-McLain | 383-500-738 |  | Gas | Condensing | Hydronic (Water) | 317000 | 0.917 | 8663 | [5 empty] | 2023 |  | Supply House | https://www.supplyhouse.com/Weil-McLain-383-500-738-Ultra-399-317000-BTU-Output-High-Efficiency-Boiler-Series-4-Nat-Gas-or-LP | Yes
Peerless | 0007013 |  | Oil |  | Hydronic (Water) | 89000 | 0.93 | 5749.1 | [5 empty] | 2023 |  | Supply House | https://www.supplyhouse.com/Peerless-0007013-PF-110-89000-BTU-Output-PUREFIRE-High-Efficiency-Residential-Boiler-LP-Gas | Yes
Peerless | 0007014 |  | Oil |  | Hydronic (Water) | 114000 | 0.93 | 6719.12 | [5 empty] | 2023 |  | Supply House | https://www.supplyhouse.com/Peerless-0007014-PF-140-114000-BTU-Output-PUREFIRE-High-Efficiency-Residential-Boiler-LP-Gas | Yes
Burnham | ASPN-320A-6L00 |  | Gas | Condensing | Hydronic (Water) | 264000 | 0.95 | 8532 | [5 empty] | 2023 |  | Supply House | https://www.supplyhouse.com/Burnham-ASPN-320A-6L00-Aspen-Firetube-264000-BTU-High-Efficiency-Light-Commercial-Condensing-Gas-Fired-Boiler | Yes
Peerless | 0007015 |  | Oil |  | Hydronic (Water) | 168000 | 0.933 | 7251.07 | [5 empty] | 2023 |  | Supply House | https://www.supplyhouse.com/Peerless-0007015-PF-210-168000-BTU-Output-PUREFIRE-High-Efficiency-Residential-Boiler-LP-Gas | Yes
Peerless | 6305035 |  | Gas |  | Steam | 147000 | 0.822 | 6635.86 | [5 empty] | 2023 |  | Supply House | https://www.supplyhouse.com/Peerless-6305035-63-05-147000-BTU-Output-Spark-Ignition-Packaged-Residential-Steam-Boiler-Nat-Gas | No
Buderus | GB162-100 |  | Gas | Condensing | Hydronic (Water) | 259000 | 0.908 | 8565 | [5 empty] | 2023 |  | Supply House | https://www.supplyhouse.com/Buderus-GB162-100-GB162-100-259000-BTU-Logamax-Plus-High-Efficiency-Gas-Fired-Hot-Water-Boiler | Yes
Peerless | 0007016 |  | Oil |  | Hydronic (Water) | 324000 | 0.934 | 13874.77 | [5 empty] | 2023 |  | Supply House | https://www.supplyhouse.com/Peerless-0007016-PF-399-324000-BTU-Output-PUREFIRE-High-Efficiency-Commercial-Boiler-LP-Gas | Yes
Weil-McLain | 118-654-501 |  | Gas |  | Steam | 149000 | 0 | 6645.83 | [5 empty] | 2023 |  | Supply House | https://www.supplyhouse.com/Weil-McLain-118-654-501-EG-65-149000-BTU-Output-Cast-Iron-Steam-Boiler-Spark-Ignition-Series-6-NG-PIDN | No
Weil-McLain | 119-654-330 |  | Gas |  | Steam | 149000 | 0.82 | 6842.67 | [5 empty] | 2023 |  | Supply House | https://www.supplyhouse.com/Weil-McLain-119-654-330-PEG-65-149000-BTU-Output-Cast-Iron-Packaged-Steam-Boiler-Spark-Ignition-Series-6-NG-PIDN | No
Weil-McLain | 383-900-001 |  | Gas | Condensing | Hydronic (Water) | 243000 | 0.95 | 8148 | [5 empty] | 2023 |  | Supply House | https://www.supplyhouse.com/Weil-Mclain-383-900-001-EVG-299-243000-BTU-Output-Evergreen-High-Efficiency-Condensing-Gas-Boiler-NG-or-LP | Yes
Weil-McLain | 383-500-733 |  | Oil |  | Hydronic (Water) | 62000 | 0.935 | 3458 | [5 empty] | 2023 |  | Supply House | https://www.supplyhouse.com/Weil-McLain-383-500-733-Ultra-80-62000-BTU-Output-High-Efficiency-Boiler-Series-4-Propane | Yes
Triangle Tube | PA299 |  | Gas | Condensing | Hydronic (Water) | 237000 | 0.95 | 8529.15 | [5 empty] | 2023 |  | Supply House | https://www.supplyhouse.com/Triangle-Tube-PA299-237000-BTU-Output-Prestige-Solo-299-Condensing-Gas-Boiler-w-ACVMax-Control | Yes
Weil-McLain | 383-500-737 |  | Gas | Condensing | Hydronic (Water) | 234000 | 0.925 | 6873 | [5 empty] | 2023 |  | Supply House | https://www.supplyhouse.com/Weil-McLain-383-500-737-Ultra-299-234000-BTU-Output-High-Efficiency-Boiler-Series-4-Nat-Gas-or-LP | Yes
Burnham | ALP285BF-4T07 |  | Gas | Condensing | Hydronic (Water) | 229000 | 0.95 | 8430.99 | [5 empty] | 2023 |  | Supply House | https://www.supplyhouse.com/Burnham-ALP285BF-4T07-ALP285B-229000-BTU-Output-Condensing-Boiler | Yes
Lochinvar | WHB285N |  | Gas | Condensing | Hydronic (Water) | 229000 | 0.95 | 8824.13 | [5 empty] | 2023 |  | Supply House | https://www.supplyhouse.com/Lochinvar-WHB285N-229000-BTU-Output-Knight-High-Efficiency-Boiler-w-Fire-Tube-Heat-Exchanger-Wall-Mount | Yes
Lochinvar | KHB285N |  | Gas | Condensing | Hydronic (Water) | 229000 | 0.95 | 8824.13 | [5 empty] | 2023 |  | Supply House | https://www.supplyhouse.com/Lochinvar-KHB285N-229000-BTU-Output-Knight-High-Efficiency-Boiler-w-Fire-Tube-Heat-Exchanger-Floor-Mount | Yes
Buderus | GB162-80 |  | Gas | Condensing | Hydronic (Water) | 226000 | 0.938 | 7032.21 | [5 empty] | 2023 |  | Supply House | https://www.supplyhouse.com/Buderus-GB162-80-GB162-80-226000-BTU-Logamax-Plus-High-Efficiency-Gas-Fired-Hot-Water-Boiler | Yes
Burnham | ASPN-270A-6L00M |  | Gas | Condensing | Hydronic (Water) | 219000 | 0.95 | 6455 | [5 empty] | 2023 |  | Supply House | https://www.supplyhouse.com/Burnham-ASPN-270A-6L00M-Aspen-Firetube-219000-BTU-High-Efficiency-Wall-Hung-Condensing-Gas-Fired-Boiler | Yes
Rheem | RCBH199DVLN | Combi Boiler | Natural Gas | Condensing | UNKNOWN | 199000 | 0.95 | 2098 | [5 empty] | 2023 |  | Home Depot | https://www.homedepot.com/p/Rheem-Prestige-9-9-GPM-Natural-Gas-High-Efficiency-Combi-Boiler-with-199000-BTU-RCBH199DVLN/308997826 | Yes
Triangle Tube | INS199C |  | Gas | Condensing | Water | 199000 | 0.95 | 3295.59 | [5 empty] | 2023 |  | Supply House | https://www.supplyhouse.com/Triangle-Tube-INS199C-199000-BTU-Combi-Instinct-Direct-Vent-Hot-Water-Gas-Boiler-NG | Yes
AO Smith | ACB-199H-N |  | Gas | Condensing | Hydronic (Water) | 199000 | 0.95 | 3939.99 | [5 empty] | 2023 |  | Supply House | https://www.supplyhouse.com/AO-Smith-ACB-199H-N-199000-BTU-ProLine-XE-High-Efficiency-Ultra-Low-NOx-Combi-Boiler-High-Altitude-NG | Yes
AO Smith | ACB-199S-N |  | Gas | Condensing | Hydronic (Water) | 199000 | 0.95 | 3939.99 | [5 empty] | 2023 |  | Supply House | https://www.supplyhouse.com/AO-Smith-ACB-199S-N-199000-BTU-ProLine-XE-High-Efficiency-Ultra-Low-NOx-Combi-Boiler-NG | Yes
Lochinvar | NKB199N |  | Gas | Condensing | UNKNOWN | 199000 | 0.95 | 3980.59 | [5 empty] | 2023 |  | Supply House | https://www.supplyhouse.com/Lochinvar-NKB199N-199000-BTU-Noble-Fire-Tube-High-Efficiency-Boiler-NG | Yes
Lochinvar | NKC199N |  | Gas | Condensing | UNKNOWN | 199000 | 0.95 | 4378.01 | [5 empty] | 2023 |  | Supply House | https://www.supplyhouse.com/Lochinvar-NKC199N-199000-BTU-Noble-Fire-Tube-Combi-Boiler-NG | Yes
Viessmann | B1KE199 |  | Gas | Condensing | Hydronic (Water) | 199000 | 0.95 | 5844.52 | [5 empty] | 2023 |  | Supply House | https://www.supplyhouse.com/Viessmann-B1KE199-B1KE-199-199000-BTU-Vitodens-100-W-Gas-Fired-Wall-Mounted-Condensing-Combi-Boiler | Yes
Viessmann | B2HB070 |  | Gas | Condensing | Hydronic (Water) | 199000 | 0.95 | 8221.74 | [5 empty] | 2023 |  | Supply House | https://www.supplyhouse.com/Viessmann-B2HB070-B2HB-199000-BTU-Vitodens-200-W-Gas-Fired-Wall-Mounted-Condensing-Boiler-Heat-Only | Yes
Laars | NTH210NXN3 |  | Gas | Condensing | UNKNOWN | 194000 | 0.95 | 7817.31 | [5 empty] | 2023 |  | Supply House | https://www.supplyhouse.com/Laars-NTH210NXN3-NTH-210-194000-BTU-Neotherm-Residential-High-Efficiency-Floor-Mount-Heat-Only-Condensing-Boiler-NG | Yes
Triangle Tube | PA250 |  | Gas | Condensing | Hydronic (Water) | 190000 | 0.95 | 7193.24 | [5 empty] | 2023 |  | Supply House | https://www.supplyhouse.com/Triangle-Tube-PA250-190000-BTU-Output-Prestige-Solo-250-Condensing-Gas-Boiler-w-ACVMax-Control | Yes
Lochinvar | KHB199N |  | Gas | Condensing | Hydronic (Water) | 185000 | 0.95 | 6272.54 | [5 empty] | 2023 |  | Supply House | https://www.supplyhouse.com/Lochinvar-KHB199N-199000-BTU-Output-Knight-High-Efficiency-Boiler-w-Fire-Tube-Heat-Exchanger-Floor-Mount | Yes
Triangle Tube | INS199S |  | Gas | Condensing | Water | 184000 | 0.95 | 3118.5 | [5 empty] | 2023 |  | Supply House | https://www.supplyhouse.com/Triangle-Tube-INS199S-184000-BTU-Instinct-Direct-Vent-Hot-Water-Gas-Boiler-NG | Yes
Laars | LFTHF199NA1XN |  | Gas | Condensing | UNKNOWN | 182000 | 0.95 | 3156.85 | [5 empty] | 2023 |  | Supply House | https://www.supplyhouse.com/Laars-LFTHF199NA1XN-182000-BTU-Output-FT-Series-High-Efficiency-Floor-Standing-Heat-Only-Fire-Tube-Boiler-NG-or-LP | Yes
Laars | LFTCF199NA1HN |  | Gas | Condensing | UNKNOWN | 182000 | 0.95 | 3870.3 | [5 empty] | 2023 |  | Supply House | https://www.supplyhouse.com/Laars-LFTCF199NA1HN-182000-BTU-Output-FT-Series-High-Efficiency-Floor-Standing-Combi-Boiler-Fire-Tube-Boiler-w-By-Pass-Switch-NG-or-LP | Yes
Rheem | RCBH180DVLN | Combi Boiler | Natural Gas | Condensing | UNKNOWN | 180000 | 0.95 | 1800.92 | [5 empty] | 2023 |  | Home Depot | https://www.homedepot.com/p/Rheem-Prestige-9-0-GPM-Natural-Gas-High-Efficiency-Combi-Boiler-with-180000-BTU-RCBH180DVLN/308997983 | Yes
Noritz | NRCB180DV-NG |  | Gas | Condensing | UNKNOWN | 180000 | 0.95 | 2587.88 | [5 empty] | 2023 |  | Supply House | https://www.supplyhouse.com/Noritz-NRCB180DV-NG-NRCB180DV-180000-BTU-Combi-Boiler-NG | Yes
Weil-McLain | 383-900-000 |  | Gas | Condensing | Hydronic (Water) | 179000 | 0.95 | 5925.23 | [5 empty] | 2023 |  | Supply House | https://www.supplyhouse.com/Weil-Mclain-383-900-000-EVG-220-179000-BTU-Output-Evergreen-High-Efficiency-Condensing-Gas-Boiler-NG-or-LP | Yes
Peerless | 0007005 |  | Gas | Condensing | Hydronic (Water) | 168000 | 0.933 | 5927.21 | [5 empty] | 2023 |  | Supply House | https://www.supplyhouse.com/Peerless-0007005-PF-210-168000-BTU-Output-PUREFIRE-High-Efficiency-Residential-Boiler-Nat-Gas | Yes
Burnham | ALP210BW-4T02 |  | Gas | Condensing | Hydronic (Water) | 168000 | 0.95 | 5713 | [5 empty] | 2023 |  | Supply House | https://www.supplyhouse.com/Burnham-ALP210BW-4T02-ALP210B-168000-BTU-Output-Condensing-Boiler-Wall-or-Floor-Mount | Yes
Burnham | ALP210BW-4T27 |  | Gas | Condensing | Hydronic (Water) | 168000 | 0.95 | 5756.39 | [5 empty] | 2023 |  | Supply House | https://www.supplyhouse.com/Burnham-ALP210BW-4T27-ALP210B-168000-BTU-Output-Condensing-Boiler-Hi-Altitude-2000-7000-Wall-Mount | Yes
Burnham | ASPN-205A-6L00M |  | Gas | Condensing | Hydronic (Water) | 164000 | 0.95 | 5425 | [5 empty] | 2023 |  | Supply House | https://www.supplyhouse.com/Burnham-ASPN-205A-6L00M-Aspen-Firetube-164000-BTU-High-Efficiency-Wall-Hung-Condensing-Gas-Fired-Boiler | Yes
Lochinvar | WHB199N |  | Gas | Condensing | Hydronic (Water) | 161000 | 0.95 | 6393.39 | [5 empty] | 2023 |  | Supply House | https://www.supplyhouse.com/Lochinvar-WHB199N-161000-BTU-Output-Knight-High-Efficiency-Boiler-w-Fire-Tube-Heat-Exchanger-Wall-Mount-NG | Yes
Triangle Tube | INS155S |  | Gas | Condensing | Water | 155000 | 0.95 | 2659 | [5 empty] | 2023 |  | Supply House | https://www.supplyhouse.com/Triangle-Tube-INS155S-155000-BTU-Instinct-Direct-Vent-Hot-Water-Gas-Boiler-NG | Yes
Rinnai | i150SN | Space Heating | Natural Gas | Condensing | UNKNOWN | 150000 | 0.95 | 2775.94 | [5 empty] | 2023 |  | Home Depot | https://www.homedepot.com/p/Rinnai-I-Series-Natural-Gas-or-Liquid-Propane-Boiler-with-150-000-BTU-Input-i150SN/311397845 | Yes
AO Smith | ACB-150S-N |  | Gas | Condensing | Hydronic (Water) | 150000 | 0.95 | 3389.99 | [5 empty] | 2023 |  | Supply House | https://www.supplyhouse.com/AO-Smith-ACB-150S-N-150000-BTU-ProLine-XE-High-Efficiency-Ultra-Low-NOx-Combi-Boiler-NG | Yes
AO Smith | ACB-150H-N |  | Gas | Condensing | Hydronic (Water) | 150000 | 0.95 | 3389.99 | [5 empty] | 2023 |  | Supply House | https://www.supplyhouse.com/AO-Smith-ACB-150H-N-150000-BTU-ProLine-XE-High-Efficiency-Ultra-Low-NOx-Combi-Boiler-High-Altitude-NG | Yes
Lochinvar | NKB150N |  | Gas | Condensing | UNKNOWN | 150000 | 0.95 | 3492.31 | [5 empty] | 2023 |  | Supply House | https://www.supplyhouse.com/Lochinvar-NKB150N-150000-BTU-Noble-Fire-Tube-High-Efficiency-Boiler-NG | Yes
Weil-McLain | 383-900-174 |  | Gas | Condensing | Hydronic (Water) | 150000 | 0.95 | 4968.72 | [5 empty] | 2023 |  | Supply House | https://www.supplyhouse.com/Weil-McLain-383-900-174-ECO-Tec-Series-2-150-C-150000-BTU-Output-Natural-Gas-Boiler | Yes
Rinnai | I150SN |  | Gas | Condensing | UNKNOWN | 150000 | 0.959 | 2775.94 | [5 empty] | 2023 |  | Supply House | https://www.supplyhouse.com/Rinnai-I150SN-i150SN-150000-BTU-Condensing-Wall-Mounted-Heat-Only-Boiler-NG | Yes
Burnham | ALTA-180-1G00 |  | Gas | Condensing | Hydronic (Water) | 147000 | 0.95 | 2438.51 | [5 empty] | 2023 |  | Supply House | https://www.supplyhouse.com/Burnham-ALTA-180-1G00-ALTA-180-147000-BTU-Output-High-Efficiency-Boiler | Yes
Weil-McLain | 382-200-613 |  | Gas | Condensing | Hydronic (Water) | 140000 | 0.91 | 5102 | [5 empty] | 2023 |  | Supply House | https://www.supplyhouse.com/Weil-Mclain-382-200-613-GV90-140000-BTU-High-Efficiency-Gas-Boiler-Nat-Gas | Yes
Bosch | KBR42-3 |  | Gas | Condensing | UNKNOWN | 137500 | 0.95 | 4952.07 | [5 empty] | 2023 |  | Supply House | https://www.supplyhouse.com/Bosch-KBR42-3-KBR42-3-Greenstar-151-151000-BTU-Gas-Fired-Floor-Standing-Condensing-Boiler | Yes
Triangle Tube | PA175 |  | Gas | Condensing | Hydronic (Water) | 134000 | 0.95 | 5761.36 | [5 empty] | 2023 |  | Supply House | https://www.supplyhouse.com/Triangle-Tube-PA175-134000-BTU-Output-Prestige-Solo-175-Condensing-Gas-Boiler-w-ACVMax-Control | Yes
Utica-Dunkirk | MAC120503640110 |  | Gas | Condensing | UNKNOWN | 133000 | 0.95 | 3650.4 | [5 empty] | 2023 |  | Supply House | https://www.supplyhouse.com/Utica-Dunkirk-MAC120503640110-MAC-205-133000-BTU-Output-High-Efficiency-Wall-Mount-Combination-Boiler-w-Pump-NG-LP | Yes
Laars | MFTHW140NA2XN |  | Gas | Condensing | UNKNOWN | 129000 | 0.95 | 2140.01 | [5 empty] | 2023 |  | Supply House | https://www.supplyhouse.com/Laars-MFTHW140NA2XN-MFTHW140-129000-BTU-Output-FT-Series-High-Efficiency-Wall-Mount-Heat-Only-Boiler-NG-LP | Yes
Burnham | IN6S-EI-EZ-NG |  | Gas |  | Steam | 175000 | 0.821 | 4430.69 | [5 empty] | 2023 |  | Supply House | https://www.supplyhouse.com/Burnham-IN6S-EI-EZ-NG-IN6-175000-BTU-Independence-Steam-Boiler-w-EZ-Connect-Package-Electronic-Ignition-Nat-Gas | No
Weil-McLain | 118-754-500 |  | Gas |  | Steam | 176000 | 0.82 | 6818.29 | [5 empty] | 2023 |  | Supply House | https://www.supplyhouse.com/Weil-McLain-118-754-500-EG-75-176000-BTU-Output-Cast-Iron-Steam-Boiler-Spark-Ignition-Series-6-NG-PIDN | No
Burnham | ASPNC-155A-6LT00M |  | Gas | Condensing | Hydronic (Water) | 126000 | 0.95 | 4234.03 | [5 empty] | 2023 |  | Supply House | https://www.supplyhouse.com/Burnham-ASPNC-155A-6LT00M-Aspen-Firetube-126000-BTU-Combi-High-Efficiency-Wall-Hung-Condensing-Gas-Fired-Boiler | Yes
Burnham | ASPN-155A-6L00M |  | Gas | Condensing | Hydronic (Water) | 126000 | 0.95 | 4453 | [5 empty] | 2023 |  | Supply House | https://www.supplyhouse.com/Burnham-ASPN-155A-6L00M-Aspen-Firetube-126000-BTU-High-Efficiency-Wall-Hung-Condensing-Gas-Fired-Boiler | Yes
Weil-McLain | 383-100-055 |  | Gas | Condensing | Hydronic (Water) | 125000 | 0.95 | 2371.03 | [5 empty] | 2023 |  | Supply House | https://www.supplyhouse.com/Weil-Mclain-383-100-055-AB-155H-AquaBalance-Heat-Only-Wall-Mount-Gas-Boiler-125000-BTU-NG | Yes
Lochinvar | WHB155N |  | Gas | Condensing | Hydronic (Water) | 125000 | 0.95 | 5246.13 | [5 empty] | 2023 |  | Supply House | https://www.supplyhouse.com/Lochinvar-WHB155N-125000-BTU-Output-Knight-High-Efficiency-Boiler-w-Fire-Tube-Heat-Exchanger-Wall-Mount | Yes
Peerless | 6306035 |  | Gas |  | Steam | 179000 | 0.82 | 7492.82 | [5 empty] | 2023 |  | Supply House | https://www.supplyhouse.com/Peerless-6306035-63-06-179000-BTU-Output-Spark-Ignition-Packaged-Residential-Steam-Boiler-Nat-Gas | No
Viessmann | B1KA111 |  | Gas | Condensing | Hydronic (Water) | 125000 | 0.95 | 7647.66 | [5 empty] | 2023 |  | Supply House | https://www.supplyhouse.com/Viessmann-B1KA111-B1KA-125000-BTU-Vitodens-100-W-Gas-Fired-Wall-Mounted-Condensing-Combi-Boiler | Yes
Weil-McLain | 383-900-006 |  | Gas | Condensing | UNKNOWN | 124000 | 0.951 | 4187.83 | [5 empty] | 2023 |  | Supply House | https://www.supplyhouse.com/Weil-Mclain-383-900-006-EVG-155-124000-BTU-Output-Evergreen-High-Efficiency-Condensing-Gas-Boiler-NG-or-LP | Yes
Burnham | ALTA-150-1G02 |  | Gas | Condensing | Hydronic (Water) | 123000 | 0.95 | 2655.57 | [5 empty] | 2023 |  | Supply House | https://www.supplyhouse.com/Burnham-ALTA-150-1G02-ALTA-150-123000-BTU-Output-High-Efficiency-Boiler | Yes
Burnham | ALTAC-200-1G02 |  | Gas | Condensing | Hydronic (Water) | 123000 | 0.95 | 2663.96 | [5 empty] | 2023 |  | Supply House | https://www.supplyhouse.com/Burnham-ALTAC-200-1G02-ALTAC-200-123000-BTU-Output-High-Efficiency-Gas-Combi-Boiler | Yes
Weil-McLain | 383-900-178 |  | Gas | Condensing | Hydronic (Water) | 121000 | 0.95 | 3661.34 | [5 empty] | 2023 |  | Supply House | https://www.supplyhouse.com/Weil-McLain-383-900-178-ECO-Tec-Series-2-150-H-121000-BTU-Output-Natural-Gas-Boiler | Yes
Lochinvar | KHB155N |  | Gas | Condensing | Hydronic (Water) | 121000 | 0.955 | 5348.69 | [5 empty] | 2023 |  | Supply House | https://www.supplyhouse.com/Lochinvar-KHB155N-121000-BTU-Output-Knight-High-Efficiency-Boiler-w-Fire-Tube-Heat-Exchanger-Floor-Mount | Yes
Rinnai |  | Space Heating | Natural Gas | Condensing | UNKNOWN | 120000 | 0.95 | 2531 | [5 empty] | 2023 |  | Home Depot | https://www.homedepot.com/p/Rinnai-I-Series-Natural-Gas-or-Liquid-Propane-Boiler-with-120-000-BTU-Input-i120SN/311397847 | Yes
Rinnai | i120CN | Combi Boiler | Natural Gas | Condensing | UNKNOWN | 120000 | 0.95 | 3109.31 | [5 empty] | 2023 |  | Home Depot | https://www.homedepot.com/p/Rinnai-I-Series-Natural-Gas-Combi-Boiler-with-120-000-BTU-Input-i120CN/311397846 | Yes
Triangle Tube | PA155 |  | Gas | Condensing | Hydronic (Water) | 120000 | 0.95 | 5102 | [5 empty] | 2023 |  | Supply House | https://www.supplyhouse.com/Triangle-Tube-PA155-120000-BTU-Output-Prestige-Solo-155-Condensing-Gas-Boiler-w-ACVMax-Control | Yes
Rinnai | I120SN |  | Gas | Condensing | UNKNOWN | 120000 | 0.956 | 2531.81 | [5 empty] | 2023 |  | Supply House | https://www.supplyhouse.com/Rinnai-I120SN-i120SN-120000-BTU-Condensing-Wall-Mounted-Combi-Boiler-NG | Yes
Burnham | ALP150BW-4T02 |  | Gas | Condensing | Hydronic (Water) | 119000 | 0.95 | 5089 | [5 empty] | 2023 |  | Supply House | https://www.supplyhouse.com/Burnham-ALP150BW-4T02-ALP150B-119000-BTU-Output-Condensing-Boiler-Wall-or-Floor-Mount | Yes
Bosch | ZWB-42-3 |  | Gas | Condensing | Hydronic (Water) | 117000 | 0.95 | 4529.64 | [5 empty] | 2023 |  | Supply House | https://www.supplyhouse.com/Buderus-ZWB-42-3-Greenstar-151-117000-BTU-Combi-Gas-Fired-Wall-Hung-Condensing-Boiler | Yes
Buderus | ZBR42-3 |  | Gas | Condensing | Hydronic (Water) | 117000 | 0.95 | 4572.39 | [5 empty] | 2023 |  | Supply House | https://www.supplyhouse.com/Buderus-ZBR42-3-Greenstar-ZBR42-3-117000-BTU-Output-Gas-Fired-Wall-Mounted-Boiler-Heat-Only-NG-LP | Yes
Peerless | 0007004 |  | Gas | Condensing | Hydronic (Water) | 114000 | 0.93 | 7116.56 | [5 empty] | 2023 |  | Supply House | https://www.supplyhouse.com/Peerless-0007004-PF-140-114000-BTU-Output-PUREFIRE-High-Efficiency-Residential-Boiler-Nat-Gas | Yes
Viessmann | B1KE-120 |  | Gas | Condensing | Hydronic (Water) | 113000 | 0.95 | 6864.99 | [5 empty] | 2023 |  | Supply House | https://www.supplyhouse.com/Viessmann-B1KE-120-Vitodens-100-W-113000-BTU-Output-Gas-Fired-Wall-Mounted-Condensing-Combi-Boiler | Yes
Lochinvar | NKB110N |  | Gas | Condensing | UNKNOWN | 110000 | 0.95 | 2960.77 | [5 empty] | 2023 |  | Supply House | https://www.supplyhouse.com/Lochinvar-NKB110N-110000-BTU-Noble-Fire-Tube-High-Efficiency-Boiler-NG | Yes
AO Smith | ACB-110H-N |  | Gas | Condensing | Hydronic (Water) | 110000 | 0.95 | 3139.99 | [5 empty] | 2023 |  | Supply House | https://www.supplyhouse.com/AO-Smith-ACB-110H-N-110000-BTU-ProLine-XE-High-Efficiency-Ultra-Low-NOx-Combi-Boiler-High-Altitude-NG | Yes
AO Smith | ACB-110S-N |  | Gas | Condensing | Hydronic (Water) | 110000 | 0.95 | 3139.99 | [5 empty] | 2023 |  | Supply House | https://www.supplyhouse.com/AO-Smith-ACB-110S-N-110000-BTU-ProLine-XE-High-Efficiency-Ultra-Low-NOx-Combi-Boiler-NG | Yes
Lochinvar | NKC110N |  | Gas | Condensing | UNKNOWN | 110000 | 0.95 | 3474.2 | [5 empty] | 2023 |  | Supply House | https://www.supplyhouse.com/Lochinvar-NKC110N-110000-BTU-Noble-Fire-Tube-Combi-Boiler-NG | Yes
Weil-McLain | 383-900-173 |  | Gas | Condensing | Hydronic (Water) | 110000 | 0.95 | 4666.03 | [5 empty] | 2023 |  | Supply House | https://www.supplyhouse.com/Weil-McLain-383-900-173-ECO-Tec-Series-2-110-C-110000-BTU-Output-Natural-Gas-Boiler | Yes
Bosch | KBR35-3 |  | Gas | Condensing | Hydronic (Water) | 103000 | 0.95 | 4775.53 | [5 empty] | 2023 |  | Supply House | https://www.supplyhouse.com/Bosch-KBR35-3-Greenstar-131-103000-BTU-Gas-Fired-Floor-Standing-Condensing-Boiler | Yes
Bosch | KWB35-3 |  | Gas | Condensing | Hydronic (Water) | 103000 | 0.95 | 4965.62 | [5 empty] | 2023 |  | Supply House | https://www.supplyhouse.com/Bosch-KWB35-3-Greenstar-Combi-131-103000-BTU-Gas-Fired-Floor-Standing-Condensing-Boiler | Yes
Bosch | ZBR-35-3 |  | Gas | Condensing | Hydronic (Water) | 103000 | 0.96 | 4839.18 | [5 empty] | 2023 |  | Supply House | https://www.supplyhouse.com/Bosch-ZBR-35-3-Greenstar-131-103000-BTU-Gas-Fired-Wall-Hung-Condensing-Boiler | Yes
Utica-Dunkirk | MAC115003640110 |  | Gas | Condensing | UNKNOWN | 98000 | 0.95 | 3167.2 | [5 empty] | 2023 |  | Supply House | https://www.supplyhouse.com/Utica-Dunkirk-MAC115003640110-MAC-150-98000-BTU-Output-High-Efficiency-Wall-Mount-Combination-Boiler-w-Pump | Yes
Burnham | ALTA-120-1G02 |  | Gas | Condensing | Hydronic (Water) | 97000 | 0.94 | 2499.99 | [5 empty] | 2023 |  | Supply House | https://www.supplyhouse.com/Burnham-ALTA-120-1G02-ALTA-120-97000-BTU-Output-High-Efficiency-Boiler | Yes
Burnham | ALTAC-136-1G02 |  | Gas | Condensing | Hydronic (Water) | 97000 | 0.95 | 2635.62 | [5 empty] | 2023 |  | Supply House | https://www.supplyhouse.com/Burnham-ALTAC-136-1G02-ALTAC-136-97000-BTU-Output-High-Efficiency-Gas-Combi-Boiler | Yes
Burnham | ALTAC-136-1G00 |  | Gas | Condensing | UNKNOWN | 97000 | 0.95 | 2740.29 | [5 empty] | 2023 |  | Supply House | https://www.supplyhouse.com/Burnham-ALTAC-136-1G00-ALTAC-136-97000-BTU-Output-High-Efficiency-Gas-Combi-Boiler | Yes
Weil-McLain | 383-100-045 |  | Gas | Condensing | Hydronic (Water) | 97000 | 0.95 | 2949.21 | [5 empty] | 2023 |  | Supply House | https://www.supplyhouse.com/Weil-Mclain-383-100-045-AB-120H-AquaBalance-Heat-Only-Wall-Mount-Gas-Boiler-97000-BTU-NG | Yes
|  |  | Natural Gas |  | UNKNOWN | 199000 | 0.95 |  |  |  | 10007.71 |  |  |  |  | LBNL |  | No
Laars | NTH105NXN |  | Gas | Condensing | UNKNOWN | 96000 | 0.95 | 6142.64 | [5 empty] | 2023 |  | Supply House | https://www.supplyhouse.com/Laars-NTH105NXN-NTH-105-96000-BTU-Neotherm-Residential-High-Efficiency-Wall-Mount-Heat-Only-Condensing-Boiler-NG | Yes
Rinnai | i090SN | Space Heating | Natural Gas | Condensing | UNKNOWN | 90000 | 0.95 | 2358.56 | [5 empty] | 2023 |  | Home Depot | https://www.homedepot.com/p/Rinnai-I-Series-Natural-Gas-or-Liquid-Propane-Boiler-with-90-000-BTU-Input-i090SN/311397849 | Yes
Rinnai | i090CN | Combi Boiler | Natural Gas | Condensing | UNKNOWN | 90000 | 0.95 | 2954.81 | [5 empty] | 2023 |  | Home Depot | https://www.homedepot.com/p/Rinnai-I-Series-Natural-Gas-Combi-Boiler-with-90-000-BTU-Input-i090CN/311397848 | Yes
Burnham | IN7S-EI-EZ-NG |  | Gas |  | Steam | 210000 | 0.821 | 5169.14 | [5 empty] | 2023 |  | Supply House | https://www.supplyhouse.com/Burnham-IN7S-EI-EZ-NG-IN7-210000-BTU-Independence-Steam-Boiler-w-EZ-Connect-Package-Electronic-Ignition-Nat-Gas | No
Rinnai | I090SN |  | Gas | Condensing | UNKNOWN | 90000 | 0.959 | 2358.56 | [5 empty] | 2023 |  | Supply House | https://www.supplyhouse.com/Rinnai-I090SN-i090SN-90000-BTU-Condensing-Wall-Mounted-Combi-Boiler-NG | Yes
Rinnai | I090CN |  | Gas | Condensing | UNKNOWN | 90000 | 0.959 | 2954.81 | [5 empty] | 2023 |  | Supply House | https://www.supplyhouse.com/Rinnai-I090CN-i090CN-90000-BTU-Condensing-Wall-Mounted-Combi-Boiler-NG | Yes
Burnham | ASPN-110A-6L00M |  | Gas | Condensing | Hydronic (Water) | 90000 | 0.96 | 3803 | [5 empty] | 2023 |  | Supply House | https://www.supplyhouse.com/Burnham-ASPN-110A-6L00M-Aspen-Firetube-90000-BTU-High-Efficiency-Wall-Hung-Condensing-Gas-Fired-Boiler | Yes
Peerless | 0007003 |  | Gas | Condensing | Hydronic (Water) | 89000 | 0.93 | 6095.82 | [5 empty] | 2023 |  | Supply House | https://www.supplyhouse.com/Peerless-0007003-PF-110-89000-BTU-Output-PUREFIRE-High-Efficiency-Residential-Boiler-Nat-Gas | Yes
Lochinvar | WHB110N |  | Gas | Condensing | Hydronic (Water) | 89000 | 0.95 | 4196.92 | [5 empty] | 2023 |  | Supply House | https://www.supplyhouse.com/Lochinvar-WHB110N-89000-BTU-Output-Knight-High-Efficiency-Boiler-w-Fire-Tube-Heat-Exchanger-Wall-Mount | Yes
Lochinvar | KHB110N |  | Gas | Condensing | Hydronic (Water) | 89000 | 0.95 | 4425.89 | [5 empty] | 2023 |  | Supply House | https://www.supplyhouse.com/Lochinvar-KHB110N-89000-BTU-Output-Knight-High-Efficiency-Boiler-Floor-Mount | Yes
Weil-McLain | 383-900-005 |  | Gas | Condensing | Hydronic (Water) | 88000 | 0.95 | 3614 | [5 empty] | 2023 |  | Supply House | https://www.supplyhouse.com/Weil-Mclain-383-900-005-EVG-110-88000-BTU-Output-Evergreen-High-Efficiency-Condensing-Gas-Boiler-NG-or-LP | Yes
Weil-McLain | 383-700-007 |  | Gas | Condensing | Hydronic (Water) | 88000 | 0.95 | 4261.26 | [5 empty] | 2023 |  | Supply House | https://www.supplyhouse.com/Weil-Mclain-383-700-007-WM97-110-CT-Series-2-88000-BTU-Output-Wall-Mounted-Boiler-NG-or-LP | Yes
Weil-McLain | 383-900-177 |  | Gas | Condensing | Hydronic (Water) | 87000 | 0.95 | 3429.79 | [5 empty] | 2023 |  | Supply House | https://www.supplyhouse.com/Weil-McLain-383-900-177-ECO-Tec-Series-2-110-H-87000-BTU-Output-Natural-Gas-Boiler | Yes
Triangle Tube | PA110 |  | Gas | Condensing | Hydronic (Water) | 86000 | 0.95 | 3550.65 | [5 empty] | 2023 |  | Supply House | https://www.supplyhouse.com/Triangle-Tube-PA110-86000-BTU-Output-Prestige-Solo-110-Condensing-Gas-Boiler-w-ACVMax-Control | Yes
Triangle Tube | PEA110 |  | Gas | Condensing | Hydronic (Water) | 86000 | 0.95 | 5013 | [5 empty] | 2023 |  | Supply House | https://www.supplyhouse.com/Triangle-Tube-PEA110-86000-BTU-Output-Prestige-Excellence-110-Condensing-Boiler-w-Built-In-Indirect-Water-Heater-TriMax-Control-NG-LP | Yes
Burnham | ALP105BW-4T02 |  | Gas | Condensing | Hydronic (Water) | 83000 | 0.95 | 4401 | [5 empty] | 2023 |  | Supply House | https://www.supplyhouse.com/Burnham-ALP105BW-4T02-ALP105B-83000-BTU-Output-Condensing-Boiler-Wall-or-Floor-Mount | Yes
Bosch | ZWB-28-3A |  | Gas | Condensing | Hydronic (Water) | 79000 | 0.95 | 2647.33 | [5 empty] | 2023 |  | Supply House | https://www.supplyhouse.com/Bosch-ZWB-28-3A-Greenstar-100P-79000-BTU-Combi-Gas-Fired-Wall-Hung-Condensing-Boiler | Yes
Bosch | ZWB-28-3 |  | Gas | Condensing | Hydronic (Water) | 79000 | 0.95 | 4444.35 | [5 empty] | 2023 |  | Supply House | https://www.supplyhouse.com/ZWB-28-3-Greenstar-100-79000-BTU-Combi-Gas-Fired-Wall-Hung-Condensing-Boiler | Yes
Bosch | KBR21-3 |  | Gas | Condensing | UNKNOWN | 74700 | 0.95 | 4012.97 | [5 empty] | 2023 |  | Supply House | https://www.supplyhouse.com/Bosch-KBR21-3-KBR21-3-Greenstar-79-79000-BTU-Gas-Fired-Floor-Standing-Condensing-Boiler | Yes
Utica-Dunkirk | MAC111503640110 |  | Gas | Condensing | UNKNOWN | 74000 | 0.95 | 2616.8 | [5 empty] | 2023 |  | Supply House | https://www.supplyhouse.com/Utica-Dunkirk-MAC111503640110-MAC-115-74000-BTU-Output-High-Efficiency-Wall-Mount-Combination-Boiler-w-Pump | Yes
Burnham | ASPN-085A-6L00M |  | Gas | Condensing | Hydronic (Water) | 69000 | 0.95 | 3618 | [5 empty] | 2023 |  | Supply House | https://www.supplyhouse.com/Burnham-ASPN-085A-6L00M-Aspen-Firetube-69000-BTU-High-Efficiency-Wall-Hung-Condensing-Gas-Fired-Boiler | Yes
Lochinvar | WHB085N |  | Gas | Condensing | Hydronic (Water) | 69000 | 0.95 | 4044.4 | [5 empty] | 2023 |  | Supply House | https://www.supplyhouse.com/Lochinvar-WHB085N-69000-BTU-Output-Knight-High-Efficiency-Boiler-w-Fire-Tube-Heat-Exchanger-Wall-Mount | Yes
Lochinvar | KHB085N |  | Gas | Condensing | Hydronic (Water) | 69000 | 0.95 | 4426.09 | [5 empty] | 2023 |  | Supply House | https://www.supplyhouse.com/Lochinvar-KHB085N-69000-BTU-Output-Knight-High-Efficiency-Boiler-w-Fire-Tube-Heat-Exchanger-Floor-Mount | Yes
Weil-McLain | 383-100-035 |  | Gas | Condensing | Hydronic (Water) | 65000 | 0.95 | 2195.73 | [5 empty] | 2023 |  | Supply House | https://www.supplyhouse.com/Weil-Mclain-383-100-035-AB-80H-AquaBalance-Heat-Only-Wall-Mount-Gas-Boiler-65000-BTU-NG | Yes
Lochinvar | NKB110L |  | Oil |  | UNKNOWN | 110000 | 0.95 | 3319.1 | [5 empty] | 2023 |  | Supply House | https://www.supplyhouse.com/Lochinvar-NKB110L-110000-BTU-Noble-Fire-Tube-High-Efficiency-Boiler-LP | Yes
AO Smith | ACB-110H-P |  | Oil |  | Hydronic (Water) | 110000 | 0.95 | 3139.99 | [5 empty] | 2023 |  | Supply House | https://www.supplyhouse.com/AO-Smith-ACB-110H-P-110000-BTU-ProLine-XE-High-Efficiency-Ultra-Low-NOx-Combi-Boiler-High-Altitude-LP | Yes
AO Smith | ACB-110S-P |  | Oil |  | Hydronic (Water) | 110000 | 0.95 | 3139.99 | [5 empty] | 2023 |  | Supply House | https://www.supplyhouse.com/AO-Smith-ACB-110S-P-ACB-110S-P-110000-BTU-ProLine-XE-High-Efficiency-Ultra-Low-NOx-Combi-Boiler-LP | Yes
Lochinvar | NKC110L |  | Oil |  | UNKNOWN | 110000 | 0.95 | 3118.6 | [5 empty] | 2023 |  | Supply House | https://www.supplyhouse.com/Lochinvar-NKC110L-110000-BTU-Noble-Fire-Tube-Combi-Boiler-LP | Yes
AO Smith | ACB-150S-P |  | Oil |  | Hydronic (Water) | 150000 | 0.95 | 3389.99 | [5 empty] | 2023 |  | Supply House | https://www.supplyhouse.com/AO-Smith-ACB-150S-P-150000-BTU-ProLine-XE-High-Efficiency-Ultra-Low-NOx-Combi-Boiler-LP | Yes
AO Smith | ACB-150H-P |  | Oil |  | Hydronic (Water) | 150000 | 0.95 | 3389.99 | [5 empty] | 2023 |  | Supply House | https://www.supplyhouse.com/AO-Smith-ACB-150H-P-150000-BTU-ProLine-XE-High-Efficiency-Ultra-Low-NOx-Combi-Boiler-High-Altitude-LP | Yes
Noritz | NRCB180DV-LP |  | Oil |  | UNKNOWN | 180000 | 0.95 | 2587.88 | [5 empty] | 2023 |  | Supply House | https://www.supplyhouse.com/Noritz-NRCB180DV-LP-NRCB180DV-180000-BTU-Combi-Boiler-LP | Yes
Lochinvar | NKC199L |  | Oil |  | UNKNOWN | 185000 | 0.95 | 3814.99 | [5 empty] | 2023 |  | Supply House | https://www.supplyhouse.com/Lochinvar-NKC199L-199000-BTU-Noble-Fire-Tube-Combi-Boiler-LP | Yes
AO Smith | ACB-199S-P |  | Oil |  | Hydronic (Water) | 199000 | 0.95 | 3939.99 | [5 empty] | 2023 |  | Supply House | https://www.supplyhouse.com/AO-Smith-ACB-199S-P-199000-BTU-ProLine-XE-High-Efficiency-Ultra-Low-NOx-Combi-Boiler-LP | Yes
AO Smith | ACB-199H-P |  | Oil |  | Hydronic (Water) | 199000 | 0.95 | 3939.99 | [5 empty] | 2023 |  | Supply House | https://www.supplyhouse.com/AO-Smith-ACB-199H-P-199000-BTU-ProLine-XE-High-Efficiency-Ultra-Low-NOx-Combi-Boiler-High-Altitude-LP | Yes
Weil-McLain | 383-100-030 |  | Gas | Condensing | Hydronic (Water) | 65000 | 0.95 | 3021.78 | [5 empty] | 2023 |  | Supply House | https://www.supplyhouse.com/Weil-Mclain-383-100-030-AB-80C-AquaBalance-Combination-Wall-Mount-Gas-Boiler-65000-BTU-NG | Yes
Peerless | 0007002 |  | Gas | Condensing | Hydronic (Water) | 64000 | 0.927 | 4180.73 | [5 empty] | 2023 |  | Supply House | https://www.supplyhouse.com/Peerless-0007002-PF-80-64000-BTU-Output-PUREFIRE-High-Efficiency-Residential-Boiler-Nat-Gas | Yes
Triangle Tube | PA80 |  | Gas | Condensing | Hydronic (Water) | 63000 | 0.95 | 3813 | [5 empty] | 2023 |  | Supply House | https://www.supplyhouse.com/Triangle-Tube-PA80-63000-BTU-Output-Prestige-Solo-80-Condensing-Gas-Boiler-w-ACVMax-Control | Yes
Burnham | ALP080BW-4T02 |  | Gas | Condensing | Hydronic (Water) | 63000 | 0.95 | 3986 | [5 empty] | 2023 |  | Supply House | https://www.supplyhouse.com/Burnham-ALP080BW-4T02-ALP080B-63000-BTU-Output-Condensing-Boiler-Wall-or-Floor-Mount | Yes
Weil-McLain | 383-500-732 |  | Gas | Condensing | Hydronic (Water) | 62000 | 0.935 | 3529.72 | [5 empty] | 2023 |  | Supply House | https://www.supplyhouse.com/Weil-McLain-383-500-732-Ultra-80-62000-BTU-Output-High-Efficiency-Boiler-Series-4-Nat-Gas | Yes
Bosch | ZBR21-3 |  | Gas | Condensing | Hydronic (Water) | 62000 | 0.95 | 2624 | [5 empty] | 2023 |  | Supply House | https://www.supplyhouse.com/Bosch-ZBR21-3-Greenstar-ZBR21-3-62000-BTU-Output-Gas-Fired-Wall-Mounted-Boiler-Heat-Only-NG-LP | Yes
Rinnai | i060CN | Space Heating | Natural Gas or Propane | Condensing | UNKNOWN | 60000 | 0.95 | 2645.81 | [5 empty] | 2023 |  | Home Depot | https://www.homedepot.com/p/Rinnai-I-Series-Natural-Gas-Combi-Boiler-with-60-000-BTU-Input-i060CN/311397843 | Yes
Lochinvar | KBX0500N-M13 |  | Gas |  | Hydronic (Water) | 406000 | 0.933 | 17858.99 | [5 empty] | 2023 |  | Supply House | https://www.supplyhouse.com/Lochinvar-KBX0500N-M13-406000-BTU-Output-Knight-XL-High-Efficiency-Boiler-NG | No
Rinnai | I060SN |  | Gas | Condensing | UNKNOWN | 60000 | 0.957 | 2196.34 | [5 empty] | 2023 |  | Supply House | https://www.supplyhouse.com/Rinnai-I060SN-I060SN-60000-BTU-Condensing-Wall-Mounted-Combi-Boiler-NG | Yes
Rinnai | I060CN |  | Gas | Condensing | UNKNOWN | 60000 | 0.957 | 2645.81 | [5 empty] | 2023 |  | Supply House | https://www.supplyhouse.com/Rinnai-I060CN-i060CN-60000-BTU-Condensing-Wall-Mounted-Combi-Boiler-NG | Yes
Lochinvar | FTX500N-M13 |  | Gas |  | UNKNOWN | 425000 | 0.977 | 18074.54 | [5 empty] | 2023 |  | Supply House | https://www.supplyhouse.com/Lochinvar-FTX500N-M13-425000-BTU-FTXL-Fire-Tube-High-Efficiency-Boiler-M13-Natural-Gas | No
Weil-McLain | 383-600-330 |  | Gas |  | UNKNOWN | 450000 | 0 | 15244.12 | [5 empty] | 2023 |  | Supply House | https://www.supplyhouse.com/Weil-McLain-383-600-330-SlimFit-Series-3-550-450000-BTU-Output-High-Efficiency-Gas-Boiler-NG | No
Weil-McLain | 382-200-610 |  | Gas | Condensing | Hydronic (Water) | 56000 | 0.919 | 3954.26 | [5 empty] | 2023 |  | Supply House | https://www.supplyhouse.com/Weil-Mclain-382-200-610-GV90-56000-BTU-Output-High-Efficiency-Gas-Boiler-Nat-Gas | Yes
Lochinvar | WHB055N |  | Gas | Condensing | Hydronic (Water) | 44000 | 0.95 | 3889.61 | [5 empty] | 2023 |  | Supply House | https://www.supplyhouse.com/Lochinvar-WHB055N-44000-BTU-Output-Knight-High-Efficiency-Boiler-w-Fire-Tube-Heat-Exchanger-Wall-Mount | Yes
Lochinvar | FTX600N-M13 |  | Gas |  | UNKNOWN | 509000 | 0.977 | 21771.54 | [5 empty] | 2023 |  | Supply House | https://www.supplyhouse.com/Lochinvar-FTX600N-M13-509000-BTU-FTXL-Fire-Tube-High-Efficiency-Boiler-M13-Natural-Gas | No
Lochinvar | KHB055N |  | Gas | Condensing | Hydronic (Water) | 44000 | 0.95 | 4571.57 | [5 empty] | 2023 |  | Supply House | https://www.supplyhouse.com/Lochinvar-KHB055N-44000-BTU-Output-Knight-High-Efficiency-Boiler-w-Fire-Tube-Heat-Exchanger-Floor-Mount | Yes
Lochinvar | KBX0650N-M13 |  | Gas |  | UNKNOWN | 549000 | 0.97 | 20016.39 | [5 empty] | 2023 |  | Supply House | https://www.supplyhouse.com/Lochinvar-KBX0650N-M13-549000-BTU-Output-Knight-XL-Commercial-Boiler-M13-Natural-Gas | No
Lochinvar | KBN701-M13 |  | Gas |  | Hydronic (Water) | 574000 | 0.943 | 16299.99 | [5 empty] | 2023 |  | Supply House | https://www.supplyhouse.com/Lochinvar-KBN701-M13-574000-BTU-Output-Knight-XL-High-Efficiency-Boiler-NG | No
Peerless | 0007001 |  | Gas | Condensing | Hydronic (Water) | 40000 | 0.916 | 4936.89 | [5 empty] | 2023 |  | Supply House | https://www.supplyhouse.com/Peerless-0007001-PF-50-40000-BTU-Output-PUREFIRE-High-Efficiency-Residential-Boiler-Nat-Gas | Yes
Lochinvar | CBN0747-M13 |  | Gas |  | UNKNOWN | 603450 | 0 | 8881.22 | [5 empty] | 2023 |  | Supply House | https://www.supplyhouse.com/Lochinvar-CBN0747-M13-745000-BTU-Copper-Fin-Boiler-NG | No
Weil-McLain | 383-600-331 |  | Gas |  | UNKNOWN | 610000 | 0 | 15963 | [5 empty] | 2023 |  | Supply House | https://www.supplyhouse.com/Weil-McLain-383-600-331-SlimFit-Series-3-750-610000-BTU-Output-High-Efficiency-Gas-Boiler-Natural-Gas | No
Viessmann | VLN2-14.4 |  | Electric |  | Hydronic (Water) | 49147 | 0.994 | 2664.94 | [5 empty] | 2023 |  | Supply House | https://www.supplyhouse.com/Viessmann-VLN2-14-4-Vitotron-100-VLN2-49147-BTU-14-4kW-Wall-Mounted-Electric-Boiler | No
Argo | AT062310C |  | Electric |  | Hydronic (Water) | 20500 | 0.999 | 1781.24 | [5 empty] | 2023 |  | Supply House | https://www.supplyhouse.com/Argo-AT062310C-20500-BTU-6kW-2-Element-Series-C-Electric-Boiler-w-Breakers | No
Lochinvar | KBN801 |  | Gas |  | Hydronic (Water) | 654000 | 0.94 | 18173.99 | [5 empty] | 2023 |  | Supply House | https://www.supplyhouse.com/Lochinvar-KBN801-654000-BTU-Output-Knight-XL-High-Efficiency-Boiler | No
Argo | AT082410C |  | Electric |  | Hydronic (Water) | 27300 | 0.999 | 1870.63 | [5 empty] | 2023 |  | Supply House | https://www.supplyhouse.com/Argo-AT082410C-27300-BTU-8kW-2-Element-Series-C-Electric-Boiler-w-Breakers | No
Argo | AT124310C |  | Electric |  | Hydronic (Water) | 41000 | 0.999 | 2391.18 | [5 empty] | 2023 |  | Supply House | https://www.supplyhouse.com/Argo-AT124310C-41000-BTU-12kW-4-Element-Series-C-Electric-Boiler-w-Breakers | No
Weil-McLain | 383-600-400 |  | Gas |  | UNKNOWN | 833000 | 0.961 | 32956.53 | [5 empty] | 2023 |  | Supply House | https://www.supplyhouse.com/Weil-McLain-383-600-400-SlimFit-Series-2-1000L-833000-BTU-Output-High-Efficiency-Gas-Boiler-NG | No
Weil-McLain | 383-600-403 |  | Gas |  | UNKNOWN | 833000 | 0.961 | 32956.53 | [5 empty] | 2023 |  | Supply House | https://www.supplyhouse.com/Weil-McLain-383-600-403-SlimFit-Series-2-1000R-833000-BTU-Output-High-Efficiency-Gas-Boiler-NG | No
Weil-McLain | 383-600-404 |  | Gas |  | UNKNOWN | 1250000 | 0.959 | 39980.95 | [5 empty] | 2023 |  | Supply House | https://www.supplyhouse.com/Weil-McLain-383-600-404-SlimFit-Series-2-1500R-1250000-BTU-Output-High-Efficiency-Gas-Boiler-NG | No
Weil-McLain | 383-600-401 |  | Gas |  | UNKNOWN | 1250000 | 0.959 | 41969.31 | [5 empty] | 2023 |  | Supply House | https://www.supplyhouse.com/Weil-McLain-383-600-401-SlimFit-Series-2-1500L-1250000-BTU-Output-High-Efficiency-Gas-Boiler-NG | No
Weil-McLain | 384-000-014 |  | Gas |  | UNKNOWN | 1259000 | 0 | 45085.99 | [5 empty] | 2023 |  | Supply House | https://www.supplyhouse.com/Weil-McLain-384-000-014-SVF-Series-1-1500-1259000-BTU-Output-High-Efficiency-Gas-Boiler-NG | No
Weil-McLain | 383-600-405 |  | Gas |  | UNKNOWN | 1657000 | 0.9584 | 49139.99 | [5 empty] | 2023 |  | Supply House | https://www.supplyhouse.com/Weil-McLain-383-600-405-SlimFit-Series-2-2000R-1657000-BTU-Output-High-Efficiency-Gas-Boiler-NG | No
Weil-McLain | 383-600-402 |  | Gas |  | UNKNOWN | 1657000 | 0.9584 | 49139.99 | [5 empty] | 2023 |  | Supply House | https://www.supplyhouse.com/Weil-McLain-383-600-402-SlimFit-Series-2-2000L-1657000-BTU-Output-High-Efficiency-Gas-Boiler-NG | No
Weil-McLain | 384-000-015 |  | Gas |  | UNKNOWN | 1672000 | 0 | 52775.42 | [5 empty] | 2023 |  | Supply House | https://www.supplyhouse.com/Weil-McLain-384-000-015-SVF-Series-1-2000-1672000-BTU-Output-High-Efficiency-Gas-Boiler-NG | No
Weil-McLain | 384-000-017 |  | Gas |  | UNKNOWN | 2104000 | 0 | 57622.34 | [5 empty] | 2023 |  | Supply House | https://www.supplyhouse.com/Weil-McLain-384-000-017-SVF-Series-1-2500-2104000-BTU-Output-High-Efficiency-Gas-Boiler-NG | No
Weil-McLain | 384-000-016 |  | Gas |  | UNKNOWN | 2499000 | 0 | 65299.63 | [5 empty] | 2023 |  | Supply House | https://www.supplyhouse.com/Weil-McLain-384-000-016-SVF-Series-1-3000-2499000-BTU-Output-High-Efficiency-Gas-Boiler-NG | No
Rinnai | M060SN |  | Gas |  | UNKNOWN |  | 0 | 1810.09 | [5 empty] | 2023 |  | Supply House | https://www.supplyhouse.com/Rinnai-M060SN-Solo-60000-BTU-Condensing-Wall-Mounted-Heat-Only-Boiler-Natural-Gas | No
Rinnai | M090SN |  | Gas |  | UNKNOWN |  | 0 | 2475.2 | [5 empty] | 2023 |  | Supply House | https://www.supplyhouse.com/Rinnai-M090SN-Solo-90000-BTU-Condensing-Wall-Mounted-Heat-Only-Boiler-Natural-Gas | No
Burnham | STMX125N-RH-PA |  | Gas |  | UNKNOWN |  | 0 | 4688.29 | [5 empty] | 2023 |  | Supply House | https://www.supplyhouse.com/Burnham-STMX125N-RH-PA-Boiler-SteamMax-Knockd-Split-Block-125MBH-Steam-NAT-CG400-LWCO | No
|  |  | Natural Gas |  | UNKNOWN |  | 0.82 | 1913 |  | 2584 | 4497 |  |  | 2020 |  | Federal TSD | https://www.regulations.gov/document/EERE-2019-BT-STD-0036-0021 | No
Burnham | STMX350N-RM-KS |  | Gas |  | UNKNOWN |  | 0.825 | 6884.99 | [5 empty] | 2023 |  | Supply House | https://www.supplyhouse.com/Burnham-STMX350N-RM-KS-Boiler-SteamMax-Knockd-Split-Block-350MBH-Steam-NAT-PS802-LWCO | No
|  |  | Natural Gas |  | UNKNOWN |  | 0.83 | 2042 |  | 2584 | 4626 |  |  | 2020 |  | Federal TSD | https://www.regulations.gov/document/EERE-2019-BT-STD-0036-0021 | No
Argo | AT122610C |  | Electric |  | Hydronic (Water) | 41000 | 0.999 | 2255.54 | [5 empty] | 2023 |  | Supply House | https://www.supplyhouse.com/Argo-AT122610C-41000-BTU-12kW-2-Element-Series-C-Electric-Boiler-w-Breakers | No
|  |  | Natural Gas |  | UNKNOWN |  | 0.84 | 1503 |  | 2846 | 4349 |  |  | 2020 |  | Federal TSD | https://www.regulations.gov/document/EERE-2019-BT-STD-0036-0021 | No
Argo | AT164410C |  | Electric |  | Hydronic (Water) | 54600 | 0.999 | 2423.26 | [5 empty] | 2023 |  | Supply House | https://www.supplyhouse.com/Argo-AT164410C-54600-BTU-16kW-4-Element-Series-C-Electric-Boiler-w-Breakers | No
|  |  | Natural Gas |  | UNKNOWN |  | 0.85 | 1590 |  | 2848 | 4438 |  |  | 2020 |  | Federal TSD | https://www.regulations.gov/document/EERE-2019-BT-STD-0036-0021 | No
|  |  | Natural Gas |  | UNKNOWN |  | 0.95 | 2404 |  | 2877 | 5281 |  |  | 2020 |  | Federal TSD | https://www.regulations.gov/document/EERE-2019-BT-STD-0036-0021 | No
Viessmann | B1HE-120 |  | Gas |  | UNKNOWN |  | 0.95 | 6680.23 | [5 empty] | 2023 |  | Supply House | https://www.supplyhouse.com/Viessmann-B1HE-120-VITODENS-100-W-Wall-Mounted-Gas-Condensing-Non-Combi-Boiler | No
|  |  | Natural Gas |  | UNKNOWN |  | 0.96 | 3055 |  | 2877 | 5932 |  |  | 2020 |  | Federal TSD | https://www.regulations.gov/document/EERE-2019-BT-STD-0036-0021 | No

## Boiler Analysis
Table of Contents
Machine Readable Results
Component & Class |  |  | Retail Price Regression, Performance metric 1 | [6 empty] | Retail Price Regression, Performance metric 2 | [6 empty] | Retail Price Regression, Intercepts |  |  | Installation Multiplier |  | Installation Adder |  | Additional Data
Component | Class | Output Units | Coefficient-Low | Coefficient-Mid | Coefficient-High | Metric | Unit | Lower Bound | Upper Bound | Coefficient-Low | Coefficient-Mid | Coefficient-High | Metric | Unit | Lower Bound | Upper Bound | Int-Low | Int-Mid | Int-High | New Construction | Retrofit | New Construction | Retrofit | Lifetime | Cost Variation Considerations | Data Sources | Qualitative Rank | Notes
Boilers | Gas (Non-Condensing) | 2023$ | 0.013611 | 0.01747 | 0.020046 | Heating Capacity | BTU/hr | 27000 | 416000 | 425.2236 | 774.6435 | 986.1361 | AFUE | Unitless | 0.8 | 0.87 | 505.791 | 922.1947 | 1150.2736 | 1 | 1 | 4696.5632 | 4924.1541 | 24.4 | Prevailing local wages, drive time, local code requirements, existing construction and materials, moisture issues present, condition of existing flue, need for condensate line/drain, need to bring in combustion air, condition of existing electrical system, condition of existing plumbing, condition of existing gas line, presence of hazardous materials, need for controls and/or zoning | 1, 2, 3, 4, 6 | High SS, High R2, Medium Source Diversity | High AFUE banding at 84%.
Boilers | Gas (Condensing) | 2023$ | 0.02039 | 0.030098 | 0.027623 | Heating Capacity | BTU/hr | 45000 | 387000 | -206.9795 | 51.9533 | 1208.113 | AFUE | Unitless | 0.91 | 0.97 | 721.1496 | 55.1505 | 1311.3353 | 1 | 1 | 4007.2214 | 4234.8123 | 24.4 | Prevailing local wages, drive time, local code requirements, existing construction and materials, moisture issues present, condition of existing flue, need for condensate line/drain, need to bring in combustion air, condition of existing electrical system, condition of existing plumbing, condition of existing gas line, presence of hazardous materials, need for controls and/or zoning | 1, 2, 3, 4, 6 | High SS, Medium R2, Medium Source Diversity | High AFUE banding at 95%.
Boilers | Oil | 2023$ | 0.013617 | 0.01846 | 0.020154 | Heating Capacity | BTU/hr | 27000 | 416000 | 616.5737 | -1045.4933 | 13306.8881 | AFUE | Unitless | 0.8 | 0.95 | 713.3084 | 2081.5398 | -9055.6063 |  |  | 3450.3454 | 4040.3454 | 24.4 | Prevailing local wages, drive time, local code requirements, existing construction and materials, moisture issues present, condition of existing flue, need for condensate line/drain, need to bring in combustion air, condition of existing electrical system, condition of existing plumbing, condition of existing gas line, presence of hazardous materials, need for controls and/or zoning | 1, 2, 3, 4, 6 | High SS, Medium R2, Low Source Diversity
Quantile Regression Results
Gas Boiler Non-Condensing
Bounds Metric 1 (Capacity): | 27000-416000
Bounds Metric 2 (AFUE): | 0.8 - 0.87
Sample Size: | 128
Median R2: | 0.46209
Gas Boiler Condensing
Bounds Metric 1 (Capacity): | 45000-387000
Bounds Metric 2 (AFUE): | 0.91 - 0.97
Sample Size: | 121
Median R2: | 0.2379
Oil Boiler
Bounds Metric 1 (Capacity): | 27000-416000
Bounds Metric 2 (AFUE): | 0.8 - 0.95
Sample Size: | 120
Median R2: | 0.2808
Notes:
* AFUE banding at 84% for gas non-condensing.
* AFUE banding at 95% gas condensing.

## CAC Analysis
Table of Contents
Machine Readable Results
Component & Class |  |  | Retail Price Regression, Performance metric 1 | [6 empty] | Retail Price Regression, Performance metric 2 | [6 empty] | Retail Price Regression, Intercepts |  |  | Installation Multiplier |  | Installation Adder |  | Additional Data
Component | Class | Output Units | Coefficient-Low | Coefficient-Mid | Coefficient-High | Metric | Unit | Lower Bound | Upper Bound | Coefficient-Low | Coefficient-Mid | Coefficient-High | Metric | Unit | Lower Bound | Upper Bound | Int-Low | Int-Mid | Int-High | New Construction | Retrofit | New Construction | Retrofit | Lifetime | Cost Variation Considerations | Data Sources | Qualitative Rank | Notes
Central AC |  | 2023$ | 641.7287 | 492.4152 | 654.105 | Capacity | Tonnage | 1.5 | 5 | 87.7287 | 14.2105 | -30.875 | SEER1 | Unitless | 13 | 20 | -600.2527 | 2025.3757 | 2732.04 |  |  | 1982.3056 | 2309.713 | 22.3333 | Prevailing local wages, Drive time, Local code requirements, Access, Need for condensate line/drain, Condition of existing electrical system, Need for additional wiring/switching, Need for additional structural support, Condition of existing duct system, Type of equipment | 1, 2, 3, 4 | Low SS, Medium R2, High Source Diversity | Low quantity of brand diversity
Central AC w/ Gas Furnace |  | 2023$ | 642.7287 | 492.4152 | 654.105 | Capacity | Tonnage | 1.5 | 5 | 87.7287 | 14.2105 | -30.875 | SEER1 | Unitless | 13 | 20 | 299.7473 | 3225.3757 | 4332.04 |  |  | 1982.3056 | 2309.713 | 22.3 | Prevailing local wages, Drive time, Local code requirements, Access, Need for condensate line/drain, Condition of existing electrical system, Need for additional wiring/switching, Need for additional structural support, Condition of existing duct system, Type of equipment | 1, 2, 3, 4 |  | Low quantity of brand diversity. Gas furnace included as an adder in retail price intercepts.
Quantile Regression Results
Central Air Conditioner
Bounds Metric 1 (SEER1): | 13 - 20
Bounds Metric 2 (Capacity): | 1.5 - 5
Sample Size: | 37
Median R2: | 0.2619
Notes:
Central AC w/ Gas Furnace has an added cost that is added to the intercepts for each of the percentiles ($900, $1200, $1600). The additional cost is derived from the average cost of the additional furnace from the data.
Low number of brand diversity in retail data, most CAC brands are sold through contractors.

## CAC Data
Table of Contents
Raw Data | [5 empty] | Performance Metric 1 | Performance Metric 2 | Cost Metric | [10 empty] | Labor Calculations | [5 empty] | Labor % multiplier (of Materials & Equipment)
Brand | Individual Model | Product Category | Product Description | Heating Type | Heating BTU (Furnace) / BTUH (HP) | Capacity (Tonnage) | SEER1 | Material Price | Labor Hours | Install Labor | Installed Cost (O&P) | Removal Labor | Removal Hours | Date | Notes | Source | Link | Regression | Component | Product Class | Install | Removal | Total New Construction | Total Retrofit | New Construction (%) | Retrofit (%) | Date of Data | Source
|  | Split AC |  |  |  | 2 | 13.6 | 3885.79 |  | 1370 | 5255.79 |  |  | 2014 | Inflated to 2023$ | Federal TSD | https://downloads.regulations.gov/EERE-2014-BT-STD-0048-0029/attachment_1.pdf | No | Central AC | N/A |  |  | 0 | 0 | 100% | 100% | 2023 | DOE Rulemaking TSD, RS Means, Homewyse
|  | Split AC |  |  |  | 2 | 14 | 3958.6007 |  | 1370 | 5328.6007 |  |  | 2014 | Inflated to 2023$ | Federal TSD | https://downloads.regulations.gov/EERE-2014-BT-STD-0048-0029/attachment_1.pdf | No
|  | Split AC |  |  |  | 2 | 14.5 | 4041.6304 |  | 1370 | 5411.6304 |  |  | 2014 | Inflated to 2023$ | Federal TSD | https://downloads.regulations.gov/EERE-2014-BT-STD-0048-0029/attachment_1.pdf | No
|  | Split AC |  |  |  | 2 | 15 | 4120.8279 |  | 1370 | 5490.8279 |  |  | 2014 | Inflated to 2023$ | Federal TSD | https://downloads.regulations.gov/EERE-2014-BT-STD-0048-0029/attachment_1.pdf | No
|  | Split AC |  |  |  | 2 | 15.5 | 4206.4124 |  | 1370 | 5576.4124 |  |  | 2014 | Inflated to 2023$ | Federal TSD | https://downloads.regulations.gov/EERE-2014-BT-STD-0048-0029/attachment_1.pdf | No
|  | Split AC |  |  |  | 2 | 16 | 4297.1064 |  | 1370 | 5667.1064 |  |  | 2014 | Inflated to 2023$ | Federal TSD | https://downloads.regulations.gov/EERE-2014-BT-STD-0048-0029/attachment_1.pdf | No
|  | Split AC |  |  |  | 2 | 17 | 4468.2753 |  | 1370 | 5838.2753 |  |  | 2014 | Inflated to 2023$ | Federal TSD | https://downloads.regulations.gov/EERE-2014-BT-STD-0048-0029/attachment_1.pdf | No
|  | Split AC |  |  |  | 2 | 18 | 4606.2323 |  | 1370 | 5976.2323 |  |  | 2014 | Inflated to 2023$ | Federal TSD | https://downloads.regulations.gov/EERE-2014-BT-STD-0048-0029/attachment_1.pdf | No
|  | Split AC |  |  |  | 2 | 20 | 4801.6715 |  | 1370 | 6171.6715 |  |  | 2014 | Inflated to 2023$ | Federal TSD | https://downloads.regulations.gov/EERE-2014-BT-STD-0048-0029/attachment_1.pdf | No
|  | Split AC |  |  |  | 2 | 22 | 4888.5333 |  | 1370 | 6258.5333 |  |  | 2014 | Inflated to 2023$ | Federal TSD | https://downloads.regulations.gov/EERE-2014-BT-STD-0048-0029/attachment_1.pdf | No
|  | Split AC |  |  |  | 2 | 24 | 4989.45 |  | 1370 | 6359.45 |  |  | 2014 | Inflated to 2023$ | Federal TSD | https://downloads.regulations.gov/EERE-2014-BT-STD-0048-0029/attachment_1.pdf | No
|  | Split AC |  |  |  | 2 | 25.2 | 5066.09 |  | 1370 | 6436.09 |  |  | 2014 | Inflated to 2023$ | Federal TSD | https://downloads.regulations.gov/EERE-2014-BT-STD-0048-0029/attachment_1.pdf | No
|  | Split AC |  |  |  | 3 | 13.6 | 3885.79 |  | 1370 | 5255.79 |  |  | 2014 | Inflated to 2023$ | Federal TSD | https://downloads.regulations.gov/EERE-2014-BT-STD-0048-0029/attachment_1.pdf | No
|  | Split AC |  |  |  | 3 | 14 | 3958.6007 |  | 1370 | 5328.6007 |  |  | 2014 | Inflated to 2023$ | Federal TSD | https://downloads.regulations.gov/EERE-2014-BT-STD-0048-0029/attachment_1.pdf | No
|  | Split AC |  |  |  | 3 | 14.5 | 4041.6304 |  | 1370 | 5411.6304 |  |  | 2014 | Inflated to 2023$ | Federal TSD | https://downloads.regulations.gov/EERE-2014-BT-STD-0048-0029/attachment_1.pdf | No
|  | Split AC |  |  |  | 3 | 15 | 4120.8279 |  | 1370 | 5490.8279 |  |  | 2014 | Inflated to 2023$ | Federal TSD | https://downloads.regulations.gov/EERE-2014-BT-STD-0048-0029/attachment_1.pdf | No
|  | Split AC |  |  |  | 3 | 15.5 | 4206.4124 |  | 1370 | 5576.4124 |  |  | 2014 | Inflated to 2023$ | Federal TSD | https://downloads.regulations.gov/EERE-2014-BT-STD-0048-0029/attachment_1.pdf | No
|  | Split AC |  |  |  | 3 | 16 | 4297.1064 |  | 1370 | 5667.1064 |  |  | 2014 | Inflated to 2023$ | Federal TSD | https://downloads.regulations.gov/EERE-2014-BT-STD-0048-0029/attachment_1.pdf | No
|  | Split AC |  |  |  | 3 | 17 | 4468.2753 |  | 1370 | 5838.2753 |  |  | 2014 | Inflated to 2023$ | Federal TSD | https://downloads.regulations.gov/EERE-2014-BT-STD-0048-0029/attachment_1.pdf | No
|  | Split AC |  |  |  | 3 | 18 | 4606.2323 |  | 1370 | 5976.2323 |  |  | 2014 | Inflated to 2023$ | Federal TSD | https://downloads.regulations.gov/EERE-2014-BT-STD-0048-0029/attachment_1.pdf | No
|  | Split AC |  |  |  | 3 | 20 | 4801.6715 |  | 1370 | 6171.6715 |  |  | 2014 | Inflated to 2023$ | Federal TSD | https://downloads.regulations.gov/EERE-2014-BT-STD-0048-0029/attachment_1.pdf | No
|  | Split AC |  |  |  | 3 | 22 | 4888.5333 |  | 1370 | 6258.5333 |  |  | 2014 | Inflated to 2023$ | Federal TSD | https://downloads.regulations.gov/EERE-2014-BT-STD-0048-0029/attachment_1.pdf | No
|  | Split AC |  |  |  | 3 | 22 | 4888.5333 |  | 1370 | 6258.5333 |  |  | 2014 | Inflated to 2023$ | Federal TSD | https://downloads.regulations.gov/EERE-2014-BT-STD-0048-0029/attachment_1.pdf | No
|  | Split AC |  |  |  | 3 | 23.3 | 4960 |  | 1370 | 6330 |  |  | 2014 | Inflated to 2023$ | Federal TSD | https://downloads.regulations.gov/EERE-2014-BT-STD-0048-0029/attachment_1.pdf | No
|  | Split AC |  |  |  | 5 | 13.6 | 3885.79 |  | 1370 | 5255.79 |  |  | 2014 | Inflated to 2023$ | Federal TSD | https://downloads.regulations.gov/EERE-2014-BT-STD-0048-0029/attachment_1.pdf | No
|  | Split AC |  |  |  | 5 | 14 | 3958.6007 |  | 1370 | 5328.6007 |  |  | 2014 | Inflated to 2023$ | Federal TSD | https://downloads.regulations.gov/EERE-2014-BT-STD-0048-0029/attachment_1.pdf | No
|  | Split AC |  |  |  | 5 | 14.5 | 4041.6304 |  | 1370 | 5411.6304 |  |  | 2014 | Inflated to 2023$ | Federal TSD | https://downloads.regulations.gov/EERE-2014-BT-STD-0048-0029/attachment_1.pdf | No
|  | Split AC |  |  |  | 5 | 15 | 4120.8279 |  | 1370 | 5490.8279 |  |  | 2014 | Inflated to 2023$ | Federal TSD | https://downloads.regulations.gov/EERE-2014-BT-STD-0048-0029/attachment_1.pdf | No
|  | Split AC |  |  |  | 5 | 15.5 | 4206.4124 |  | 1370 | 5576.4124 |  |  | 2014 | Inflated to 2023$ | Federal TSD | https://downloads.regulations.gov/EERE-2014-BT-STD-0048-0029/attachment_1.pdf | No
|  | Split AC |  |  |  | 5 | 16 | 4297.1064 |  | 1370 | 5667.1064 |  |  | 2014 | Inflated to 2023$ | Federal TSD | https://downloads.regulations.gov/EERE-2014-BT-STD-0048-0029/attachment_1.pdf | No
|  | Split AC |  |  |  | 5 | 17 | 4468.2753 |  | 1370 | 5838.2753 |  |  | 2014 | Inflated to 2023$ | Federal TSD | https://downloads.regulations.gov/EERE-2014-BT-STD-0048-0029/attachment_1.pdf | No
|  | Split AC |  |  |  | 5 | 18 | 4606.2323 |  | 1370 | 5976.2323 |  |  | 2014 | Inflated to 2023$ | Federal TSD | https://downloads.regulations.gov/EERE-2014-BT-STD-0048-0029/attachment_1.pdf | No
|  | Split AC |  |  |  | 5 | 18 | 4606.2323 |  | 1370 | 5976.2323 |  |  | 2014 | Inflated to 2023$ | Federal TSD | https://downloads.regulations.gov/EERE-2014-BT-STD-0048-0029/attachment_1.pdf | No
|  | Split AC |  |  |  | 5 | 18 | 4606.2323 |  | 1370 | 5976.2323 |  |  | 2014 | Inflated to 2023$ | Federal TSD | https://downloads.regulations.gov/EERE-2014-BT-STD-0048-0029/attachment_1.pdf | No
|  | Split AC |  |  |  | 5 | 18 | 4606.2323 |  | 1370 | 5976.2323 |  |  | 2014 | Inflated to 2023$ | Federal TSD | https://downloads.regulations.gov/EERE-2014-BT-STD-0048-0029/attachment_1.pdf | No
|  | Split AC |  |  |  | 5 | 19.4 | 4779.956 |  | 1370 | 6149.956 |  |  | 2014 | Inflated to 2023$ | Federal TSD | https://downloads.regulations.gov/EERE-2014-BT-STD-0048-0029/attachment_1.pdf | No
|  | Packaged Air Cooled |  |  |  | 1.5 |  | 1350 |  | 259 | 1950 | 530 |  | 2023 |  | RSMeans |  | No
|  | Packaged Air Cooled |  |  |  | 2 |  | 1375 |  | 310 | 2030 | 530 |  | 2023 |  | RSMeans |  | No
|  | Packaged Air Cooled |  |  |  | 2.5 |  | 1475 |  | 380 | 2245 | 530 |  | 2023 |  | RSMeans |  | No
|  | Packaged Air Cooled |  |  |  | 3 |  | 1650 |  | 500 | 2640 | 530 |  | 2023 |  | RSMeans |  | No
|  | Packaged Air Cooled |  |  |  | 3.5 |  | 1850 |  | 590 | 3010 | 530 |  | 2023 |  | RSMeans |  | No
|  | Packaged Air Cooled |  |  |  | 4 |  | 2050 |  | 720 | 3425 | 530 |  | 2023 |  | RSMeans |  | No
|  | Packaged Air Cooled |  |  |  | 5 |  | 2375 |  | 1075 | 4375 | 530 |  | 2023 |  | RSMeans |  | No
|  | Packaged AC |  |  |  |  | 13.6 | 4691.58 |  | 690 | 5381.58 |  |  | 2015 | Inflated to 2023$ | Federal TSD | https://downloads.regulations.gov/EERE-2014-BT-STD-0048-0029/attachment_1.pdf | No
|  | Packaged AC |  |  |  |  | 14 | 4765.2514 |  | 690 | 5455.2514 |  |  | 2015 | Inflated to 2023$ | Federal TSD | https://downloads.regulations.gov/EERE-2014-BT-STD-0048-0029/attachment_1.pdf | No
|  | Packaged AC |  |  |  |  | 14.5 | 4866.988 |  | 690 | 5556.988 |  |  | 2015 | Inflated to 2023$ | Federal TSD | https://downloads.regulations.gov/EERE-2014-BT-STD-0048-0029/attachment_1.pdf | No
|  | Packaged AC |  |  |  |  | 15 | 4968.7247 |  | 690 | 5658.7247 |  |  | 2015 | Inflated to 2023$ | Federal TSD | https://downloads.regulations.gov/EERE-2014-BT-STD-0048-0029/attachment_1.pdf | No
|  | Packaged AC |  |  |  |  | 15.5 | 5072.8001 |  | 690 | 5762.8001 |  |  | 2015 | Inflated to 2023$ | Federal TSD | https://downloads.regulations.gov/EERE-2014-BT-STD-0048-0029/attachment_1.pdf | No
|  | Packaged AC |  |  |  |  | 16 | 5185.0612 |  | 690 | 5875.0612 |  |  | 2015 | Inflated to 2023$ | Federal TSD | https://downloads.regulations.gov/EERE-2014-BT-STD-0048-0029/attachment_1.pdf | No
|  | Packaged AC |  |  |  |  | 16.9 | 5393.2121 |  | 690 | 6083.2121 |  |  | 2015 | Inflated to 2023$ | Federal TSD | https://downloads.regulations.gov/EERE-2014-BT-STD-0048-0029/attachment_1.pdf | No
|  | Packaged AC |  |  |  |  | 16.9 | 5393.2121 |  | 690 | 6083.2121 |  |  | 2015 | Inflated to 2023$ | Federal TSD | https://downloads.regulations.gov/EERE-2014-BT-STD-0048-0029/attachment_1.pdf | No
|  | Packaged AC |  |  |  |  | 16.9 | 5393.2121 |  | 690 | 6083.2121 |  |  | 2015 | Inflated to 2023$ | Federal TSD | https://downloads.regulations.gov/EERE-2014-BT-STD-0048-0029/attachment_1.pdf | No
Royalton | 4AC13L18P | Split AC (30 ft Line Set) |  |  |  | 1.5 | 13 | 2996.3 | [5 empty] | 2023 |  | Lowes | https://www.lowes.com/pd/ROYALTON-4AC13L-Commercial-Residential-1-5-Ton-13-SEER1-Central-Air-Conditioner/5002182671 | Yes
ROYALTON | 4AC13L18P | Split AC | 1.5 Ton 13 SEER1 R-410A Residential Split System Central Air Conditioning System |  |  | 1.5 | 13 | 2996.3 | [7 empty] | Home Depot | https://www.homedepot.com/p/ROYALTON-1-5-Ton-13-SEER1-R-410A-Residential-Split-System-Central-Air-Conditioning-System-4AC13L18P/309890504 | No
Royalton | 4AC16L18P | Split AC (30 ft Line Set) |  |  |  | 1.5 | 14 | 3510.77 | [5 empty] | 2023 |  | Lowes | https://www.lowes.com/pd/ROYALTON-4AC13L-Commercial-Residential-1-5-Ton-14-SEER1-Central-Air-Conditioner/5002182651 | Yes
ROYALTON | 4AC16L18P | Split AC | 1.5 Ton 14 SEER1 R-410A Residential Split System Central Air Conditioning System |  |  | 1.5 | 14 | 3440.55 | [7 empty] | Home Depot | https://www.homedepot.com/p/ROYALTON-1-5-Ton-14-SEER1-R-410A-Residential-Split-System-Central-Air-Conditioning-System-4AC16L18P/310262275 | No
MRCOOL | MXC1618H30A | Split AC | MX 1.5 Ton 18,000 BTU 16 SEER1 Horizontal Split System Air Conditioner |  |  | 1.5 | 16 | 1643 | [7 empty] | Home Depot | https://www.homedepot.com/p/MRCOOL-MX-1-5-Ton-18-000-BTU-16-SEER1-Horizontal-Split-System-Air-Conditioner-MXC1618H30A/320091521 | No
MRCOOL | MXC1618AH18C | Split AC | MX 1.5 Ton 18,000 BTU Up To 16 SEER1 Complete Split System Air Conditioner |  |  | 1.5 | 16 | 2108 | [7 empty] | Home Depot | https://www.homedepot.com/p/MRCOOL-MX-1-5-Ton-18-000-BTU-Up-To-16-SEER1-Complete-Split-System-Air-Conditioner-MXC1618AH18C/320101670 | No
MRCOOL | MXC1618V24BT1 | Split AC | 1.5 Ton 16 SEER1 18,000 BTU R-410A Central Split System A/C Condenser and 24,000 BTU Vertical 17.5 in. Evaporator Coil |  |  | 1.5 | 16 | 1687 | [7 empty] | Home Depot | https://www.homedepot.com/p/MRCOOL-1-5-Ton-16-SEER1-18-000-BTU-R-410A-Central-Split-System-A-C-Condenser-and-24-000-BTU-Vertical-17-5-in-Evaporator-Coil-MXC1618V24BT1/320091501 | No
MRCOOL | MXC1618V30BT1 | Split AC | MX 1.5-Ton 18,000 BTU 16 SEER1 Upflow Complete Split System Air Conditioner with H4TXV01 |  |  | 1.5 | 16 | 1766 | [7 empty] | Home Depot | https://www.homedepot.com/p/MRCOOL-MX-1-5-Ton-18-000-BTU-16-SEER1-Upflow-Complete-Split-System-Air-Conditioner-with-H4TXV01-MXC1618V30BT1/320091585 | Yes
MRCOOL | MXC1618H30AT1 | Split AC | MX 1.5-Ton 18,000 BTU up to 16 SEER1 Split System A/C Condenser with Horizontal 14 in. Coil and TXV |  |  | 1.5 | 16 | 1762 | [7 empty] | Home Depot | https://www.homedepot.com/p/MRCOOL-MX-1-5-Ton-18-000-BTU-up-to-16-SEER1-Split-System-A-C-Condenser-with-Horizontal-14-in-Coil-and-TXV-MXC1618H30AT1/320091644 | No
MRCOOL | MXC1618H30BT1 | Split AC | MX 1.5 Ton 18,000 BTU up to 16 SEER1 Horizontal Split System Air Conditioner w/ H4TXV01 |  |  | 1.5 | 16 | 1766 | [7 empty] | Home Depot | https://www.homedepot.com/p/MRCOOL-MX-1-5-Ton-18-000-BTU-up-to-16-SEER1-Horizontal-Split-System-Air-Conditioner-w-H4TXV01-MXC1618H30BT1/320091411 | No
MRCOOL | MXC1618H30B | Split AC | MX 1.5 Ton 18,000 BTU up to 16 SEER1 Split System A/C Condenser with Horizontal 17.5 in. Coil |  |  | 1.5 | 16 | 1766 | [7 empty] | Home Depot | https://www.homedepot.com/p/MRCOOL-MX-1-5-Ton-18-000-BTU-up-to-16-SEER1-Horizontal-Split-System-Air-Conditioner-w-H4TXV01-MXC1618H30BT1/320091411 | No
[6 empty] | 3 | 18 | 3649 | 27.4 | 5112 |  | 229 | 2 | 2023 | NYC 10162 Urban Low | Homewyse | https://www.homewyse.com/services/cost_to_install_air_conditioning.html | No
[6 empty] | 3 | 18 | 4259 | 27.4 | 5678 |  | 274 | 2 | 2023 | NYC 10162 Urban High | Homewyse | https://www.homewyse.com/services/cost_to_install_air_conditioning.html | No
[6 empty] | 3 | 18 | 3405 | 27.4 | 3609 |  | 167 | 2 | 2023 | NYC 13045 Rural Low | Homewyse | https://www.homewyse.com/services/cost_to_install_air_conditioning.html | No
[6 empty] | 3 | 18 | 3974 | 27.4 | 4349 |  | 198 | 2 | 2023 | NYC 13045 Rural High | Homewyse | https://www.homewyse.com/services/cost_to_install_air_conditioning.html | No
[6 empty] | 3 | 18 | 3508 | 27.4 | 4240 |  | 193 | 2 | 2023 | Chicago 60654 Urban Low | Homewyse | https://www.homewyse.com/services/cost_to_install_air_conditioning.html | No
[6 empty] | 3 | 18 | 4094 | 27.4 | 5113 |  | 231 | 2 | 2023 | Chicago 60654 Urban High | Homewyse | https://www.homewyse.com/services/cost_to_install_air_conditioning.html | No
[6 empty] | 3 | 18 | 3428 | 27.4 | 3751 |  | 278 | 2 | 2023 | IL 62824Rural Low | Homewyse | https://www.homewyse.com/services/cost_to_install_air_conditioning.html | No
[6 empty] | 3 | 18 | 4001 | 27.4 | 4520 |  | 333 | 2 | 2023 | IL 62684 Rural High | Homewyse | https://www.homewyse.com/services/cost_to_install_air_conditioning.html | No
[6 empty] | 3 | 18 | 3365 | 27.4 | 3361 |  | 249 | 2 | 2023 | Houston 77081 Urban Low | Homewyse | https://www.homewyse.com/services/cost_to_install_air_conditioning.html | No
[6 empty] | 3 | 18 | 3927 | 27.4 | 4048 |  | 299 | 2 | 2023 | Houston 77081 Urban High | Homewyse | https://www.homewyse.com/services/cost_to_install_air_conditioning.html | No
[6 empty] | 3 | 18 | 3364 | 27.4 | 3355 |  | 249 | 2 | 2023 | TX 75803 Rural Low | Homewyse | https://www.homewyse.com/services/cost_to_install_air_conditioning.html | No
[6 empty] | 3 | 18 | 3926 | 27.4 | 4041 |  | 298 | 2 | 2023 | TX 75803 Rural High | Homewyse | https://www.homewyse.com/services/cost_to_install_air_conditioning.html | No
[6 empty] | 3 | 18 | 3374 | 27.4 | 3414 |  | 253 | 2 | 2023 | Atlanta 30332 Urban Low | Homewyse | https://www.homewyse.com/services/cost_to_install_air_conditioning.html | No
[6 empty] | 3 | 18 | 3937 | 27.4 | 4113 |  | 303 | 2 | 2023 | Atlanta 30332 Urban High | Homewyse | https://www.homewyse.com/services/cost_to_install_air_conditioning.html | No
[6 empty] | 3 | 18 | 3333 | 27.4 | 3166 |  | 235 | 2 | 2023 | GA 31021 Rural Low | Homewyse | https://www.homewyse.com/services/cost_to_install_air_conditioning.html | No
[6 empty] | 3 | 18 | 3890 | 27.4 | 3812 |  | 281 | 2 | 2023 | GA 31021 Rural High | Homewyse | https://www.homewyse.com/services/cost_to_install_air_conditioning.html | No
[6 empty] | 3 | 18 | 3484 | 27.4 | 4093 |  | 303 | 2 | 2023 | Los Angeles 90057 Urban Low | Homewyse | https://www.homewyse.com/services/cost_to_install_air_conditioning.html | No
[6 empty] | 3 | 18 | 4066 | 27.4 | 4935 |  | 364 | 2 | 2023 | Los Angeles 90057 Urban High | Homewyse | https://www.homewyse.com/services/cost_to_install_air_conditioning.html | No
[6 empty] | 3 | 18 | 3457 | 27.4 | 3923 |  | 179 | 2 | 2023 | CA 95482 Rural Low | Homewyse | https://www.homewyse.com/services/cost_to_install_air_conditioning.html | No
[6 empty] | 3 | 18 | 4034 | 27.4 | 4729 |  | 214 | 2 | 2023 | CA 95482 Rural High | Homewyse | https://www.homewyse.com/services/cost_to_install_air_conditioning.html | No
Blueridge | BA17L18P-BC4X24A | Split AC | 1.5 Ton AC, 15.10 SEER1 / 14.3 SEER12 Upflow AC and Evaporator Coil System Kit |  |  | 1.5 | 15.1 | 2040 | [7 empty] | Alpine Home Air | https://www.alpinehomeair.com/product/air-conditioning-cooling/central-heating-cooling-complete-systems/blueridge/ba17l18p-bc4x24a | No
ROYALTON | 4AC13L24P | Split AC | 2 Ton 13 SEER1 R-410A Residential Split System Central Air Conditioning System |  |  | 2 | 13 | 3161.93 | [7 empty] | Home Depot | https://www.homedepot.com/p/ROYALTON-2-Ton-13-SEER1-R-410A-Residential-Split-System-Central-Air-Conditioning-System-4AC13L24P/309890526 | Yes
Royalton | 4AC16L24P | Split AC (30 ft Line Set) |  |  |  | 2 | 14 | 3570.82 | [5 empty] | 2023 |  | Lowes | https://www.lowes.com/pd/ROYALTON-4AC13L-Commercial-Residential-2-Ton-14-SEER1-Central-Air-Conditioner/5002182849 | Yes
ROYALTON | 4AC16L24P | Split AC | 2 Ton 14 SEER1 R-410A Residential Split System Central Air Conditioning System |  |  | 2 | 14 | 3570.82 | [7 empty] | Home Depot | https://www.homedepot.com/p/ROYALTON-2-Ton-14-SEER1-R-410A-Residential-Split-System-Central-Air-Conditioning-System-4AC16L24P/310262300 | No
MRCOOL | XPG24S054M414A | Split AC | 2- Ton 14 SEER1 R-410A Downflow/Horizontal Package Gas and Air Conditioner |  |  | 2 | 14 | 3608 | [7 empty] | Home Depot | https://www.homedepot.com/p/MRCOOL-2-Ton-14-SEER1-R-410A-Downflow-Horizontal-Package-Gas-and-Air-Conditioner-XPG24S054M414A/323773852 | Yes
MRCOOL | MDAC1824HK00 | Split AC | Universal 2-Ton 24000 BTU 20 SEER1 Split System AC 208/230-V |  |  | 2 | 20 | 3073.14 | [7 empty] | Home Depot | https://www.homedepot.com/p/MRCOOL-Universal-2-Ton-24000-BTU-20-SEER1-Split-System-AC-208-230-V-MDAC1824HK00/320231560 | Yes
Blueridge | BA17L24P-BCX24B | Split AC | 2 Ton AC, 15.10 SEER1 / 14.4 SEER12 Upflow AC and Evaporator Coil System Kit |  |  | 2 | 15.1 | 2190 | [7 empty] | Alpine Home Air | https://www.alpinehomeair.com/product/air-conditioning-cooling/central-heating-cooling-complete-systems/blueridge/ba17l24p-bc4x24b | No
Royalton | 4AC13L30P | Split AC (30 ft Line Set) |  |  |  | 2.5 | 13 | 3441.15 | [5 empty] | 2023 |  | Lowes | https://www.lowes.com/pd/ROYALTON-4AC13L-Commercial-Residential-2-5-Ton-13-SEER1-Central-Air-Conditioner/5002182847 | Yes
ROYALTON | 4AC13L30P | Split AC | 2.5 Ton 13 SEER1 R-410A Residential Split System Central Air Conditioning System |  |  | 2.5 | 13 | 3441.15 | [7 empty] | Home Depot | https://www.homedepot.com/p/ROYALTON-2-5-Ton-13-SEER1-R-410A-Residential-Split-System-Central-Air-Conditioning-System-4AC13L30P/309890544 | No
Winchester | 13RAC30-30 | Split AC | 2.5 Ton 13 SEER1 Residential Whole House Unit Sweat A/C System with 30 ft. Line Set |  |  | 2.5 | 13 | 3295 | [7 empty] | Home Depot | https://www.homedepot.com/p/Winchester-2-5-Ton-13-SEER1-Residential-Whole-House-Unit-Sweat-A-C-System-with-30-ft-Line-Set-13RAC30-30/207069190 | Yes
Royalton | 4AC16L30P | Split AC (30 ft Line Set) |  |  |  | 2.5 | 14 | 3763.2 | [5 empty] | 2023 |  | Lowes | https://www.lowes.com/pd/ROYALTON-4AC13L-Commercial-Residential-2-5-Ton-14-SEER1-Central-Air-Conditioner/5002182655 | Yes
Winchester | 14SAC30-30 | Split AC | 2.5 Ton 14 SEER1 Residential Whole House Unit Sweat A/C System with 30 ft. Line Set |  |  | 2.5 | 14 | 3625 | [7 empty] | Home Depot | https://www.homedepot.com/p/Winchester-2-5-Ton-14-SEER1-Residential-Whole-House-Unit-Sweat-A-C-System-with-30-ft-Line-Set-14SAC30-30/207069334 | Yes
ROYALTON | 4AC16L30P | Split AC | 2.5 Ton 14 SEER1 R-410A Residential Split System Central Air Conditioning System |  |  | 2.5 | 14 | 3763.2 | [7 empty] | Home Depot | https://www.homedepot.com/p/ROYALTON-2-5-Ton-14-SEER1-R-410A-Residential-Split-System-Central-Air-Conditioning-System-4AC16L30P/310262574 | No
Winchester | 14SAC30-30 | Split AC | 2.5 Ton 14 SEER1 Residential Whole House Unit Sweat A/C System with 30 ft. Line Set |  |  | 2.5 | 14 | 3625 | [7 empty] | Home Depot | https://www.homedepot.com/p/Winchester-2-5-Ton-14-SEER1-Residential-Whole-House-Unit-Sweat-A-C-System-with-30-ft-Line-Set-14SAC30-30/207069334 | No
Blueridge | BA17L30P-BH1P42B | Split AC | 2.5 Ton AC, 15 SEER1 / 14.3 SEER12 Horizontal AC and Evaporator Coil System Kit |  |  | 2.5 | 15 | 2320 | [7 empty] | Alpine Home Air | https://www.alpinehomeair.com/product/air-conditioning-cooling/central-heating-cooling-complete-systems/blueridge/ba17l30p-bh1p42b | Yes
Blueridge | BA17L30P-BH1P30B-BGH4TXV01 | Split AC | 2.5 Ton AC, 15.10 SEER1 / 14.4 SEER12 Horizontal AC and Evaporator Coil System Kit |  |  | 2.5 | 15.1 | 2370 | [7 empty] | Alpine Home Air | https://www.alpinehomeair.com/product/air-conditioning-cooling/central-heating-cooling-complete-systems/blueridge/ba17l30p-bh1p30b-bgh4txv01 | No
Blueridge | BA17L30P-BH1P51C | Split AC | 2.5 Ton AC, 15 SEER1 / 14.3 SEER12 Horizontal AC and Evaporator Coil System Kit |  |  | 2.5 | 15 | 2410 | [7 empty] | Alpine Home Air | https://www.alpinehomeair.com/product/air-conditioning-cooling/central-heating-cooling-complete-systems/blueridge/ba17l30p-bh1p51c | Yes
Blueridge | BA17L30P-BE5V30MA4X | Split AC | 2.5 Ton AC, 2.5 Ton High Efficiency Multi-Positional Air Handler, 17 SEER1 / 16 SEER12 Split System Kit |  |  | 2.5 | 17 | 3180 | [7 empty] | Alpine Home Air | https://www.alpinehomeair.com/product/air-conditioning-cooling/central-heating-cooling-complete-systems/blueridge/ba17l30p-be5v30ma4x#specifications | Yes
Royalton | 4AC13L36P | Split AC (30 ft Line Set) |  |  |  | 3 | 13 | 3778.27 | [5 empty] | 2023 |  | Lowes | https://www.lowes.com/pd/ROYALTON-4AC13L-Commercial-Residential-3-Ton-13-SEER1-Central-Air-Conditioner/5002182645 | Yes
ROYALTON | 4AC13L36P | Split AC | 3 Ton 13 SEER1 R-410A Residential Split System Central Air Conditioning System |  |  | 3 | 13 | 3778.27 | [7 empty] | Home Depot | https://www.homedepot.com/p/ROYALTON-3-Ton-13-SEER1-R-410A-Residential-Split-System-Central-Air-Conditioning-System-4AC13L36P/309890576 | No
MRCOOL | MXC1618D36D845X | Split AC | MX 1.5-Ton 18,000 BTU 16 SEER1 Downflow Split System A/C with 45,000 BTU 80% AFUE Gas Furnace | Furnace | 45000 | 1.5 | 16 | 2812 | [7 empty] | Home Depot | https://www.homedepot.com/p/MRCOOL-MX-1-5-Ton-18-000-BTU-up-to-16-SEER1-Downflow-Split-System-Air-Conditioner-with-80-AFUE-45-000-BTU-Gas-Furnace-MXC1618D36D845/320091492 | Yes
MRCOOL | MXC1618D36D845 | Split AC | MX 1.5-Ton 18,000 BTU up to 16 SEER1 Downflow Split System Air Conditioner with 80% AFUE 45,000 BTU Gas Furnace | Furnace | 45000 | 1.5 | 16 | 2812 | [7 empty] | Home Depot | https://www.homedepot.com/p/MRCOOL-MX-1-5-Ton-18-000-BTU-up-to-16-SEER1-Downflow-Split-System-Air-Conditioner-with-80-AFUE-45-000-BTU-Gas-Furnace-MXC1618D36D845/320091492 | Yes
Winchester | 13RAC36-30 | Split AC | 3 Ton 13 SEER1 Residential Whole House Unit Sweat A/C System with 30 ft. Line Set |  |  | 3 | 13 | 3480 | [7 empty] | Home Depot | https://www.homedepot.com/p/Winchester-3-Ton-13-SEER1-Residential-Whole-House-Unit-Sweat-A-C-System-with-30-ft-Line-Set-13RAC36-30/207069199 | Yes
Royalton | 4AC16L36P | Split AC (30 ft Line Set) |  |  |  | 3 | 14 | 4190.78 | [5 empty] | 2023 |  | Lowes | https://www.lowes.com/pd/ROYALTON-4AC13L-Commercial-Residential-3-Ton-14-SEER1-Central-Air-Conditioner/5002182657 | Yes
Winchester | 14SAC36-30 | Split AC | 3 Ton 14 SEER1 Residential Whole House Unit Sweat A/C System with 30 ft. Line Set |  |  | 3 | 14 | 3805 | [7 empty] | Home Depot | https://www.homedepot.com/p/Winchester-3-Ton-14-SEER1-Residential-Whole-House-Unit-Sweat-A-C-System-with-30-ft-Line-Set-14SAC36-30/207069340 | Yes
ROYALTON | 4AC16L36P | Split AC | 3 Ton 14 SEER1 R-410A Residential Split System Central Air Conditioning System |  |  | 3 | 14 | 4190.78 | [7 empty] | Home Depot | https://www.homedepot.com/p/ROYALTON-3-Ton-14-SEER1-R-410A-Residential-Split-System-Central-Air-Conditioning-System-4AC16L36P/310262731 | No
MRCOOL | MXC1636V48B | Split AC | 3 Ton 33,000 BTU 16 SEER1 Upflow Complete Split System Air Conditioner |  |  | 3 | 16 | 2134 | [7 empty] | Home Depot | https://www.homedepot.com/p/ROYALTON-3-Ton-13-SEER1-R-410A-Residential-Split-System-Central-Air-Conditioning-System-4AC13L36P/309890576 | Yes
MRCOOL | MDAC1836NK50H00 | Split AC | DIY Universal 3-Ton 36000 BTU 18 SEER1 Split System AC with 50 ft. NoVac Install Kit 208/230-Volt |  |  | 3 | 18 | 3758.41 | [7 empty] | Home Depot | https://www.homedepot.com/p/MRCOOL-DIY-Universal-3-Ton-36000-BTU-18-SEER1-Split-System-AC-with-50-ft-NoVac-Install-Kit-208-230-Volt-MDAC1836NK50H00/320231538 | Yes
MRCOOL | MDAC1836NK35H00 | Split AC | DIY Universal 3 Ton 36000 18 SEER1 Split System Air Conditioner Only with 35ft. NoVac Install Kit 208/230V |  |  | 3 | 18 | 3833.2 | [7 empty] | Home Depot | https://www.homedepot.com/p/MRCOOL-DIY-Universal-3-Ton-36000-18-SEER1-Split-System-Air-Conditioner-Only-with-35ft-NoVac-Install-Kit-208-230V-MDAC1836NK35H00/320231544 | Yes
MRCOOL | MDAC1836HK00 | Split AC | DIY Universal 3 Ton 36000 18 SEER1 Split System AC 208/230V |  |  | 3 | 18 | 4126.58 | [7 empty] | Home Depot | https://www.homedepot.com/p/MRCOOL-DIY-Universal-3-Ton-36000-18-SEER1-Split-System-AC-208-230V-MDAC1836HK00/320231562 | Yes
MRCOOL | MXC1618H24GM845 | Split AC | MX 1.5-Ton 18,000 BTU up to 14 SEER1 Horizontal Split System Air Conditioner with 80% AFUE 45,000 BTU Gas Furnace | Furnace | 45000 | 1.5 | 16 | 2520 | [7 empty] | Home Depot | https://www.homedepot.com/p/MRCOOL-MX-1-5-Ton-14-SEER1-18000-BTU-Horizontal-Split-System-80-AFUE-45000-BTU-Gas-Furnace-MXC1418H24GM845/320100938 | Yes
MRCOOL | MXC1630D36D845X | Split AC | MX 2.5 Ton 26,000 BTU 16 SEER1 Downflow Split System A/C and 45,000 BTU 80% AFUE Gas Furnace | Furnace | 45000 | 2.5 | 16 | 3085 | [7 empty] | Home Depot | https://www.homedepot.com/p/MRCOOL-MX-2-5-Ton-26-000-BTU-16-SEER1-Downflow-Split-System-A-C-and-45-000-BTU-80-AFUE-Gas-Furnace-MXC1630D36D845X/320104164 | Yes
MRCOOL | MXC1636V48GM890 | Split AC | MX 3 Ton 33,000 BTU 16 SEER1 Upflow Split System A/C and 90000 BTU 80% AFUE Gas Furnace | Furnace | 90000 | 3 | 16 | 3365 | [7 empty] | Home Depot | https://www.homedepot.com/p/MRCOOL-MX-3-Ton-33-000-BTU-16-SEER1-Upflow-Split-System-A-C-and-90000-BTU-80-AFUE-Gas-Furnace-MXC1636V48GM890/320104312 | Yes
MRCOOL | MXC1636D48D945 | Split AC | MX 3-Ton 33,000 BTU 16 SEER1 Downflow Split System A/C with 45000 BTU 95% AFUE Gas Furnace | Furnace | 45000 | 3 | 16 | 3950 | [7 empty] | Home Depot | https://www.homedepot.com/p/MRCOOL-3-Ton-33-000-BTU-16-SEER1-Upflow-Complete-Split-System-Air-Conditioner-MXC1636V48B/320091599 | Yes
MRCOOL | MXC1636D48D870 | Split AC | MX 3 Ton 36000 BTU 16 SEER1 Downflow Split System A/C 70000 BTU 80% AFUE Gas Furnace | Furnace | 70000 | 3 | 16 | 3421 | [7 empty] | Home Depot | https://www.homedepot.com/p/MRCOOL-MX-3-Ton-36000-BTU-16-SEER1-Downflow-Split-System-A-C-70000-BTU-80-AFUE-Gas-Furnace-MXC1636D48D870/320091637 | Yes
MRCOOL | MXC1636D48D870X | Split AC | MX 3-Ton 33,000 BTU 16 SEER1 Downflow Split System A/C and 70,000 BTU 80% AFUE Gas Furnace | Furnace | 70000 | 3 | 16 | 3421 | [7 empty] | Home Depot | https://www.homedepot.com/p/MRCOOL-MX-3-Ton-36000-BTU-16-SEER1-Downflow-Split-System-A-C-70000-BTU-80-AFUE-Gas-Furnace-MXC1636D48D870/320091637 | Yes
MRCOOL | MXC1636D36D845X | Split AC | MX 3 Ton 33,000 BTU 16 SEER1 Downflow Split System A/C and 45,000 BTU 80% AFUE Gas Furnace | Furnace | 45000 | 3 | 16 | 3085 | [7 empty] | Home Depot | https://www.homedepot.com/p/MRCOOL-MX-3-Ton-33-000-BTU-16-SEER1-Downflow-Split-System-A-C-and-45-000-BTU-80-AFUE-Gas-Furnace-MXC1636D36D845X/320104176 | Yes
Blueridge | BA17L36P-BE5V36MA4X | Split AC | 3 Ton AC, 3 Ton High Efficiency Multi-Positional Air Handler, 17 SEER1 / 15.8 SEER12 Split System Kit |  |  | 3 | 17 | 3470 | [7 empty] | Alpine Home Air | https://www.alpinehomeair.com/product/air-conditioning-cooling/central-heating-cooling-complete-systems/blueridge/ba17l36p-be5v36ma4x | Yes
MRCOOL | MXC1636D48D890X | Split AC | 3 Ton 33,000 BTU 16 SEER1 Downflow Split System A/C and 90,000 BTU 80% AFUE Gas Furnace | Furnace | 90000 | 3 | 16 | 3543 | [7 empty] | Home Depot | https://www.homedepot.com/p/MRCOOL-MX-3-Ton-33-000-BTU-up-to-16-SEER1-Downflow-Split-System-A-C-with-90-000-BTU-80-AFUE-Gas-Furnace-MXC1636D48D890/320091379 | Yes
MRCOOL | MXC1642V48GM890 | Split AC | 3.5 Ton 40,000 BTU 16 SEER1 Upflow Split System Air Conditioner with 90,000 BTU 80% AFUE Gas Furnace | Furnace | 90000 | 3.5 | 16 | 3567 | [7 empty] | Home Depot | https://www.homedepot.com/p/MRCOOL-3-5-Ton-40-000-BTU-16-SEER1-Upflow-Split-System-Air-Conditioner-with-90-000-BTU-80-AFUE-Gas-Furnace-MXC1642V48GM890/320091686 | Yes
MRCOOL | MXC1642H48GM890 | Split AC | 3.5 Ton 40,000 BTU 16 SEER1 Horizontal Split System A/C with 90,000 BTU 80% AFUE Gas Furnace | Furnace | 90000 | 3.5 | 16 | 3478 | [7 empty] | Home Depot | https://www.homedepot.com/p/MRCOOL-3-5-Ton-40-000-BTU-16-SEER1-Horizontal-Split-System-A-C-with-90-000-BTU-80-AFUE-Gas-Furnace-MXC1642H48GM890/320104299 | Yes
MRCOOL | MXC1642H48GM911 | Split AC | MX 3.5 Ton 40,000 BTU 16 SEER1 Horizontal Split System Air Conditioner with 110,000 BTU 80% AFUE Gas Furnace | Furnace | 110000 | 3.5 | 16 | 4182 | [7 empty] | Home Depot | https://www.homedepot.com/p/MRCOOL-MX-3-5-Ton-40-000-BTU-16-SEER1-Horizontal-Split-System-A-C-110000-BTU-95-AFUE-Gas-Furnace-MXC1642H48GM911/320091663 | Yes
MRCOOL | MXC1642D48D890X | Split AC | MX 3.5 Ton 41,000 BTU 16 SEER1 Downflow Split System Air Conditioner with 90,000 BTU 80% AFUE Gas Furnace+H4TXV02 | Furnace | 90000 | 3.5 | 16 | 3865 | [7 empty] | Home Depot | https://www.homedepot.com/p/MRCOOL-MX-3-5-Ton-41-000-BTU-16-SEER1-Downflow-Split-System-Air-Conditioner-with-90-000-BTU-80-AFUE-Gas-Furnace-H4TXV02-MXC1642D48D890X/320091576 | Yes
MRCOOL | MXC1642D48D890 | Split AC | MX 3.5 Ton 40,000 BTU 16 SEER1 Downflow Complete Split System A/C with 90,000 BTU 80% AFUE Gas Furnace | Furnace | 90000 | 3.5 | 16 | 3865 | [7 empty] | Home Depot | https://www.homedepot.com/p/MRCOOL-MX-3-5-Ton-41-000-BTU-16-SEER1-Downflow-Split-System-Air-Conditioner-with-90-000-BTU-80-AFUE-Gas-Furnace-H4TXV02-MXC1642D48D890X/320091576 | Yes
MRCOOL | MXH1518H24BV12 | Split AC | 1.5-Ton 18,000 BTU 15 SEER1 Horizontal Central Split System Heat Pump Modular Blower Bundle with TXV 208/230-Volt | Heat Pump | 17000 | 1.5 | 15 | 2904 | [7 empty] | Home Depot | https://www.homedepot.com/p/MRCOOL-1-5-Ton-18-000-BTU-15-SEER1-Horizontal-Central-Split-System-Heat-Pump-Modular-Blower-Bundle-with-TXV-208-230-Volt-MXH1518H24BV12/320100458 | No
MRCOOL | MXH1530H30BV12 | Split AC | MX 2.5 Ton 28,000 BTU 15 SEER1 Horizontal Central Split System Heat Pump Modular Blower Bundle with TXV - 208/230-Volt | Heat Pump | 26000 | 2.5 | 15 | 3181 | [7 empty] | Home Depot | https://www.homedepot.com/p/MRCOOL-MX-2-5-Ton-28-000-BTU-15-SEER1-Horizontal-Central-Split-System-Heat-Pump-Modular-Blower-Bundle-with-TXV-208-230-Volt-MXH1530H30BV12/320100594 | No
Royalton | 4AC13L42P | Split AC (30 ft Line Set) |  |  |  | 3.5 | 13 | 4076.19 | [5 empty] | 2023 |  | Lowes | https://www.lowes.com/pd/ROYALTON-4AC13L-Commercial-Residential-3-5-Ton-13-SEER1-Central-Air-Conditioner/5002182699 | No
ROYALTON | 4AC13L42P | Split AC | 3.5 Ton 13 SEER1 R-410A Residential Split System Central Air Conditioning System |  |  | 3.5 | 13 | 4076.19 | [7 empty] | Home Depot | https://www.homedepot.com/p/ROYALTON-3-5-Ton-13-SEER1-R-410A-Residential-Split-System-Central-Air-Conditioning-System-4AC13L42P/309890651 | No
Royalton | 4AC16L42P | Split AC (30 ft Line Set) |  |  |  | 3.5 | 14 | 4668.42 | [5 empty] | 2023 |  | Lowes | https://www.lowes.com/pd/ROYALTON-4AC13L-Commercial-Residential-3-5-Ton-14-SEER1-Central-Air-Conditioner/5002182675 | No
ROYALTON | 4AC16L42P | Split AC | 3.5 Ton 14 SEER1 R-410A Residential Split System Central Air Conditioning System |  |  | 3.5 | 14 | 4668.42 | [7 empty] | Home Depot | https://www.homedepot.com/p/ROYALTON-3-5-Ton-14-SEER1-R-410A-Residential-Split-System-Central-Air-Conditioning-System-4AC16L42P/310262754 | Yes
MRCOOL | MXH1518H30BV12 | Split AC | MX 1.5 Ton 18,000 BTU 16 SEER1 Horizontal Central Split System Heat Pump Modular Blower Bundle with TXV - 208/230-Volt | Heat Pump | 17000 | 1.5 | 16 | 2936 | [7 empty] | Home Depot | https://www.homedepot.com/p/MRCOOL-MX-1-5-Ton-18-000-BTU-16-SEER1-Horizontal-Central-Split-System-Heat-Pump-Modular-Blower-Bundle-with-TXV-208-230-Volt-MXH1518H30BV12/320100585 | No
Winchester | 14SAC42-30 | Split AC | 3.5 Ton 14 SEER1 Residential Whole House Unit Sweat A/C System with 30 ft. Line Set |  |  | 3.5 | 14 | 3335 | [7 empty] | Home Depot | https://www.homedepot.com/p/Winchester-2-Ton-14-SEER1-Residential-Whole-House-Unit-Sweat-A-C-System-with-30-ft-Line-Set-14SAC24-30/207069256 | Yes
MRCOOL | MXC1642V48BV16 | Split AC | MX 3.5- Ton 41000 BTU 15 SEER1 Upflow Complete Split System Air Conditioner with H4TXV02 and Modular Blower |  |  | 3.5 | 15 | 3551.9 | [7 empty] | Home Depot | https://www.homedepot.com/p/MRCOOL-MX-3-5-Ton-41000-BTU-15-SEER1-Upflow-Complete-Split-System-Air-Conditioner-with-H4TXV02-and-Modular-Blower-MXC1642V48BV16/320091570 | Yes
MRCOOL | MXC1642H51CT2 | Split AC | MX 3.5-Ton 40,000 BTU 16 SEER1 Horizontal Complete Split System A/C |  |  | 3.5 | 16 | 2454 | [7 empty] | Home Depot | https://www.homedepot.com/p/MRCOOL-MX-3-5-Ton-40-000-BTU-16-SEER1-Horizontal-Complete-Split-System-A-C-MXC1642H51CT2/320104329 | Yes
MRCOOL | MXC1642AH48E | Split AC | 3.5-Ton 41000 BTU up to 16 SEER1 Complete Split System Air Conditioner |  |  | 3.5 | 16 | 3153 | [7 empty] | Home Depot | https://www.homedepot.com/p/MRCOOL-3-5-Ton-41000-BTU-up-to-16-SEER1-Complete-Split-System-Air-Conditioner-MXC1642AH48E/320101634 | No
MRCOOL | MDHP1860NK25H15 | Split AC | DIY Universal 5 Ton 54000 BTU 17 SEER1 Split System Heat Pump with 25 ft. NoVac Install Kit 5kW Heatkit 208/230V | Heat Pump | 54000 | 5 | 17 | 8063 | [7 empty] | Home Depot | https://www.homedepot.com/p/MRCOOL-DIY-Universal-5-Ton-54000-BTU-17-SEER1-Split-System-Heat-Pump-with-75-ft-NoVac-Install-Kit-and-15kW-Heatkit-208-230V-MDHP1860NK75H15/320231556 | No
MRCOOL | MDHP1860NK15H00 | Split AC | DIY Universal 5 Ton 54000 BTU 17 SEER1 Split System Heat Pump with 15 ft. NoVac Install Kit 208/230V | Heat Pump | 54000 | 5 | 17 | 5524.57 | [7 empty] | Home Depot | https://www.homedepot.com/p/MRCOOL-DIY-Universal-5-Ton-54000-BTU-17-SEER1-Split-System-Heat-Pump-with-15-ft-NoVac-Install-Kit-208-230V-MDHP1860NK15H00/320231675 | No
MRCOOL | MDHP1860NK15H08 | Split AC | DIY Universal 5 Ton 54000 BTU 17 SEER1 Split System Heat Pump with 15 ft. NoVac Install Kit and 8kW Heatkit 208/230V | Heat Pump | 54000 | 5 | 17 | 7003 | [7 empty] | Home Depot | https://www.homedepot.com/p/MRCOOL-DIY-Universal-5-Ton-54000-BTU-17-SEER1-Split-System-Heat-Pump-with-15-ft-NoVac-Install-Kit-208-230V-MDHP1860NK15H00/320231675 | No
MRCOOL | MDHP1860NK25H00 | Split AC | DIY Universal 5 Ton 54000 BTU 17 SEER1 Split System Heat Pump with 25 ft. NoVac Install Kit 208/230V | Heat Pump | 54000 | 5 | 17 | 6637.15 | [7 empty] | Home Depot | https://www.homedepot.com/p/MRCOOL-DIY-Universal-5-Ton-54000-BTU-17-SEER1-Split-System-Heat-Pump-with-25-ft-NoVac-Install-Kit-208-230V-MDHP1860NK25H00/320231625 | No
MRCOOL | MDHP1860NK75H15 | Split AC | DIY Universal 5 Ton 54000 BTU 17 SEER1 Split System Heat Pump with 75 ft. NoVac Install Kit and 15kW Heatkit 208/230V | Heat Pump | 54000 | 5 | 17 | 6505.74 | [7 empty] | Home Depot | https://www.homedepot.com/p/MRCOOL-DIY-Universal-5-Ton-54000-BTU-17-SEER1-Split-System-Heat-Pump-with-75-ft-NoVac-Install-Kit-and-15kW-Heatkit-208-230V-MDHP1860NK75H15/320231556 | No
MRCOOL | MDHP1860NK35H05 | Split AC | DIY Universal 5 Ton 54000 BTU 17 SEER1 Split System Heat Pump with 35 ft. NoVac Install Kit and 5kW Heatkit 208/230V | Heat Pump | 54000 | 5 | 17 | 6846.04 | [7 empty] | Home Depot | https://www.homedepot.com/p/MRCOOL-DIY-Universal-5-Ton-54000-BTU-17-SEER1-Split-System-Heat-Pump-with-35-ft-NoVac-Install-Kit-and-5kW-Heatkit-208-230V-MDHP1860NK35H05/320231696 | No
MRCOOL | MDHP1860NK25H20 | Split AC | DIY Universal 5 Ton 54000 BTU 17 SEER1 Split System Heat Pump with 25 ft. NoVac Install Kit 208/230V | Heat Pump | 54000 | 5 | 17 | 6905.22 | [7 empty] | Home Depot | https://www.homedepot.com/p/MRCOOL-DIY-Universal-5-Ton-54000-BTU-17-SEER1-Split-System-Heat-Pump-with-25-ft-NoVac-Install-Kit-208-230V-MDHP1860NK25H20/320231648 | No
Pioneer | DYR4260GMFI18R | Split AC | 56,000 BTU 4.6 Ton 17.5 SEER1 Ducted Central Split Air Conditioner Heat Pump System | Heat Pump | 56000 | 4.6 | 17.5 | 4128 | [7 empty] | Home Depot | https://www.homedepot.com/p/Pioneer-56-000-BTU-4-6-Ton-17-5-SEER1-Ducted-Central-Split-Air-Conditioner-Heat-Pump-System-DYR4260GMFI18R/314800446 | No
Pioneer | DYR1824GMFI18R | Split AC | 24,000 BTU 2 Ton 18 SEER1 Ducted Central Split Air Conditioner Heat Pump System | Heat Pump | 24000 | 2 | 18 | 2848 | [7 empty] | Home Depot | https://www.homedepot.com/p/Pioneer-24-000-BTU-2-Ton-18-SEER1-Ducted-Central-Split-Air-Conditioner-Heat-Pump-System-DYR1824GMFI18R/314675241 | No
MRCOOL | MXC1642V49CT2 | Split AC | MX 3.5-Ton 40,000 BTU 16 SEER1 Upflow Complete Split System Air Conditioner with H4TXV02 |  |  | 3.5 | 16 | 2573 | [7 empty] | Home Depot | https://www.homedepot.com/p/MRCOOL-MX-3-5-Ton-40-000-BTU-16-SEER1-Upflow-Complete-Split-System-Air-Conditioner-with-H4TXV02-MXC1642V49CT2/320091539 | No
MRCOOL | MXC1642V49C | Split AC | MX 3.5 Ton 40000 BTU 16 SEER1 Upflow Central Split System A/C |  |  | 3.5 | 16 | 2453 | [7 empty] | Home Depot | https://www.homedepot.com/p/MRCOOL-MX-3-5-Ton-40000-BTU-16-SEER1-Upflow-Central-Split-System-A-C-MXC1642V49C/320091674 | No
Blueridge | BA17L42P-BC4X48C | Split AC | 3.5 Ton AC, 15 SEER1 / 14.3 SEER12 Upflow AC and Evaporator Coil System Kit |  |  | 3.5 | 15 | 2960 | [7 empty] | Alpine Home Air | https://www.alpinehomeair.com/product/air-conditioning-cooling/central-heating-cooling-complete-systems/blueridge/ba17l42p-bc4x48c#specifications | Yes
Pioneer | DYR3036GMFI18R | Split AC | 36,000 BTU 3 Ton 18 SEER1 Ducted Central Split Air Conditioner Heat Pump System | Heat Pump | 36000 | 3 | 18 | 3208 | [7 empty] | Home Depot | https://www.homedepot.com/p/Pioneer-36-000-BTU-3-Ton-18-SEER1-Ducted-Central-Split-Air-Conditioner-Heat-Pump-System-DYR3036GMFI18R/314800196 | No
MRCOOL | MDHP1836NK25H05 | Split AC | DIY Universal 3 Ton 36000 BTU 18 SEER1 Split System Heat Pump with 25 ft. NoVac Install Kit and 5kW HeatKit 208/230V | Heat Pump | 36000 | 3 | 18 | 4450.36 | [7 empty] | Home Depot | https://www.homedepot.com/p/Pioneer-36-000-BTU-3-Ton-18-SEER1-Ducted-Central-Split-Air-Conditioner-Heat-Pump-System-DYR3036GMFI18R/314800196 | No
MRCOOL | MDHP1836NK50H10 | Split AC | DIY Universal 3 Ton 36000 BTU 18 SEER1 Split System Heat Pump with 50 ft. NoVac Install Kit 208/230V | Heat Pump | 36000 | 3 | 18 | 5746 | [7 empty] | Home Depot | https://www.homedepot.com/p/MRCOOL-DIY-Universal-36000-BTU-18-SEER1-R410A-Split-System-Heat-Pump-with-50-ft-NoVac-Install-Kit-208-230-Volt-MDHP1836NK50H00/320231592 | No
MRCOOL | MDHP1836NK15H05 | Split AC | DIY Universal 3 Ton 36000 BTU 18 SEER1 Split System Heat Pump with 15 ft. NoVac Install Kit and 5kW HeatKit 208/230V | Heat Pump | 36000 | 3 | 18 | 5760 | [7 empty] | Home Depot | https://www.homedepot.com/p/MRCOOL-DIY-Universal-36000-BTU-18-SEER1-R410A-Split-System-Heat-Pump-35-ft-NoVac-Install-Kit-and-5kW-Heat-Kit-208-230V-MDHP1836NK35H05/320231705 | No
MRCOOL | MDHP1836NK35H08 | Split AC | DIY Universal 3 Ton 36000 BTU 18 SEER1 Split System Heat Pump with 35 ft. NoVac Install Kit and 8kW HeatKit 208/230V | Heat Pump | 36000 | 3 | 18 | 5392.48 | [7 empty] | Home Depot | https://www.homedepot.com/p/MRCOOL-DIY-Universal-3-Ton-36000-BTU-18-SEER1-Split-System-Heat-Pump-with-35-ft-NoVac-Install-Kit-and-8kW-HeatKit-208-230V-MDHP1836NK35H08/320231698 | No
MRCOOL | MDHP1836NK25H10 | Split AC | DIY Universal 3 Ton 36000 BTU18 SEER1 Split System Heat Pump with 25 ft. NoVac Install Kit 10kW Heat Kit 208/230V | Heat Pump | 36000 | 3 | 18 | 5290.45 | [7 empty] | Home Depot | https://www.homedepot.com/p/MRCOOL-DIY-Universal-3-Ton-36000-BTU18-SEER1-Split-System-Heat-Pump-with-25-ft-NoVac-Install-Kit-10kW-Heat-Kit-208-230V-MDHP1836NK25H10/320231671 | No
GREE | FLEXX60HP60IBK | Split AC | FLEXX 54,000 BTU 4.5 Tons Whole House Split System Air Conditioner with Heat Pump 230V | Heat Pump | 54000 | 4.5 |  | 6299 | [7 empty] | Home Depot | https://www.homedepot.com/p/GREE-FLEXX-54-000-BTU-4-5-Tons-Whole-House-Split-System-Air-Conditioner-with-Heat-Pump-230V-FLEXX60HP60IBK/322158980 | No
MRCOOL | MDHP1836NK25H00 | Split AC | DIY Universal 3 Ton 36000 BTU 18 SEER1 Split System Heat Pump with 25 ft. NoVac Install Kit 208/230V | Heat Pump | 36000 | 3 | 18 | 5216.48 | [7 empty] | Home Depot | https://www.homedepot.com/p/MRCOOL-DIY-Universal-3-Ton-36000-BTU-18-SEER1-Split-System-Heat-Pump-with-25-ft-NoVac-Install-Kit-208-230V-MDHP1836NK25H00/320231638 | No
MRCOOL | MDHP1836NK15H08 | Split AC | DIY Universal 3 Ton 36000 BTU 18 SEER1 Split System Heat Pump with 15 ft. NoVac Install Kit and 8kW HeatKit 208/230V | Heat Pump | 36000 | 3 | 18 | 5223.74 | [7 empty] | Home Depot | https://www.homedepot.com/p/MRCOOL-DIY-Universal-3-Ton-36000-BTU-18-SEER1-Split-System-Heat-Pump-with-15-ft-NoVac-Install-Kit-and-8kW-HeatKit-208-230V-MDHP1836NK15H08/320231597 | No
MRCOOL | MDHP1836NK35H00 | Split AC | DIY Universal 3 Ton 36000 BTU 18 SEER1 Split System Heat Pump with 35 ft. NoVac Install Kit 208/230V | Heat Pump | 36000 | 3 | 18 | 5177.53 | [7 empty] | Home Depot | https://www.homedepot.com/p/MRCOOL-DIY-Universal-3-Ton-36000-BTU-18-SEER1-Split-System-Heat-Pump-with-35-ft-NoVac-Install-Kit-208-230V-MDHP1836NK35H00/320231686 | No
MRCOOL | MDHP1836NK15H10 | Split AC | DIY Universal 3 Ton 36000 BTU 18 SEER1 Split System Heat Pump with 15 ft. NoVac Install Kit and 10kW HeatKit 208/230V | Heat Pump | 36000 | 3 | 18 | 5261.63 | [7 empty] | Home Depot | https://www.homedepot.com/p/MRCOOL-DIY-Universal-3-Ton-36000-BTU-18-SEER1-Split-System-Heat-Pump-with-15-ft-NoVac-Install-Kit-and-10kW-HeatKit-208-230V-MDHP1836NK15H10/320231582 | No
Royalton | 4AC13L48P | Split AC (30 ft Line Set) |  |  |  | 4 | 13 | 4503.18 | [5 empty] | 2023 |  | Lowes | https://www.lowes.com/pd/ROYALTON-4AC13L-Commercial-Residential-4-Ton-13-SEER1-Central-Air-Conditioner/5002182639 | No
MRCOOL | XPG48S108M414A | Split AC | 4- Ton 14 SEER1 R-410A Downflow/Horizontal Package Gas and Air Conditioner |  |  | 4 | 14 | 5644.1 | [7 empty] | Home Depot | https://www.homedepot.com/p/MRCOOL-4-Ton-14-SEER1-R-410A-Downflow-Horizontal-Package-Gas-and-Air-Conditioner-XPG48S108M414A/323773954 | No
ROYALTON | 4AC16L48P | Split AC | 4 Ton 14 SEER1 R-410A Residential Split System Central Air Conditioning System |  |  | 4 | 14 | 5078.51 | [7 empty] | Home Depot | https://www.homedepot.com/p/ROYALTON-4-Ton-14-SEER1-R-410A-Residential-Split-System-Central-Air-Conditioning-System-4AC16L48P/310262787 | No
MRCOOL | MDAC1848HK00 | Split AC | DIY Universal 4-Ton 48000 BTU 18 SEER1 Split System AC 208/230-Volt |  |  | 4 | 18 | 3913.19 | [7 empty] | Home Depot | https://www.homedepot.com/p/MRCOOL-DIY-Universal-4-Ton-48000-BTU-18-SEER1-Split-System-AC-208-230-Volt-MDAC1848HK00/320231550 | Yes
MRCOOL | MDAC1848NK25H00 | Split AC | DIY Universal 4-Ton 48000 BTU 18 SEER1 Split System AC with 25 ft. NoVac Install Kit 208/230-V |  |  | 4 | 18 | 4628.64 | [7 empty] | Home Depot | https://www.homedepot.com/p/MRCOOL-DIY-Universal-4-Ton-48000-BTU-18-SEER1-Split-System-AC-with-25-ft-NoVac-Install-Kit-208-230-V-MDAC1848NK25H00/320231557 | Yes
Pioneer | DYR4248GMFI18R | Split AC | 48,000 BTU 4 Ton 18 SEER1 Ducted Central Split Air Conditioner Heat Pump System | Heat Pump | 48000 | 4 | 18 | 3898 | [7 empty] | Home Depot | https://www.homedepot.com/p/Pioneer-48-000-BTU-4-Ton-18-SEER1-Ducted-Central-Split-Air-Conditioner-Heat-Pump-System-DYR4248GMFI18R/320809848 | No
GREE | FLEXX60HP48IBK | Split AC | FLEXX 48,000 BTU 4 Ton Whole House Split System Air Conditioner with Heat Pump 230V | Heat Pump | 48000 | 4 |  | 6299 | [7 empty] | Home Depot | https://www.homedepot.com/p/GREE-FLEXX-48-000-BTU-4-Ton-Whole-House-Split-System-Air-Conditioner-with-Heat-Pump-230V-FLEXX60HP48IBK/322158779 | No
MRCOOL | MDHP1848NK25H00 | Split AC | DIY Universal 4 Ton 48000 BTU 18 SEER1 Split System Heat Pump with 25 ft. NoVac Install Kit 208/230V | Heat Pump | 48000 | 4 | 18 | 7077 | [7 empty] | Home Depot | https://www.homedepot.com/p/MRCOOL-DIY-Universal-4-Ton-48000-BTU-18-SEER1-Split-System-Heat-Pump-with-25-ft-NoVac-Install-Kit-208-230V-MDHP1848NK25H00/320231640 | No
MRCOOL | MDHP1848NK15H20 | Split AC | DIY Universal 4 Ton 48000 BTU 18 SEER1 Split System Heat Pump with 15 ft. NoVac Install Kit and 20kW HeatKit 208/230V | Heat Pump | 48000 | 4 | 18 | 5782.68 | [7 empty] | Home Depot | https://www.homedepot.com/p/MRCOOL-DIY-Universal-4-Ton-48000-BTU-18-SEER1-Split-System-Heat-Pump-with-15-ft-NoVac-Install-Kit-and-20kW-HeatKit-208-230V-MDHP1848NK15H20/320231575 | No
MRCOOL | MDHP1848NK25H20 | Split AC | DIY Universal 4 Ton 48000 BTU 18 SEER1 Split System Heat Pump with 25 ft. NoVac Install Kit and 20kW HeatKit 208/230V | Heat Pump | 48000 | 4 | 18 | 5839.14 | [7 empty] | Home Depot | https://www.homedepot.com/p/MRCOOL-DIY-Universal-4-Ton-48000-BTU-18-SEER1-Split-System-Heat-Pump-with-25-ft-NoVac-Install-Kit-and-20kW-HeatKit-208-230V-MDHP1848NK25H20/320231660 | No
MRCOOL | MDHP1848NK15H10 | Split AC | DIY Universal 4 Ton 48000 BTU 18 SEER1 Split System Heat Pump with 15 ft. NoVac Install Kit and 10kW HeatKit 208/230V | Heat Pump | 48000 | 4 | 18 | 5667.28 | [7 empty] | Home Depot | https://www.homedepot.com/p/MRCOOL-DIY-Universal-4-Ton-48000-BTU-18-SEER1-Split-System-Heat-Pump-with-15-ft-NoVac-Install-Kit-and-10kW-HeatKit-208-230V-MDHP1848NK15H10/320231587 | No
MRCOOL | MDHP1848NK50H20 | Split AC | DIY Universal 4 Ton 48000 BTU 18 SEER1 Split System Heat Pump with 50 ft. NoVac Install Kit and 20kW HeatKit 208/230V | Heat Pump | 48000 | 4 | 18 | 6391.88 | [7 empty] | Home Depot | https://www.homedepot.com/p/MRCOOL-DIY-Universal-4-Ton-48000-BTU-18-SEER1-Split-System-Heat-Pump-with-50-ft-NoVac-Install-Kit-and-20kW-HeatKit-208-230V-MDHP1848NK50H20/320231668 | No
MRCOOL | MDHP1848NK50H00 | Split AC | DIY Universal 4 Ton 48000 BTU 18 SEER1 Split System Heat Pump with 50 ft. NoVac Install Kit 208/230V | Heat Pump | 48000 | 4 | 18 | 6840.73 | [7 empty] | Home Depot | https://www.homedepot.com/p/MRCOOL-DIY-Universal-4-Ton-48000-BTU-18-SEER1-Split-System-Heat-Pump-with-50-ft-NoVac-Install-Kit-208-230V-MDHP1848NK50H00/320231609 | No
MRCOOL | MDHP1848NK25H08 | Split AC | DIY Universal 4 Ton 48000 BTU 18 SEER1 Split System Heat Pump with 25 ft. NoVac Install Kit and 8kW HeatKit 208/230V | Heat Pump | 48000 | 4 | 18 | 5717.69 | [7 empty] | Home Depot | https://www.homedepot.com/p/MRCOOL-DIY-Universal-4-Ton-48000-BTU-18-SEER1-Split-System-Heat-Pump-with-25-ft-NoVac-Install-Kit-and-8kW-HeatKit-208-230V-MDHP1848NK25H08/320231662 | No
MRCOOL | MDHP1848NK25H05 | Split AC | DIY Universal 4 Ton 48000 BTU 18 SEER1 Split System Heat Pump with 25 ft. NoVac Install Kit and 5kW HeatKit 208/230V | Heat Pump | 48000 | 4 | 18 | 5699.74 | [7 empty] | Home Depot | https://www.homedepot.com/p/MRCOOL-DIY-Universal-4-Ton-48000-BTU-18-SEER1-Split-System-Heat-Pump-with-25-ft-NoVac-Install-Kit-and-5kW-HeatKit-208-230V-MDHP1848NK25H05/320231632 | No
GREE | FLEXXC60HP48IBK | Split AC | FLEXX 48,000 BTU 4 Ton Whole House Split System Air Conditioner Cased Coil with Heat Pump 230V | Heat Pump | 48000 | 4 |  | 5399.1 | [7 empty] | Home Depot | https://www.homedepot.com/p/GREE-FLEXX-48-000-BTU-4-Ton-Whole-House-Split-System-Air-Conditioner-Cased-Coil-with-Heat-Pump-230V-FLEXXC60HP48IBK/322197549 | No
MRCOOL | MDHP1848NK35H05 | Split AC | DIY Universal 4 Ton 48000 BTU 18 SEER1 Split System Heat Pump with 35 ft. NoVac Install Kit and 5kW HeatKit 208/230V | Heat Pump | 48000 | 4 | 18 | 5795.15 | [7 empty] | Home Depot | https://www.homedepot.com/p/MRCOOL-DIY-Universal-4-Ton-48000-BTU-18-SEER1-Split-System-Heat-Pump-with-35-ft-NoVac-Install-Kit-and-5kW-HeatKit-208-230V-MDHP1848NK35H05/320231692 | No
MRCOOL | MDHP1848NK15H08 | Split AC | DIY Universal 4 Ton 48000 BTU 18 SEER1 Split System Heat Pump with 15 ft. NoVac Install Kit and 8kW HeatKit 208/230V | Heat Pump | 48000 | 4 | 18 | 5659 | [7 empty] | Home Depot | https://www.homedepot.com/p/MRCOOL-DIY-Universal-4-Ton-48000-BTU-18-SEER1-Split-System-Heat-Pump-with-15-ft-NoVac-Install-Kit-and-8kW-HeatKit-208-230V-MDHP1848NK15H08/320231603 | No
MRCOOL | MDHP1848NK35H10 | Split AC | DIY Universal 4 Ton 48000 BTU 18 SEER1 Split System Heat Pump with 35 ft. NoVac Install Kit and 10kW HeatKit 208/230V | Heat Pump | 48000 | 4 | 18 | 5821.37 | [7 empty] | Home Depot | https://www.homedepot.com/p/MRCOOL-DIY-Universal-4-Ton-48000-BTU-18-SEER1-Split-System-Heat-Pump-with-35-ft-NoVac-Install-Kit-and-10kW-HeatKit-208-230V-MDHP1848NK35H10/320231593 | No
GREE | FLEXXC60HP60IBK | Split AC | FLEX x 54,000 BTU 4.5-Ton 230-Volt Whole House Split System Air Conditioner Cased Coil with Heat Pump | Heat Pump |  | 4.5 |  | 5849.1 | [7 empty] | Home Depot | https://www.homedepot.com/p/GREE-FLEX-x-54-000-BTU-4-5-Ton-230-Volt-Whole-House-Split-System-Air-Conditioner-Cased-Coil-with-Heat-Pump-FLEXXC60HP60IBK/322197850 | No
MRCOOL | MDHP1848NK15H15 | Split AC | DIY Universal 4 Ton 48000 BTU 18 SEER1 Split System Heat Pump with 15 ft. NoVac Install Kit and 15kW HeatKit 208/230V | Heat Pump | 48000 | 4 | 18 | 5740.09 | [7 empty] | Home Depot | https://www.homedepot.com/p/MRCOOL-DIY-Universal-4-Ton-48000-BTU-18-SEER1-Split-System-Heat-Pump-with-15-ft-NoVac-Install-Kit-and-15kW-HeatKit-208-230V-MDHP1848NK15H15/320231570 | No
MRCOOL | MDAC1848NK50H00 | Split AC | DIY Universal 4-Ton 48000 BTU 18 SEER1 Split System AC with 50 ft. NoVac Install Kit 208/230-V |  |  | 4 | 18 | 4792.71 | [7 empty] | Home Depot | https://www.homedepot.com/p/MRCOOL-DIY-Universal-4-Ton-48000-BTU-18-SEER1-Split-System-AC-with-50-ft-NoVac-Install-Kit-208-230-V-MDAC1848NK50H00/320231539 | Yes
MRCOOL | MDHP1824NK50H05 | Split AC | DIY Universal 2 Ton 24000 BTU 20 SEER1 Split System Heat Pump with 50 ft. NoVac Install Kit and 5kW HeatKit 208/230V | Heat Pump | 24000 | 2 | 20 | 4651.28 | [7 empty] | Home Depot | https://www.homedepot.com/p/MRCOOL-DIY-Universal-2-Ton-24000-BTU-20-SEER1-Split-System-Heat-Pump-with-50-ft-NoVac-Install-Kit-and-5kW-HeatKit-208-230V-MDHP1824NK50H05/320231616 | No
MRCOOL | MDHP1824NK25H00 | Split AC | DIY Universal 2 Ton 24000 BTU 20 SEER1 Split System Heat Pump with 25 ft. NoVac Install Kit 208/230V | Heat Pump | 24000 | 2 | 20 | 5163.46 | [7 empty] | Home Depot | https://www.homedepot.com/p/MRCOOL-DIY-Universal-2-Ton-24000-BTU-20-SEER1-Split-System-Heat-Pump-with-25-ft-NoVac-Install-Kit-208-230V-MDHP1824NK25H00/320231636 | No
MRCOOL | MDHP1824NK15H08 | Split AC | DIY Universal 2 Ton 24000 BTU 20 SEER1 Split System Heat Pump with 15 ft. NoVac Install Kit 208/230V | Heat Pump | 24000 | 2 | 20 | 4471.35 | [7 empty] | Home Depot | https://www.homedepot.com/p/MRCOOL-DIY-Universal-2-Ton-24000-BTU-20-SEER1-Split-System-Heat-Pump-with-15-ft-NoVac-Install-Kit-208-230V-MDHP1824NK15H08/320231651 | No
MRCOOL | MDHP1824NK25H05 | Split AC | DIY Universal 2 Ton 24000 BTU 20 SEER1 Split System Heat Pump with 25 ft. NoVac Install Kit and 5kW HeatKit 208/230V | Heat Pump | 24000 | 2 | 20 | 5638 | [7 empty] | Home Depot | https://www.homedepot.com/p/MRCOOL-DIY-Universal-2-Ton-24000-BTU-20-SEER1-Split-System-Heat-Pump-with-25-ft-NoVac-Install-Kit-and-5kW-HeatKit-208-230V-MDHP1824NK25H05/320231627 | No
MRCOOL | MDHP1824NK25H08 | Split AC | DIY Universal 2 Ton 24000 BTU 20 SEER1 Split System Heat Pump with 25 ft. NoVac Install Kit and 8kW HeatKit 208/230V | Heat Pump | 24000 | 2 | 20 | 4534.39 | [7 empty] | Home Depot | https://www.homedepot.com/p/MRCOOL-DIY-Universal-2-Ton-24000-BTU-20-SEER1-Split-System-Heat-Pump-with-25-ft-NoVac-Install-Kit-and-8kW-HeatKit-208-230V-MDHP1824NK25H08/320231621 | No
Blueridge | BA17L42P-BG962UH090CV12-BH1P48C | Split AC | 3.5 Ton AC, 90,000 BTU 96% AFUE Two Stage Variable Speed Gas Furnace, 15.1 SEER1 / 14.4 SEER12 Horizontal Split System Kit | Furnace | 84000 | 3.5 | 15.1 | 4760 | [7 empty] | Alpine Home Air | https://www.alpinehomeair.com/product/air-conditioning-cooling/central-heating-cooling-complete-systems/blueridge/ba17l42p-bg962uh090cv12-bh1p48c#specifications | Yes
MRCOOL | MDAC1848NK15H00 | Split AC | DIY Universal 4-Ton 48000 18 SEER1 Split System AC with 15 ft. NoVac Install Kit 208/230-Volt |  |  | 4 | 18 | 4281.26 | [7 empty] | Home Depot | https://www.homedepot.com/p/MRCOOL-DIY-Universal-4-Ton-48000-18-SEER1-Split-System-AC-with-15-ft-NoVac-Install-Kit-208-230-Volt-MDAC1848NK15H00/320231543 | Yes
Blueridge | BHP17L48P-BE5C60MA4X | Split AC | 4 Ton Heat Pump, 5 Ton Multi-Positional Air Handler, 14.7 SEER12 Split System Kit | Heat Pump |  | 4 | 15.4 | 4390 | [7 empty] | Alpine Home Air | https://www.alpinehomeair.com/product/air-conditioning-cooling/central-heating-cooling-complete-systems/blueridge/bhp17l48p-be5c60ma4x | No
Goodman | GSXC180361-GMVC800604BN-CAPF3137B6-TX3N4 | Split AC | 3 Ton 2 Stage AC, 60,000 BTU 80% AFUE Two-Stage Variable Speed Gas Furnace, 17.5 SEER1 Upflow Split System Kit | Furnace | 48000 | 3 | 17.5 | 5105 | [7 empty] | Alpine Home Air | https://www.alpinehomeair.com/product/air-conditioning-cooling/central-heating-cooling-complete-systems/goodman/gsxc180361-gmvc800604bn-capf3137b6-tx3n4 | Yes
Blueridge | BMAH2420 | Split AC | 24,000 BTU 20 SEER1 Ultra Efficient Ducted Heat Pump/Air Handler System | Heat Pump | 31000 | 2 | 12.5 | 2479 | [7 empty] | Alpine Home Air | https://www.alpinehomeair.com/product/furnaces-heaters/ultra-efficient-ducted-heat-pump-air-handler-complete-systems/blueridge/bmah2420 | No
Blueridge | BMAH3018 | Split AC | 30,000 BTU 18 SEER1 Ultra Efficient Ducted Heat Pump/Air Handler System | Heat Pump | 37000 | 2.5 | 18 | 2949 | [7 empty] | Alpine Home Air | https://www.alpinehomeair.com/product/furnaces-heaters/ultra-efficient-ducted-heat-pump-air-handler-complete-systems/blueridge/bmah3018 | No
Blueridge | BMAH3618 | Split AC | 36,000 BTU 18 SEER1 Ultra Efficient Ducted Heat Pump/Air Handler System | Heat Pump | 57200 | 3 | 18 | 3349 | [7 empty] | Alpine Home Air | https://www.alpinehomeair.com/product/furnaces-heaters/ultra-efficient-ducted-heat-pump-air-handler-complete-systems/blueridge/bmah3618 | No
Blueridge | BMAH4816 | Split AC | 48,000 BTU 16 SEER1 Ultra Efficient Ducted Heat Pump/Air Handler System | Heat Pump | 55000 | 4 | 16 | 3879 | [7 empty] | Alpine Home Air | https://www.alpinehomeair.com/product/furnaces-heaters/ultra-efficient-ducted-heat-pump-air-handler-complete-systems/blueridge/bmah4816#specifications | No
Blueridge | BMAH1820 | Split AC | 18,000 BTU 20 SEER1 Ultra Efficient Ducted Heat Pump/Air Handler System | Heat Pump | 21000 | 1.5 | 20 | 2149 | [7 empty] | Alpine Home Air | https://www.alpinehomeair.com/product/furnaces-heaters/ultra-efficient-ducted-heat-pump-air-handler-complete-systems/blueridge/bmah1820 | No
MRCOOL | MDAC1848NK35H00 | Split AC | DIY Universal 4-Ton 48000 BTU 18 SEER1 Split System AC with 35 ft. NoVac Install Kit 208/230-Volt |  |  | 4 | 18 | 4829.36 | [7 empty] | Home Depot | https://www.homedepot.com/p/MRCOOL-DIY-Universal-4-Ton-48000-BTU-18-SEER1-Split-System-AC-with-35-ft-NoVac-Install-Kit-208-230-Volt-MDAC1848NK35H00/320231546 | Yes
Blueridge | BA17L48P-BE5C60MA4X | Split AC | 4 Ton AC, 5 Ton Standard Multi-Positional Air Handler, 15.1 SEER1 / 15.2 SEER12 Split System Kit |  |  | 4 | 15.1 | 3740 | [7 empty] | Alpine Home Air | https://www.alpinehomeair.com/product/air-conditioning-cooling/central-heating-cooling-complete-systems/blueridge/ba17l48p-be5c60ma4x | No
Blueridge | BA17L48P-BH1P51C-BGH4TXV02 | Split AC | 4 Ton AC, 14.5 SEER1 / 13.8 SEER12 Horizontal AC and Evaporator Coil System Kit |  |  | 4 | 14.5 | 3090 | [7 empty] | Alpine Home Air | https://www.alpinehomeair.com/product/air-conditioning-cooling/central-heating-cooling-complete-systems/blueridge/ba17l48p-bh1p51c-bgh4txv02 | No
Blueridge | BA17L48P-BE5E60MA4X | Split AC | 4 Ton AC, 5 Ton High Efficiency Multi-Positional Air Handler, 15.5 SEER1 / 14.7 SEER12 Split System Kit |  |  | 4 | 15.5 | 3920 | [7 empty] | Alpine Home Air | https://www.alpinehomeair.com/product/air-conditioning-cooling/central-heating-cooling-complete-systems/blueridge/ba17l48p-be5e60ma4x | No
Royalton | 4AC13L60P | Split AC (30 ft Line Set) |  |  |  | 5 | 13 | 5193.23 | [5 empty] | 2023 |  | Lowes | https://www.lowes.com/pd/ROYALTON-4AC13L-Commercial-Residential-5-Ton-13-SEER1-Central-Air-Conditioner/5002182673 | No
ROYALTON | 4AC16L60P | Split AC | 5 Ton 14 SEER1 R-410A Residential Split System Central Air Conditioning System |  |  | 5 | 14 | 5122.36 | [7 empty] | Home Depot | https://www.homedepot.com/p/ROYALTON-5-Ton-14-SEER1-R-410A-Residential-Split-System-Central-Air-Conditioning-System-4AC16L60P/310262932 | No
MRCOOL | MDAC1860HK00 | Split AC | DIY Universal 5 Ton 54000 BTU 17 SEER1 Split System AC 208/230-Volt |  |  | 5 | 17 | 4099.78 | [7 empty] | Home Depot | https://www.homedepot.com/p/MRCOOL-DIY-Universal-5-Ton-54000-BTU-17-SEER1-Split-System-AC-208-230-Volt-MDAC1860HK00/320231553 | Yes
Blueridge | BHP17L18P-BG802UH090BV16-BC4X24B | Split AC | 1.5 Ton Heat Pump, 90,000 BTU 80% AFUE Gas Furnace, 17.2 SEER1 / 16 SEER12 Upflow Dual Fuel Split System Kit | Both | 70000 | 1.5 | 17.2 | 3870 | [7 empty] | Alpine Home Air | https://www.alpinehomeair.com/product/air-conditioning-cooling/central-heating-cooling-complete-systems/blueridge/bhp17l18p-bg802uh090bv16-bc4x24b#specifications | Yes
Blueridge | BHP17L24P-BG961UH045BE12-BC4X24B | Split AC | 2 Ton Heat Pump, 45,000 BTU 96% AFUE Gas Furnace, 17 SEER1 / 15.6 SEER12 Upflow Dual Fuel Split System Kit | Both | 42000 | 2 | 17 | 3870 | [7 empty] | Alpine Home Air | https://www.alpinehomeair.com/product/air-conditioning-cooling/central-heating-cooling-complete-systems/blueridge/bhp17l24p-bg961uh045be12-bc4x24b#specifications | Yes
Blueridge | BHP17L30P-BG801UH070BE12-BC4X36B | Split AC | 2.5 Ton Heat Pump, 70,000 BTU 80% AFUE Gas Furnace, 17 SEER1 / 16 SEER12 Upflow Dual Fuel Split System Kit | Both | 52800 | 2.5 | 17 | 3830 | [7 empty] | Alpine Home Air | https://www.alpinehomeair.com/product/air-conditioning-cooling/central-heating-cooling-complete-systems/blueridge/bhp17l30p-bg801uh070be12-bc4x36b#specifications | Yes
Blueridge | BHP17L48P-BG961UH110CE20-BC4X48C | Split AC | 4 Ton Heat Pump, 110,000 BTU 96% AFUE Gas Furnace, 15.5 SEER1 / 15.2 SEER12 Upflow Dual Fuel Split System Kit | Both | 106000 | 4 | 15.5 | 5670 | [7 empty] | Alpine Home Air | https://www.alpinehomeair.com/product/air-conditioning-cooling/central-heating-cooling-complete-systems/blueridge/bhp17l48p-bg961uh110ce20-bc4x48c#specifications | Yes
Blueridge | BA17L18P-BG801UH070AE12-BC4X24A | Split AC | 1.5 Ton AC, 70,000 BTU 80% AFUE Two Stage Gas Furnace, 17.2 SEER1 / 16.6 SEER12 Upflow Split System Kit | Furnace | 52800 | 1.5 | 17.2 | 3020 | [7 empty] | Alpine Home Air | https://www.alpinehomeair.com/product/air-conditioning-cooling/central-heating-cooling-complete-systems/blueridge/ba17l18p-bg801uh070ae12-bc4x24a | Yes
Blueridge | BA17L18P-BG921UH045BE12-BC4X24B | Split AC | Blueridge BA17L18P-BG921UH045BE12-BC4X24B 1.5 Ton AC, 45,000 BTU 92% AFUE Single Stage Multi-Speed Gas Furnace, 17.6 SEER1 / 16.4 SEER12 Upflow Split System Kit (alpinehomeair.com) | Furnace | 42000 | 1.5 | 17.6 | 3380 | [7 empty] | Alpine Home Air | https://www.alpinehomeair.com/product/air-conditioning-cooling/central-heating-cooling-complete-systems/blueridge/ba17l18p-bg921uh045be12-bc4x24b#specifications | Yes
Blueridge | BA17L60P-BG961UH110CE20-BC4X60C | Split AC | 5 Ton AC, 110,000 BTU 96% AFUE Single Stage Variable Speed Gas Furnace, 15.10 SEER1 / 14.4 SEER12 Upflow Split System Kit | Furnace | 106000 | 5 | 15.1 | 5410 | [7 empty] | Alpine Home Air | https://www.alpinehomeair.com/product/air-conditioning-cooling/central-heating-cooling-complete-systems/blueridge/ba17l60p-bg961uh110ce20-bc4x60c | Yes
Blueridge | BHP17L36P-BC4X36B | Split AC | 3 Ton Heat Pump, 15.1 SEER1 / 14.7 SEER12 Upflow Heat Pump and Evaporator Coil Kit | Heat Pump | 34600 | 3 | 15.1 | 3220 | [7 empty] | Alpine Home Air | https://www.alpinehomeair.com/product/air-conditioning-cooling/central-heating-cooling-complete-systems/blueridge/bhp17l36p-bc4x36b | No
Blueridge | BHP17L24P-BH1P30B-BGH4TXV01 | Split AC | 2 Ton Heat Pump, 15.1 SEER1 / 14.4 SEER12 Horizontal Split System K | Heat Pump | 22000 | 2 | 15.1 | 2500 | [7 empty] | Alpine Home Air | https://www.alpinehomeair.com/product/air-conditioning-cooling/central-heating-cooling-complete-systems/blueridge/bhp17l24p-bh1p30b-bgh4txv01#specifications | No
MRCOOL | MDAC1860NK15H00 | Split AC | DIY Universal 5 Ton 54000 BTU 17 SEER1 Split System AC with 15 ft. NoVac Install Kit 208/230-V |  |  | 5 | 17 | 4605.68 | [7 empty] | Home Depot | https://www.homedepot.com/p/MRCOOL-DIY-Universal-5-Ton-54000-BTU-17-SEER1-Split-System-AC-with-15-ft-NoVac-Install-Kit-208-230-V-MDAC1860NK15H00/320231545 | Yes
MRCOOL | MDAC1860NK35H00 | Split AC | DIY Universal 5-Ton 54000 BTU 17 SEER1 Split System AC with 35 ft. NoVac Install Kit 208/230-V |  |  | 5 | 17 | 4729.03 | [7 empty] | Home Depot | https://www.homedepot.com/p/MRCOOL-DIY-Universal-5-Ton-54000-BTU-17-SEER1-Split-System-AC-with-35-ft-NoVac-Install-Kit-208-230-V-MDAC1860NK35H00/320231535 | Yes
MRCOOL | MDAC1860NK25H00 | Split AC | DIY Universal 5 Ton 54,000 BTU 17 SEER1 Split System AC with 25 ft. NoVac Install Kit 208/230-Volt |  |  | 5 | 17 | 5477.69 | [7 empty] | Home Depot | https://www.homedepot.com/p/ROYALTON-5-Ton-14-SEER1-R-410A-Residential-Split-System-Central-Air-Conditioning-System-4AC16L60P/310262932 | Yes
Blueridge | BA17L60P-BC1P60C-BGH4TXV03 | Split AC | 5 Ton AC, 14.5 SEER1 / 13.8 SEER12 Upflow AC and Evaporator Coil System Kit |  |  | 5 | 14.5 | 3540 | [7 empty] | Alpine Home Air | https://www.alpinehomeair.com/product/air-conditioning-cooling/central-heating-cooling-complete-systems/blueridge/ba17l60p-bc1p60c-bgh4txv03 | No
Blueridge | BHP17L24P-BE5E24MA4X | Split AC | 2 Ton Heat Pump, 2 Ton High Efficiency Multi-Positional Air Handler, 17.4 SEER1 / 15.6 SEER12 Split System Kit | Heat Pump | 21400 | 2 | 17.4 | 3030 | [7 empty] | Alpine Home Air | https://www.alpinehomeair.com/product/air-conditioning-cooling/central-heating-cooling-complete-systems/blueridge/bhp17l24p-be5e24ma4x | No
Blueridge | BHP17L18P-BE5V24MA4X | Split AC | 1.5 Ton Heat Pump, 2 Ton High Efficiency Multi-Positional Air Handler, 15.6 SEER12 Split System Kit | Heat Pump |  | 1.5 | 16.3 | 3060 | [7 empty] | Alpine Home Air | https://www.alpinehomeair.com/product/air-conditioning-cooling/central-heating-cooling-complete-systems/blueridge/bhp17l18p-be5v24ma4x | No
Note on S4: [Threaded comment] Your version of Excel allows you to read this threaded comment; however, any edits to it will get removed if the file is opened in a newer version of Excel. Learn more: https://go.microsoft.com/fwlink/?linkid=870924 Comment: These crossed out rows are older TSD data.

## Clothes Dryer Data
Table of Contents
Raw Data |  |  |  |  | Performance Metric 1 | Performance Metric 2 | Cost Metric | [13 empty] | Labor Calculations | [5 empty] | Labor % multiplier (of Materials & Equipment)
Component | Product Class | Vent Type | Compact/Standard | Brand | Size (ft^3) | CEF (Combined Energy Factor) | Sale Price | Discount/list price | Labor Hours | Install Labor ($) | Installed Cost (O&P) | Removal Labor ($) | Removal Hours | Year | Notes | Source | Link | Regression | To Filter | Why Filter? | Component | Product Class | Install | Removal | Total New Construction | Total Retrofit | New Construction (%) | Retrofit (%) | Date of Data | Source
| Electric - Retrofit | [8 empty] | 155.0171 |  |  |  | 2021 |  | Federal TSD |  |  |  |  | Clothes Dryer | Electric |  |  | 108.9964 | 155.0171 | 100% | 100% | 2023 | Homewyse
| Electric - New Construction | [8 empty] | 108.9964 |  |  |  | 2021 |  | Federal TSD |  |  |  |  | Clothes Dryer | Heat Pump |  |  | 178.633 | 178.633 | 100% | 100% | 2023 | Homewyse
| Gas - Retrofit | [8 empty] | 198.6157 |  |  |  | 2021 |  | Federal TSD |  |  |  |  | Clothes Dryer | Gas |  |  | 125.9514 | 198.6157 | 100% | 100% | 2023 | Homewyse
| Gas - New Construction | [8 empty] | 125.9514 |  |  |  | 2021 |  | Federal TSD
| Heat Pump - Retrofit/New Construction | [8 empty] | 178.633 |  |  |  | 2021 |  | Federal TSD
Clothes Dryer | Electric |  | Compact | Panda | 1.5 |  | 251.65 | [6 empty] | 2023 |  | Home Depot | https://www.homedepot.com/p/Panda-1-50-cu-ft-White-and-Black-Electric-Compact-Portable-Laundry-Dryer-PAN725SF/308705002 | No
Clothes Dryer | Electric |  | Compact | JEREMY CASS | 1.6 |  | 263.18 | [6 empty] | 2023 |  | Home Depot | https://www.homedepot.com/p/JEREMY-CASS-1-6-cu-ft-vented-Front-Load-Electric-Dryer-in-Gray-with-Auto-Control-UV-Sterilization-Technology-NBDSDYGR02/326298353 | No
Clothes Dryer | Gas |  | Compact | Maytag | 2.6 |  | 291.99 | [6 empty] | 2023 |  | Home Depot | https://www.homedepot.com/p/2-6-cu-ft-White-Electric-Dryer-with-LED-Display-483296677888/316960554 | No
Clothes Dryer | Gas |  | Compact | Samsung | 3.5 |  | 308.99 | [6 empty] | 2023 |  | Home Depot | https://www.homedepot.com/p/3-5-cu-ft-vented-Front-Load-Electric-Dryer-in-White-848516620851/325754117 | No
Clothes Dryer | Gas |  | Compact | Samsung | 3.2 |  | 308.99 | [6 empty] | 2023 |  | Home Depot | https://www.homedepot.com/p/3-2-cu-ft-vented-Front-Load-Electric-Household-Dryer-in-White-470898206295/325754156 | No
Clothes Dryer | Gas |  | Compact | Whirlpool | 2.6 |  | 319.95 | [6 empty] | 2023 |  | Home Depot | https://www.homedepot.com/p/Barton-2-6-cu-ft-Portable-Electric-Dryer-Stainless-Steel-Tumble-with-Automatic-Drying-Mode-8-8-lbs-Capacity-in-White-99816-H3/319504843 | No
Clothes Dryer | Gas |  | Compact | LG | 1.85 |  | 323.39 | [6 empty] | 2023 |  | Home Depot | https://www.homedepot.com/p/Barton-1-85-cu-ft-Portable-Stainless-Steel-Automatic-Laundry-Tumble-Electric-Dryer-Machine-in-Silver-99822-H1/320578204 | No
Clothes Dryer | Gas |  | Compact | Samsung | 1.85 |  | 329.99 | [6 empty] | 2023 |  | Home Depot | https://www.homedepot.com/p/Barton-1-85-cu-ft-Portable-Stainless-Steel-Automatic-Laundry-Tumble-Dryer-Machine-with-3-Drying-Modes-and-Timer-in-White-99821-H1/319063219 | No
Clothes Dryer | Gas |  | Compact | Electrolux | 3.5 |  | 335.99 | [6 empty] | 2023 |  | Home Depot | https://www.homedepot.com/p/3-5-cu-ft-White-Electric-Dryer-with-LED-Display-309219377317/316960548 | No
Clothes Dryer | Electric |  | Compact | Panda | 3.5 |  | 337.96 | [6 empty] | 2023 |  | Home Depot | https://www.homedepot.com/p/Panda-3-5-cu-ft-110-Volt-Compact-Portable-Electric-Laundry-Dryer-White-and-Black-PAN760SF/305517758 | No
Clothes Dryer | Electric |  | Compact | VIVOHOME | 3.5 |  | 339.99 | [6 empty] | 2023 |  | Home Depot | https://www.homedepot.com/p/VIVOHOME-3-5-cu-ft-110V-1500W-White-Electric-Compact-Portable-Laundry-Dryer-X002IDZO8V/316069461 | No
Clothes Dryer | Gas |  | Compact | LG | 3.22 |  | 341.33 | [6 empty] | 2023 |  | Home Depot | https://www.homedepot.com/p/Panda-3-22-cu-ft-Compact-Portable-Electric-Dryer-in-White-PAN202MT/317821247 | No
Clothes Dryer | Gas |  | Compact | LG | 3.75 |  | 355.56 | [6 empty] | 2023 |  | Home Depot | https://www.homedepot.com/p/RCA-13-lb-Compact-Clothes-Dryer-RDR323/315293067 | No
Clothes Dryer | Gas | Vented | Compact | Maytag | 2.65 |  | 359.99 | [6 empty] | 2023 |  | Home Depot | https://www.homedepot.com/p/Nestfair-2-65-cu-ft-Vented-Compact-Laundry-Electric-Dryer-in-White-LES188746K/319128267 | No
Clothes Dryer | Gas |  | Compact | Samsung | 1.5 |  | 359.99 | [6 empty] | 2023 |  | Home Depot | https://www.homedepot.com/p/Nestfair-1-5-cu-ft-Front-Load-Smart-Electric-Portable-Clothes-Electric-Dryer-with-Easy-Knob-Control-in-Black-RTC9603B/323429522 | No
Clothes Dryer | Electric |  | Compact | Magic Chef | 2.6 |  | 369 | [6 empty] | 2023 |  | Home Depot | https://www.homedepot.com/p/Magic-Chef-2-6-cu-ft-White-Compact-Electric-Dryer-MCSDRY1S/204984491 | No
Clothes Dryer | Electric | Ventless | Compact | Hotpoint | 2.6 |  | 369.99 | [6 empty] | 2023 |  | Home Depot | https://www.homedepot.com/p/2-6-cu-ft-Ventless-Compact-Electric-Dryer-in-White-MCLD24WI/321322656 | No
Clothes Dryer | Gas |  | Compact | GE | 2.6 |  | 384.99 | [6 empty] | 2023 |  | Home Depot | https://www.homedepot.com/p/Avanti-2-6-cu-ft-Compact-Electric-Dryer-in-White-D110J2P-IS/325110115 | No
Clothes Dryer | Gas | Vented | Compact | LG | 1.41 |  | 404.9 | [6 empty] | 2023 |  | Home Depot | https://www.homedepot.com/p/Merax-1-41-cu-ft-Portable-Vented-Electric-Dryer-in-White-with-5-Modes-GL001AAK/320706211 | No
Clothes Dryer | Gas |  | Compact | Samsung | 1.41 |  | 405.99 | [6 empty] | 2023 |  | Home Depot | https://www.homedepot.com/p/Nestfair-1-41-cu-ft-Compact-Portable-Electric-Dryer-in-White-with-Easy-Knob-Control-for-5-Modes-LES196724K/319117102 | No
Clothes Dryer | Gas |  | Compact | Maytag | 1.41 |  | 414.54 | [6 empty] | 2023 |  | Home Depot | https://www.homedepot.com/p/1-41-cu-ft-ventless-Top-Load-Dryer-in-White-with-Sensor-dry-HDDRYER02/326741729 | No
Clothes Dryer | Gas | Vented | Compact | Whirlpool | 2.65 |  | 419.69 | [6 empty] | 2023 |  | Home Depot | https://www.homedepot.com/p/Boyel-Living-2-65-cu-ft-120-Volt-White-Electric-Vented-Dryer-with-9-lbs-Capacity-and-1400W-Drying-Power-Easy-Control-MRS-GYJ01-WHITE/317975983 | No
Clothes Dryer | Heat Pump |  | Compact | Magic Chef | 3.5 |  | 429 | [6 empty] | 2023 |  | Home Depot | https://www.homedepot.com/p/Magic-Chef-3-5-cu-ft-White-Compact-Electric-Dryer-MCSDRY35W1/314191827 | No
Clothes Dryer | Gas |  | Compact | GE Profile | 1.5 |  | 430.22 | [6 empty] | 2023 |  | Home Depot | https://www.homedepot.com/p/1-5-cu-ft-vented-Front-Load-Compact-Portable-Electric-Laundry-Dryer-in-White-W-KFC-34/326124346 | No
Clothes Dryer | Gas |  | Compact | Samsung | 2.65 |  | 439.14 | [6 empty] | 2023 |  | Home Depot | https://www.homedepot.com/p/2-65-cu-ft-Compact-Laundry-Electric-Dryer-in-White-9-lbs-Capacity-Compact-Tumble-Dryer-with-1400-Watt-Drying-Power-MRS-JMES-46KAA/318739678 | No
Clothes Dryer | Gas | Vented | Compact | Samsung | 1.5 |  | 445.5 | [6 empty] | 2023 |  | Home Depot | https://www.homedepot.com/p/Amucolo-1-5-cu-ft-Vented-Electric-Portable-Front-Load-Laundry-Dryer-in-White-with-Knob-Control-and-Wall-Mount-Kit-Included-YeaD-CYD0-9N6/325524245 | No
Clothes Dryer | Gas |  | Compact | GE Profile | 2.5 |  | 447.56 | [6 empty] | 2023 |  | Home Depot | https://www.homedepot.com/p/Kahomvis-2-5-cu-ft-vented-Front-Load-Portable-Stackable-Electric-Dryer-in-Black-with-5-Drying-Modes-MRS-LKES-3AAB/325470596 | No
Clothes Dryer | Gas |  | Compact | Electrolux | 2.5 |  | 451.27 | [6 empty] | 2023 |  | Home Depot | https://www.homedepot.com/p/Kahomvis-2-5-cu-ft-vented-Front-Load-Portable-Stackable-Electric-Dryer-in-White-with-5-Drying-Modes-MRS-LKES-3AAK/325470675 | No
Clothes Dryer | Gas |  | Compact | Samsung | 1.5 |  | 463.14 | [6 empty] | 2023 |  | Home Depot | https://www.homedepot.com/p/1-5-cu-ft-vented-Front-Load-Compact-Portable-Electric-Laundry-Dryer-in-Black-with-Easy-Knob-Control-W-KFC-33/326123456 | No
Clothes Dryer | Gas |  | Compact | LG | 2.65 |  | 467.35 | [6 empty] | 2023 |  | Home Depot | https://www.homedepot.com/p/2-65-cu-ft-vented-Front-Load-Compact-Portable-Electric-Laundry-Dryer-in-White-with-sensor-dry-W-KFC-37/326124757 | No
Clothes Dryer | Gas |  | Compact | Bosch | 1.5 |  | 467.42 | [6 empty] | 2023 |  | Home Depot | https://www.homedepot.com/p/1-5-cu-ft-vented-Compact-Laundry-Electric-Dryer-with-Easy-Knob-Control-Wall-Mount-Kit-Included-Black-Yea-LQD0-9T6/325922478 | No
Clothes Dryer | Gas | Vented | Compact | GE Profile | 3.23 |  | 478.52 | [6 empty] | 2023 |  | Home Depot | https://www.homedepot.com/p/Merax-3-23-cu-ft-Vented-Smart-Electric-Portable-Electric-Dryer-in-White-with-Touch-Screen-GL199464AAK/319823586 | No
Clothes Dryer | Electric |  | Standard | Hotpoint | 6.2 |  | 498 | [6 empty] | 2023 |  | Home Depot | https://www.homedepot.com/p/Hotpoint-6-2-cu-ft-Electric-Dryer-in-White-with-Auto-Dry-HTX24EASKWS/207188948 | No
Clothes Dryer | Electric |  | Standard | LG | 7.3 |  | 498 | [6 empty] | 2023 |  | Home Depot | https://www.homedepot.com/p/LG-7-3-cu-ft-Ultra-Large-High-Efficiency-Electric-Dryer-in-White-DLE6100W/324433081 | No
Clothes Dryer | Electric | Vented | Standard | Samsung | 7.2 |  | 498 | [6 empty] | 2023 |  | Home Depot | https://www.homedepot.com/p/Samsung-7-2-cu-ft-Vented-Electric-Dryer-with-Sensor-Dry-in-White-DVE41A3000W/315974102 | No
Clothes Dryer | Gas |  | Compact | Samsung | 1.5 |  | 507.97 | [6 empty] | 2023 |  | Home Depot | https://www.homedepot.com/p/Flynama-1-5-cu-ft-120-V-850-W-White-Portable-Electric-Dryer-ES289603AAK-E/323896878 | No
Clothes Dryer | Electric |  | Standard | GE | 7.2 |  | 518 | [6 empty] | 2023 |  | Home Depot | https://www.homedepot.com/p/GE-7-2-cu-ft-vented-Electric-Dryer-in-White-GTD33EASKWW/206824723 | No
Clothes Dryer | Gas |  | Compact | Samsung | 1.41 |  | 520.03 | [6 empty] | 2023 |  | Home Depot | https://www.homedepot.com/p/1-41-cu-ft-vented-Front-Load-Compact-Portable-Electric-Laundry-Dryer-in-White-with-Easy-Knob-Control-W-KFC-35/326125560 | No
Clothes Dryer | Gas | Vented | Compact | Whirlpool | 1.41 |  | 521.43 | [6 empty] | 2023 |  | Home Depot | https://www.homedepot.com/p/Boyel-Living-1-41-cu-ft-120-Volt-White-Stackable-Electric-Vented-Dryer-with-Easy-Knob-Control-for-5-Modes-Wall-Mount-Kit-Included-MRS-GYJ02-WHITE/318038711 | No
Clothes Dryer | Gas |  | Compact | LG | 1.41 |  | 522.12 | [6 empty] | 2023 |  | Home Depot | https://www.homedepot.com/p/1-41-cu-ft-ventless-Electric-Dryer-in-White-HDDRYER01/326731262 | No
Clothes Dryer | Gas | Vented | Compact | LG | 3.23 |  | 524.99 | [6 empty] | 2023 |  | Home Depot | https://www.homedepot.com/p/Nestfair-3-23-cu-ft-Vented-Portable-Laundry-Electric-Dryer-in-White-with-Touch-Screen-Panel-LES199464K/319128669 | No
Clothes Dryer | Gas | Vented | Compact | Electrolux | 2.65 |  | 527.74 | [6 empty] | 2023 |  | Home Depot | https://www.homedepot.com/p/Amucolo-2-65-cu-ft-Vented-Compact-Laundry-Dryer-Tumble-Dryer-in-White-YeaD-CYD0-5SW/325524252 | No
Clothes Dryer | Gas | Vented | Compact | Samsung | 2.6 |  | 532 | [6 empty] | 2023 |  | Home Depot | https://www.homedepot.com/p/Equator-2-6-cu-ft-110V-Ultra-Compact-Vented-Digital-Sensor-Dry-White-ED-848/318666517 | No
Clothes Dryer | Electric |  | Compact | LG | 1.5 |  | 532.31 | [6 empty] | 2023 |  | Home Depot | https://www.homedepot.com/p/Magic-Home-1-5-cu-ft-120V-White-Portable-Front-Load-Laundry-Dryer-with-850W-Power-and-Knob-Control-for-Apartment-Dormitory-RVs-CS-ES196724AAK/317126590 | No
Clothes Dryer | Gas |  | Compact | Electrolux | 1.41 |  | 538.12 | [6 empty] | 2023 |  | Home Depot | https://www.homedepot.com/p/Magic-Home-1-41-cu-ft-120V-White-Portable-Front-Load-Laundry-Dryer-with-1020W-Power-and-Knob-Control-for-Home-Dorm-Apartment-RV-CS-ES188746KAA/317108997 | No
Clothes Dryer | Electric |  | Standard | GE | 7.2 |  | 548 | [6 empty] | 2023 |  | Home Depot | https://www.homedepot.com/p/GE-7-2-cu-ft-Electric-Dryer-in-White-with-Wrinkle-Care-GTD42EASJWW/206355459 | No
Clothes Dryer | Gas |  | Compact | LG | 1.41 |  | 548.61 | [6 empty] | 2023 |  | Home Depot | https://www.homedepot.com/p/Tileon-1-41-cu-ft-Portable-Electric-Dryer-in-White-with-Easy-Knob-Control-for-5-Modes-AYBSZHD944/322291502 | No
Clothes Dryer | Electric |  | Standard | GE | 6.5 |  | 549 | [6 empty] | 2023 |  | Home Depot | https://www.homedepot.com/p/Amana-6-5-cu-ft-vented-Front-Load-Electric-Dryer-in-White-with-Wrinkle-Prevent-Option-NED4655EW/206029544 | No
Clothes Dryer | Gas |  | Compact | GE | 3.23 |  | 549.99 | [6 empty] | 2023 |  | Home Depot | https://www.homedepot.com/p/3-23-cu-ft-vented-Top-Load-Stackable-Electric-Dryer-in-white-199464AAK/326701973 | No
Clothes Dryer | Electric | Vented | Standard | Whirlpool | 7 |  | 554 | [6 empty] | 2023 |  | Home Depot | https://www.homedepot.com/p/Whirlpool-7-0-cu-ft-240-Volt-White-Electric-Vented-Dryer-with-AUTODRY-Drying-System-WED4950HW/304753183 | No
Clothes Dryer | Electric |  | Standard | GE | 7.2 |  | 568 | [6 empty] | 2023 |  | Home Depot | https://www.homedepot.com/p/GE-7-2-cu-ft-Electric-Dryer-in-White-with-Sensor-Dry-GTD45EASJWS/206355460 | No
Clothes Dryer | Gas |  | Compact | Samsung | 2.65 |  | 578.96 | [6 empty] | 2023 |  | Home Depot | https://www.homedepot.com/p/2-65-cu-ft-Compact-Laundry-Electric-Dryer-in-White-D0102HA9GG7-E/324482249 | No
Clothes Dryer | Gas |  | Compact | GE | 1.41 |  | 580.63 | [6 empty] | 2023 |  | Home Depot | https://www.homedepot.com/p/1-41-cu-ft-Portable-Stainless-Steel-Electric-Dryer-with-Easy-Knob-Control-for-5-Modes-Wall-Mount-Kit-Included-SNMX2595/321980452 | No
Clothes Dryer | Gas |  | Compact | LG | 2.65 |  | 581.94 | [6 empty] | 2023 |  | Home Depot | https://www.homedepot.com/p/Tileon-2-65-cu-ft-Compact-Tumble-Electric-Dryer-in-White-with-5-Modes-AYBSZHD945/322292337 | No
Clothes Dryer | Electric |  | Standard | GE | 7.4 |  | 598 | [6 empty] | 2023 |  | Home Depot | https://www.homedepot.com/p/GE-7-4-cu-ft-Electric-Dryer-with-Sensor-Dry-in-White-GTD58EBSVWS/324668239 | No
Clothes Dryer | Electric | Vented | Standard | Samsung | 7.2 |  | 598 | [6 empty] | 2023 |  | Home Depot | https://www.homedepot.com/p/Samsung-7-2-cu-ft-Vented-Electric-Dryer-with-Sensor-Dry-in-White-DVE45T3200W/314103818 | No
Clothes Dryer | Electric |  | Standard | Hotpoint | 6.2 |  | 598 | [6 empty] | 2023 |  | Home Depot | https://www.homedepot.com/p/Hotpoint-6-2-cu-ft-Gas-Dryer-in-White-with-Auto-Dry-HTX24GASKWS/207188949 | No
Clothes Dryer | Electric | Vented | Standard | LG | 7.3 |  | 598 | [6 empty] | 2023 |  | Home Depot | https://www.homedepot.com/p/LG-7-3-Cu-Ft-Vented-Electric-Dryer-in-White-with-Sensor-Dry-DLE7000W/316091630 | No
Clothes Dryer | Electric | Vented | Standard | Samsung | 7.2 |  | 598 | [6 empty] | 2023 |  | Home Depot | https://www.homedepot.com/p/Samsung-7-2-cu-ft-Vented-Gas-Dryer-with-Sensor-Dry-in-White-DVG41A3000W/315974135 | No
Clothes Dryer | Electric |  | Standard | LG | 7.3 |  | 598 | [6 empty] | 2023 |  | Home Depot | https://www.homedepot.com/p/LG-7-3-cu-ft-Ultra-Large-High-Efficiency-Gas-Dryer-in-White-DLG6101W/324433037 | No
Clothes Dryer | Gas |  | Compact | GE Profile | 3.23 |  | 599.72 | [6 empty] | 2023 |  | Home Depot | https://www.homedepot.com/p/3-23-cu-ft-Compact-vented-Front-Load-Electric-Laundry-Dryer-in-White-Compact-Tumble-Dryer-with-with-Touch-Screen-Panel-W-KFC-36/326139420 | No
Clothes Dryer | Electric | Vented | Standard | Maytag | 7 |  | 610 | [6 empty] | 2023 |  | Home Depot | https://www.homedepot.com/p/Maytag-7-0-cu-ft-Vented-Electric-Dryer-in-White-MED4500MW/321236004 | No
Clothes Dryer | Electric |  | Standard | Whirlpool | 7 |  | 610 | [6 empty] | 2023 |  | Home Depot | https://www.homedepot.com/p/Whirlpool-7-cu-ft-White-Top-Load-Electric-Moisture-Sensing-Dryer-WED5010LW/317845390 | No
Clothes Dryer | Electric |  | Compact | Maytag | 3.23 |  | 614.41 | [6 empty] | 2023 |  | Home Depot | https://www.homedepot.com/p/Tileon-3-23-cu-ft-Portable-Electric-Dryer-with-Touch-Screen-Panel-and-Stainless-Steel-Tub-in-White-AYBSZHD943/322272702 | No
Clothes Dryer | Electric |  | Standard | GE | 7.2 |  | 618 | [6 empty] | 2023 |  | Home Depot | https://www.homedepot.com/p/GE-7-2-cu-ft-Gas-Dryer-in-White-GTD33GASKWW/206824725 | No
Clothes Dryer | Gas | Vented | Compact | Maytag | 2.65 |  | 619.11 | [6 empty] | 2023 |  | Home Depot | https://www.homedepot.com/p/2-65-cu-ft-Electric-Dryer-Compact-Tumble-Vented-Laundry-Dryer-with-9-lbs-Capacity-1400-Watt-Drying-Power-White-SNMX2596/321991749 | No
Clothes Dryer | Electric |  | Standard | Samsung | 7.4 |  | 628 | [6 empty] | 2023 |  | Home Depot | https://www.homedepot.com/p/Samsung-7-4-cu-ft-Electric-Dryer-in-Brushed-Black-with-Sensor-Dry-DVE50B5100V/320702849 | No
Clothes Dryer | Gas | Vented | Compact | LG | 3.51 |  | 641.43 | [6 empty] | 2023 |  | Home Depot | https://www.homedepot.com/p/EQUATOR-ADVANCED-Appliances-3-5-cu-ft-110V-Digital-Sensor-Compact-Vented-Dryer-White-ED-852/318666531 | No
Clothes Dryer | Electric | Vented | Standard | Maytag | 7 |  | 643 | [6 empty] | 2023 |  | Home Depot | https://www.homedepot.com/p/Maytag-7-0-cu-ft-Vented-Electric-Dryer-in-White-MED5030MW/322096733 | No
Clothes Dryer | Electric | Vented | Standard | LG | 7.4 |  | 648 | [6 empty] | 2023 |  | Home Depot | https://www.homedepot.com/p/LG-7-4-Cu-Ft-Vented-Stackable-Electric-Dryer-in-White-with-Sensor-Dry-DLE3400W/312429301 | No
Clothes Dryer | Heat Pump |  | Standard | GE | 7.2 |  | 648 | [6 empty] | 2023 |  | Home Depot | https://www.homedepot.com/p/GE-7-2-cu-ft-vented-Gas-Dryer-in-White-with-Wrinkle-Care-GTD42GASJWW/206355463 | No
Clothes Dryer | Electric | Vented | Standard | Samsung | 7.4 |  | 648 | [6 empty] | 2023 |  | Home Depot | https://www.homedepot.com/p/Samsung-7-4-cu-ft-Vented-Electric-Dryer-with-Sensor-Dry-in-Platinum-DVE45T3400P/314998112 | No
Clothes Dryer | Electric | Vented | Standard | Whirlpool | 7 |  | 666 | [6 empty] | 2023 |  | Home Depot | https://www.homedepot.com/p/Whirlpool-7-0-cu-ft-120-Volt-White-Gas-Vented-Dryer-with-AUTODRY-Drying-System-WGD4950HW/304751320 | No
Clothes Dryer | Electric |  | Standard | GE | 7.2 |  | 668 | [6 empty] | 2023 |  | Home Depot | https://www.homedepot.com/p/GE-7-2-cu-ft-Gas-Dryer-in-White-with-Sensor-Dry-GTD45GASJWS/206355462 | No
Clothes Dryer | Gas | Vented | Compact | LG | 3.52 |  | 668.47 | [6 empty] | 2023 |  | Home Depot | https://www.homedepot.com/p/EQUATOR-ADVANCED-Appliances-3-5-cu-ft-110V-Sensor-Refresh-Compact-Vented-Dryer-White-DD-860/207197191 | No
Clothes Dryer | Electric |  | Standard | GE Profile | 7.4 |  | 678 | [6 empty] | 2023 |  | Home Depot | https://www.homedepot.com/p/GE-Profile-7-4-cu-ft-Smart-White-Electric-Dryer-with-Sanitize-Cycle-and-Sensor-Dry-ENERGY-STAR-PTD60EBSRWS/317989076 | No
Clothes Dryer | Electric | Vented | Standard | Samsung | 7.4 |  | 678 | [6 empty] | 2023 |  | Home Depot | https://www.homedepot.com/p/Samsung-7-4-cu-ft-Vented-Electric-Dryer-with-Sensor-Dry-in-White-DVE50R5200W/309171907 | No
Clothes Dryer | Gas |  | Compact | Samsung | 3.23 |  | 686.68 | [6 empty] | 2023 |  | Home Depot | https://www.homedepot.com/p/3-23-cu-ft-120-Volt-Portable-Clothes-Electric-Dryer-with-Touch-Screen-Panel-in-White-D0102HA9GIG-E/324569795 | No
Clothes Dryer | Gas | Vented | Compact | Maytag | 3.23 |  | 697.42 | [6 empty] | 2023 |  | Home Depot | https://www.homedepot.com/p/3-23-cu-ft-Vented-Electric-Laundry-Dryer-in-White-with-1500-Watt-Front-Load-with-Touch-Screen-Panel-SNMX2597/322163671 | No
Clothes Dryer | Electric | Vented | Standard | LG | 7.4 |  | 698 | [6 empty] | 2023 |  | Home Depot | https://www.homedepot.com/p/LG-7-4-cu-ft-Ultra-Large-Vented-Electric-Dryer-with-Sensor-Dry-NFC-Tag-On-in-Middle-Black-DLE3470M/324299084 | No
Clothes Dryer | Electric |  | Standard | GE | 7.4 |  | 698 | [6 empty] | 2023 |  | Home Depot | https://www.homedepot.com/p/GE-7-4-cu-ft-Gas-Dryer-with-Sensor-Dry-in-White-GTD58GBSVWS/324668358 | No
Clothes Dryer | Gas | Vented | Standard | LG | 7.3 |  | 698 | [6 empty] | 2023 |  | Home Depot | https://www.homedepot.com/p/LG-7-3-Cu-Ft-Vented-Gas-Dryer-in-White-with-Sensor-Dry-DLG7001W/316091748 | No
Clothes Dryer | Electric | Vented | Standard | Maytag | 7 |  | 699 | [6 empty] | 2023 |  | Home Depot | https://www.homedepot.com/p/Maytag-7-0-cu-ft-Vented-Electric-Dryer-in-White-MED5430MW/322119116 | No
Clothes Dryer | Electric |  | Standard | GE | 6.2 |  | 699 | [6 empty] | 2023 |  | Home Depot | https://www.homedepot.com/p/GE-6-2-cu-ft-Electric-Dryer-in-White-GTX33EASKWW/206824738 | No
Clothes Dryer | Heat Pump | Vented | Standard | Whirlpool | 7 |  | 699 | [6 empty] | 2023 |  | Home Depot | https://www.homedepot.com/p/Whirlpool-7-0-cu-ft-240-Volt-White-Electric-Vented-Dryer-with-AUTODRY-Drying-System-WED4850HW/304753760 | No
Clothes Dryer | Electric | Vented | Standard | Maytag | 7 |  | 699 | [6 empty] | 2023 |  | Home Depot | https://www.homedepot.com/p/Maytag-7-0-cu-ft-Vented-Gas-Dryer-in-White-MGD5430MW/322121075 | No
Clothes Dryer | Electric | Vented | Standard | Maytag | 7 |  | 721 | [6 empty] | 2023 |  | Home Depot | https://www.homedepot.com/p/Maytag-7-0-cu-ft-Vented-Gas-Dryer-in-White-MGD4500MW/321236230 | No
Clothes Dryer | Electric |  | Standard | Whirlpool | 7 |  | 721 | [6 empty] | 2023 |  | Home Depot | https://www.homedepot.com/p/Whirlpool-7-cu-ft-White-Top-Load-Gas-Moisture-Sensing-Dryer-WGD5010LW/317818850 | No
Clothes Dryer | Electric |  | Standard | Whirlpool | 7 |  | 721 | [6 empty] | 2023 |  | Home Depot | https://www.homedepot.com/p/Whirlpool-7-cu-ft-White-Electric-Top-Load-Moisture-Sensing-Dryer-with-Steam-WED5050LW/317816264 | No
Clothes Dryer | Electric |  | Standard | Samsung | 7.4 |  | 728 | [6 empty] | 2023 |  | Home Depot | https://www.homedepot.com/p/Samsung-7-4-cu-ft-Gas-Dryer-with-Sensor-Dry-in-Brushed-Black-DVG50B5100V/320703076 | No
Clothes Dryer | Electric |  | Standard |  | 7.3 |  | 741 |  | 1.8 | 166 | 907 | 40 | 1 | 2023 | Low, GA - 31021 | Homewyse | https://www.homewyse.com/services/cost_to_install_electric_dryer.html | No
Clothes Dryer | Electric |  | Standard |  | 7.3 |  | 747 |  | 1.8 | 176 | 923 | 41 | 1 | 2023 | Low, TX - 75803 | Homewyse | https://www.homewyse.com/services/cost_to_install_electric_dryer.html | No
Clothes Dryer | Electric |  | Standard |  | 7.3 |  | 748 |  | 1.8 | 176 | 924 | 41 | 1 | 2023 | Low, TX - 77081 | Homewyse | https://www.homewyse.com/services/cost_to_install_electric_dryer.html | No
Clothes Dryer | Electric | Vented | Standard | Samsung | 7.5 |  | 748 | [6 empty] | 2023 |  | Home Depot | https://www.homedepot.com/p/Samsung-7-5-cu-ft-Stackable-Vented-Electric-Dryer-with-Sensor-Dry-in-Brushed-Black-DVE45T6000V/314312330 | No
Clothes Dryer | Electric | Vented | Standard | LG | 7.3 |  | 748 | [6 empty] | 2023 |  | Home Depot | https://www.homedepot.com/p/LG-7-3-cu-ft-Ultra-Large-High-Efficiency-Vented-Electric-Dryer-in-Middle-Black-DLE7150M/324308004 | No
Clothes Dryer | Electric | Vented | Standard | LG | 7.4 |  | 748 | [6 empty] | 2023 |  | Home Depot | https://www.homedepot.com/p/LG-7-4-Cu-Ft-Vented-Stackable-Gas-Dryer-in-White-with-Sensor-Dry-DLG3401W/312429905 | No
Clothes Dryer | Electric |  | Standard | GE Profile | 7.4 |  | 748 | [6 empty] | 2023 |  | Home Depot | https://www.homedepot.com/p/GE-Profile-Profile-7-4-cu-ft-Electric-Dryer-in-Diamond-Gray-with-Steam-Sanitize-Cycle-and-Sensor-Dry-ENERGY-STAR-PTD70EBPTDG/320119522 | No
Clothes Dryer | Electric |  | Standard | Electrolux | 8 |  | 748 | [6 empty] | 2023 |  | Home Depot | https://www.homedepot.com/p/Electrolux-8-cu-ft-Electric-Dryer-Front-Load-in-White-ELFE7337AW/317878525 | No
Clothes Dryer | Electric |  | Compact | GE | 3.6 |  | 749 | [6 empty] | 2023 |  | Home Depot | https://www.homedepot.com/p/GE-3-6-cu-ft-120-Portable-Front-Load-Stackable-Electric-Dryer-in-White-DSKP333ECWW/100091470 | No
Clothes Dryer | Electric | Vented | Compact | GE | 3.6 |  | 749 | [6 empty] | 2023 |  | Home Depot | https://www.homedepot.com/p/GE-3-6-cu-ft-120-Volt-White-Stackable-Electric-Vented-Stationary-Compact-Dryer-DSKS333ECWW/100089048 | No
Clothes Dryer | Electric | Vented | Compact | Maytag | 3.6 |  | 749 | [6 empty] | 2023 |  | Home Depot | https://www.homedepot.com/p/GE-3-6-cu-ft-240-Volt-White-Stackable-Electric-Vented-Stationary-Compact-Dryer-DSKS433EBWW/100087017 | No
Clothes Dryer | Electric |  | Standard |  | 7.3 |  | 750 |  | 1.8 | 179 | 929 | 42 | 1 | 2023 | Low, GA - 30332 | Homewyse | https://www.homewyse.com/services/cost_to_install_electric_dryer.html | No
Clothes Dryer | Electric | Vented | Compact | LG SIGNATURE | 1.41 |  | 752.66 | [6 empty] | 2023 |  | Home Depot | https://www.homedepot.com/p/1-41-cu-ft-Vented-Electric-Dryer-in-White-with-Easy-Knob-Control-for-5-Modes-BLW-HGJ002/319894132 | No
Clothes Dryer | Gas | Vented | Compact | Panda | 2.65 |  | 753.87 | [6 empty] | 2023 |  | Home Depot | https://www.homedepot.com/p/2-65-cu-ft-Vented-Smart-Compact-Portable-Electric-Dryer-Stainless-Steel-Clothes-Dryers-in-White-BLW-HGJ003/319894095 | No
Clothes Dryer | Electric | Vented | Standard | Maytag | 7 |  | 754 | [6 empty] | 2023 |  | Home Depot | https://www.homedepot.com/p/Maytag-7-0-cu-ft-Vented-Gas-Dryer-in-White-MGD5030MW/322116744 | No
Clothes Dryer | Electric |  | Standard |  | 7.3 |  | 757 |  | 1.8 | 189 | 946 | 43 | 1 | 2023 | Low, NY - 13045 | Homewyse | https://www.homewyse.com/services/cost_to_install_electric_dryer.html | No
Clothes Dryer | Electric |  | Standard |  | 7.3 |  | 762 |  | 1.8 | 197 | 959 | 45 | 1 | 2023 | Low, IL - 62824 | Homewyse | https://www.homewyse.com/services/cost_to_install_electric_dryer.html | No
Clothes Dryer | Gas |  | Standard | Whirlpool | 6.7 |  | 764 | [6 empty] | 2023 |  | Home Depot | https://www.homedepot.com/p/Frigidaire-6-7-cu-ft-White-Free-Standing-Electric-Dryer-FFRE4120SW/307250096 | No
Clothes Dryer | Electric |  | Standard |  | 7.3 |  | 768 |  | 1.8 | 206 | 974 | 46 | 1 | 2023 | Low, CA - 95482 | Homewyse | https://www.homewyse.com/services/cost_to_install_electric_dryer.html | No
Clothes Dryer | Electric |  | Standard |  | 7.3 |  | 774 |  | 1.8 | 215 | 989 | 47 | 1 | 2023 | Low, CA - 90057 | Homewyse | https://www.homewyse.com/services/cost_to_install_electric_dryer.html | No
Clothes Dryer | Electric |  | Standard | GE Profile | 7.4 |  | 778 | [6 empty] | 2023 |  | Home Depot | https://www.homedepot.com/p/GE-Profile-7-4-cu-ft-vented-Smart-Gas-Dryer-with-Sanitize-Cycle-and-Sensor-Dry-in-White-ENERGY-STAR-PTD60GBSRWS/317989084 | No
Clothes Dryer | Electric | Vented | Standard | Samsung | 7.4 |  | 778 | [6 empty] | 2023 |  | Home Depot | https://www.homedepot.com/p/Samsung-7-4-cu-ft-Vented-Gas-Dryer-with-Sensor-Dry-in-White-DVG50R5200W/309171921 | No
Clothes Dryer | Electric |  | Standard |  | 7.3 |  | 779 |  | 1.8 | 223 | 1002 | 50 | 1 | 2023 | Low, IL - 60654 | Homewyse | https://www.homewyse.com/services/cost_to_install_electric_dryer.html | No
Clothes Dryer | Electric | Vented | Standard | LG | 7.4 |  | 798 | [6 empty] | 2023 |  | Home Depot | https://www.homedepot.com/p/LG-7-4-Cu-Ft-Vented-SMART-Stackable-Electric-Dryer-in-Black-Steel-with-TurboSteam-and-Sensor-Dry-Technology-DLEX4000B/312440135 | No
Clothes Dryer | Electric |  | Standard | GE | 7.8 |  | 798 | [6 empty] | 2023 |  | Home Depot | https://www.homedepot.com/p/GE-7-8-cu-ft-Smart-Front-Load-Electric-Dryer-in-White-with-Sanitize-Cycle-ENERGY-STAR-GFD55ESSNWW/312563954 | No
Clothes Dryer | Electric |  | Standard | Samsung | 7.4 |  | 798 | [6 empty] | 2023 |  | Home Depot | https://www.homedepot.com/p/Samsung-7-4-cu-ft-Smart-vented-Electric-Dryer-with-Steam-Sanitize-in-Brushed-Black-DVE52A5500V/317651326 | No
Clothes Dryer | Electric |  | Standard | LG | 7.4 |  | 798 | [6 empty] | 2023 |  | Home Depot | https://www.homedepot.com/p/LG-7-4-cu-ft-Ultra-Large-Electric-Dryer-with-Sensor-Dry-TurboSteam-Technology-and-WiFi-Connectivity-in-Graphite-Steel-DLEX5500V/324432822 | No
Clothes Dryer | Electric | Vented | Standard | LG | 7.4 |  | 798 | [6 empty] | 2023 |  | Home Depot | https://www.homedepot.com/p/LG-7-4-cu-ft-Ultra-Large-Vented-Gas-Dryer-with-Sensor-Dry-NFC-Tag-On-in-Middle-Black-DLG3471M/324299107 | No
Clothes Dryer | Electric | Vented | Standard | Electrolux | 8 |  | 798 | [6 empty] | 2023 |  | Home Depot | https://www.homedepot.com/p/Electrolux-8-cu-ft-Electric-Dryer-Vented-Front-Load-Perfect-Steam-Dryer-with-Instant-Refresh-in-White-ELFE7437AW/317991717 | No
Clothes Dryer | Electric |  | Standard | GE | 6.2 |  | 799 | [6 empty] | 2023 |  | Home Depot | https://www.homedepot.com/p/GE-6-2-cu-ft-Gas-Dryer-in-White-GTX33GASKWW/206824739 | No
Clothes Dryer | Electric |  | Standard | Whirlpool | 7 |  | 799 | [6 empty] | 2023 |  | Home Depot | https://www.homedepot.com/p/Whirlpool-7-0-cu-ft-120-Volt-White-Gas-Dryer-with-AutoDry-Drying-System-WGD4850HW/304756766 | No
Clothes Dryer | Electric | Vented | Compact | LG | 3.9 |  | 799 | [6 empty] | 2023 |  | Home Depot | https://www.homedepot.com/p/EQUATOR-ADVANCED-Appliances-220V-4-cu-ft-Digital-Sensor-Compact-Vented-Dryer-White-ED-880/324616281 | No
Clothes Dryer | Electric |  | Standard | Samsung | 7.4 |  | 808 | [6 empty] | 2023 |  | Home Depot | https://www.homedepot.com/p/Samsung-7-4-cu-ft-vented-front-load-Smart-Electric-Dryer-with-Sensor-Dry-in-White-DVE47CG3500W/325808108 | No
Clothes Dryer | Electric |  | Standard |  | 7.3 |  | 811 |  | 1.8 | 269 | 1080 | 57 | 1 | 2023 | Low, NY - 10162 | Homewyse | https://www.homewyse.com/services/cost_to_install_electric_dryer.html | No
Clothes Dryer | Electric | Vented | Standard | Whirlpool | 7.4 |  | 832 | [6 empty] | 2023 |  | Home Depot | https://www.homedepot.com/p/Whirlpool-7-4-cu-ft-Vented-Electric-Dryer-in-Chrome-Shadow-WED5605MC/320612278 | No
Clothes Dryer | Electric | Vented | Standard | LG | 7.3 |  | 848 | [6 empty] | 2023 |  | Home Depot | https://www.homedepot.com/p/LG-7-3-Cu-Ft-Vented-SMART-Electric-Dryer-in-Graphite-Steel-with-EasyLoad-Door-and-Sensor-Dry-Technology-DLE7400VE/320326920 | No
Clothes Dryer | Electric | Vented | Standard | Samsung | 7.5 |  | 848 | [6 empty] | 2023 |  | Home Depot | https://www.homedepot.com/p/Samsung-7-5-cu-ft-Smart-Stackable-Vented-Electric-Dryer-with-Steam-Sanitize-in-Platinum-DVE45B6300P/319615951 | No
Clothes Dryer | Electric | Vented | Standard | Samsung | 7.5 |  | 848 | [6 empty] | 2023 |  | Home Depot | https://www.homedepot.com/p/Samsung-7-5-cu-ft-Stackable-Vented-Gas-Dryer-with-Sensor-Dry-in-Brushed-Black-DVG45T6000V/314328213 | No
Clothes Dryer | Gas | Vented | Standard | LG | 7.3 |  | 848 | [6 empty] | 2023 |  | Home Depot | https://www.homedepot.com/p/LG-7-3-cu-ft-Ultra-Large-High-Efficiency-Vented-Gas-Dryer-in-Middle-Black-DLG7151M/324308025 | No
Clothes Dryer | Electric |  | Standard | GE Profile | 7.4 |  | 848 | [6 empty] | 2023 |  | Home Depot | https://www.homedepot.com/p/GE-Profile-Profile-7-4-cu-ft-Smart-Gas-Dryer-in-Diamond-Gray-with-Steam-Sanitize-Cycle-and-Sensor-Dry-ENERGY-STAR-PTD70GBPTDG/320119458 | No
Clothes Dryer | Electric |  | Standard | Electrolux | 8 |  | 848 | [6 empty] | 2023 |  | Home Depot | https://www.homedepot.com/p/Electrolux-8-cu-ft-Front-Load-Gas-Dryer-in-White-ELFG7337AW/318213441 | No
Clothes Dryer | Electric | Vented | Compact | Whirlpool | 3.4 |  | 849 | [6 empty] | 2023 |  | Home Depot | https://www.homedepot.com/p/Whirlpool-3-4-cu-ft-120-Volt-White-Compact-Electric-Vented-Dryer-with-Flexible-Installation-LDR3822PQ/203576349 | No
Clothes Dryer | Gas |  | Standard | GE | 6.7 |  | 854 | [6 empty] | 2023 |  | Home Depot | https://www.homedepot.com/p/Frigidaire-6-7-cu-ft-White-Free-Standing-Gas-Dryer-FFRG4120SW/307250113 | No
Clothes Dryer | Heat Pump |  | Compact |  | 4 |  | 898 | [6 empty] | 2023 |  | Retailer |  | No
Clothes Dryer | Electric |  | Standard | Samsung | 7.4 |  | 898 | [6 empty] | 2023 |  | Home Depot | https://www.homedepot.com/p/Samsung-7-4-cu-ft-vented-front-load-Smart-Gas-Dryer-with-Sensor-Dry-in-Brushed-Black-DVE47CG3500V/325808136 | No
Clothes Dryer | Electric |  | Standard | GE | 7.8 |  | 898 | [6 empty] | 2023 |  | Home Depot | https://www.homedepot.com/p/GE-7-8-cu-ft-Smart-Front-Load-Electric-Dryer-in-Satin-Nickel-with-Steam-and-Sanitize-Cycle-ENERGY-STAR-GFD65ESPNSN/311972499 | No
Clothes Dryer | Electric | Vented | Standard | LG | 7.4 |  | 898 | [6 empty] | 2023 |  | Home Depot | https://www.homedepot.com/p/LG-7-4-Cu-Ft-Vented-SMART-Stackable-Gas-Dryer-in-Black-Steel-with-TurboSteam-and-Sensor-Dry-Technology-DLGX4001B/312440161 | No
Clothes Dryer | Electric | Vented | Compact | GE | 4.3 |  | 898 | [6 empty] | 2023 |  | Home Depot | https://www.homedepot.com/p/GE-4-3-cu-ft-Vented-Front-Load-Stackable-Electric-Dryer-in-White-GFD14ESSNWW/308692728 | No
Clothes Dryer | Electric | Ventless | Compact | LG | 4.2 |  | 898 | [6 empty] | 2023 |  | Home Depot | https://www.homedepot.com/p/LG-24-in-W-4-2-Cu-Ft-Ventless-Stackable-Compact-SMART-Electric-Dryer-in-White-with-Dual-Inverter-HeatPump-Technology-DLHC1455W/316457781 | No
Clothes Dryer | Electric |  | Standard | GE | 7.8 |  | 898 | [6 empty] | 2023 |  | Home Depot | https://www.homedepot.com/p/GE-7-8-cu-ft-vented-Smart-Front-Load-Gas-Dryer-in-White-with-Sanitize-Cycle-ENERGY-STAR-GFD55GSSNWW/312563956 | No
Clothes Dryer | Electric | Vented | Standard | Samsung | 7.4 |  | 898 | [6 empty] | 2023 |  | Home Depot | https://www.homedepot.com/p/Samsung-7-4-cu-ft-Smart-High-Efficiency-Vented-Electric-Dryer-with-Steam-Sanitize-in-Ivory-DVE55A7300E/317651372 | No
Clothes Dryer | Electric |  | Standard | Samsung | 7.4 |  | 898 | [6 empty] | 2023 |  | Home Depot | https://www.homedepot.com/p/Samsung-7-4-cu-ft-vented-Smart-Front-Load-Electric-Dryer-with-Steam-Sanitize-in-White-DVE55CG7100W/325807880 | No
Clothes Dryer | Electric | Ventless | Compact | GE | 4.1 |  | 898 | [6 empty] | 2023 |  | Home Depot | https://www.homedepot.com/p/GE-4-1-cu-ft-240-Volt-White-Electric-Ventless-Dryer-ENERGY-STAR-GFT14ESSMWW/307760461 | No
Clothes Dryer | Electric | Vented | Standard | Samsung | 7.4 |  | 898 | [6 empty] | 2023 |  | Home Depot | https://www.homedepot.com/p/Samsung-7-4-cu-ft-Vented-Gas-Dryer-with-Steam-Sanitize-in-Brushed-Black-DVG52A5500V/317651335 | No
Clothes Dryer | Electric |  | Standard | LG | 7.4 |  | 898 | [6 empty] | 2023 |  | Home Depot | https://www.homedepot.com/p/LG-7-4-cu-ft-Ultra-Large-Electric-Dryer-with-Sensor-Dry-Turbo-Steam-Technology-and-WiFi-Connectivity-in-Black-Steel-DLEX6500B/324432999 | No
Clothes Dryer | Electric |  | Compact | Samsung | 4 |  | 898 | [6 empty] | 2023 |  | Home Depot | https://www.homedepot.com/p/Samsung-4-0-cu-ft-Smart-Dial-Electric-Dryer-with-Sensor-Dry-DV25B6900EW/323095575 | No
Clothes Dryer | Electric |  | Standard | Electrolux | 8 |  | 898 | [6 empty] | 2023 |  | Home Depot | https://www.homedepot.com/p/Electrolux-8-cu-ft-vented-Front-Load-Stackable-Electric-Dryer-in-White-with-LuxCare-Dry-and-Automatic-Temperature-Control-ELFE7537AW/318223801 | No
Clothes Dryer | Electric |  | Standard | GE Profile | 7.3 |  | 898 | [6 empty] | 2023 |  | Home Depot | https://www.homedepot.com/p/GE-Profile-Smart-7-3-cu-ft-Electric-Dryer-in-Sapphire-Blue-with-Fabric-Refresh-Sanitize-Steam-ENERGY-STAR-PTD90EBPTRS/320120919 | No
Clothes Dryer | Electric |  | Standard | LG | 7.4 |  | 898 | [6 empty] | 2023 |  | Home Depot | https://www.homedepot.com/p/LG-7-4-cu-ft-Ultra-Large-Gas-Dryer-with-Sensor-Dry-TurboSteam-Technology-and-WiFi-Connectivity-in-Graphite-Steel-DLGX5501V/324432844 | No
Clothes Dryer | Electric |  | Standard | Electrolux | 8 |  | 898 | [6 empty] | 2023 |  | Home Depot | https://www.homedepot.com/p/Electrolux-8-cu-ft-Front-Load-Gas-Dryer-in-White-ELFG7437AW/318266833 | No
Clothes Dryer | Electric |  | Standard | Samsung | 7.4 |  | 898 | [6 empty] | 2023 |  | Home Depot | https://www.homedepot.com/p/Samsung-7-4-cu-ft-vented-front-load-Smart-Gas-Dryer-with-Sensor-Dry-in-White-DVG47CG3500W/325808122 | No
Clothes Dryer | Electric | Vented | Standard | Whirlpool | 7.5 |  | 898 | [6 empty] | 2023 |  | Home Depot | https://www.homedepot.com/p/Samsung-7-5-cu-ft-Stackable-Long-Vented-Electric-Dryer-with-Sensor-Dry-in-White-DVE45T6020W/314876794 | No
Clothes Dryer | Heat Pump |  | Compact |  | 4 |  | 899.99 | [6 empty] | 2023 |  | Retailer |  | No
Clothes Dryer | Electric | Vented | Standard | Whirlpool | 7.4 |  | 921 | [6 empty] | 2023 |  | Home Depot | https://www.homedepot.com/p/Whirlpool-7-4-cu-ft-Vented-Gas-Dryer-in-White-WGD5605MW/319857222 | No
Clothes Dryer | Electric | Vented | Standard | Whirlpool | 7.4 |  | 943 | [6 empty] | 2023 |  | Home Depot | https://www.homedepot.com/p/Whirlpool-7-4-cu-ft-Vented-Gas-Dryer-in-Chrome-Shadow-WGD5605MC/320628875 | No
Clothes Dryer | Electric |  | Standard | GE | 7.8 |  | 948 | [6 empty] | 2023 |  | Home Depot | https://www.homedepot.com/p/GE-7-8-cu-ft-Smart-Front-Load-Electric-Dryer-in-Sapphire-Blue-with-Steam-and-Sanitize-Cycle-ENERGY-STAR-GFD85ESPNRS/311972508 | No
Clothes Dryer | Electric | Vented | Standard | LG | 7.3 |  | 948 | [6 empty] | 2023 |  | Home Depot | https://www.homedepot.com/p/LG-7-3-Cu-Ft-Vented-SMART-Electric-Dryer-in-Black-Steel-with-EasyLoad-Door-TurboSteam-and-Sensor-Dry-Technology-DLEX7900BE/309616883 | No
Clothes Dryer | Electric | Vented | Standard | LG | 7.3 |  | 948 | [6 empty] | 2023 |  | Home Depot | https://www.homedepot.com/p/LG-7-3-cu-ft-Large-Capacity-Vented-Gas-Dryer-with-Sensor-Dry-and-EasyLoad-Door-in-Graphite-Steel-DLG7401VE/320327028 | No
Clothes Dryer | Electric |  | Standard | Samsung | 7.5 |  | 948 | [6 empty] | 2023 |  | Home Depot | https://www.homedepot.com/p/Samsung-7-5-cu-ft-Smart-Electric-Dryer-in-Brushed-Black-with-Steam-Sanitize-and-Sensor-Dry-DVE50BG8300V/320702847 | No
Clothes Dryer | Electric |  | Standard | Samsung | 7.5 |  | 948 | [6 empty] | 2023 |  | Home Depot | https://www.homedepot.com/p/Samsung-7-5-cu-ft-Smart-Gas-Dryer-with-Steam-Sanitize-in-Platinum-DVG45B6300P/319615854 | No
Clothes Dryer | Electric | Ventless | Compact | Electrolux | 4 |  | 948 | [6 empty] | 2023 |  | Home Depot | https://www.homedepot.com/p/Electrolux-IQ-Touch-24-in-4-0-cu-ft-White-Electric-Ventless-Dryer-ENERGY-STAR-ELFE4222AW/312831101 | No
Clothes Dryer | Gas |  | Standard | GE | 7.5 |  | 948 | [6 empty] | 2023 |  | Home Depot | https://www.homedepot.com/p/Samsung-7-5-cu-ft-AI-Smart-Dial-Electric-Dryer-in-Brushed-Black-with-Super-Speed-Dry-and-MultiControl-DVE46BG6500V/320702857 | No
Clothes Dryer | Heat Pump |  | Standard | Whirlpool | 7.4 |  | 949 | [6 empty] | 2023 |  | Home Depot | https://www.homedepot.com/p/Whirlpool-7-4-cu-ft-White-Front-Load-Electric-Dryer-with-AccuDry-System-WED5100HW/312459559 | No
Clothes Dryer | Electric | Vented | Standard | Maytag | 7 |  | 949 | [6 empty] | 2023 |  | Home Depot | https://www.homedepot.com/p/Maytag-7-0-cu-ft-240-Volt-White-Electric-Vented-Dryer-with-Moisture-Sensing-MED6200KW/314455477 | No
Clothes Dryer | Electric |  | Standard | Whirlpool | 7.4 |  | 979 | [6 empty] | 2023 |  | Home Depot | https://www.homedepot.com/p/Whirlpool-7-4-cu-ft-240-Volt-White-Commercial-Electric-Super-Capacity-Dryer-CEM2795JQ/309923378 | No | Yes | Commercial
Clothes Dryer | Electric |  | Standard | Samsung | 7.4 |  | 988 | [6 empty] | 2023 |  | Home Depot | https://www.homedepot.com/p/Samsung-7-4-cu-ft-vented-front-load-Smart-Gas-Dryer-with-Sensor-Dry-in-Brushed-Black-DVG47CG3500V/325808144 | No
Clothes Dryer | Electric |  | Standard | Samsung | 7.4 |  | 988 | [6 empty] | 2023 |  | Home Depot | https://www.homedepot.com/p/Samsung-7-4-cu-ft-vented-Smart-Front-Load-Gas-Dryer-with-Steam-Sanitize-in-White-DVG55CG7100W/325807913 | No
Clothes Dryer | Gas | Vented | Standard | GE Profile | 7.5 |  | 988 | [6 empty] | 2023 |  | Home Depot | https://www.homedepot.com/p/Samsung-7-5-cu-ft-Stackable-Long-Vented-Gas-Dryer-with-Sensor-Dry-in-White-DVG45T6020W/317652250 | No
| Electric |  | Compact | Minimum |  |  | 990 |  | 5.333 | 183 | 1375 |  |  |  | Front Loading | RSMeans |  | No
Clothes Dryer | Heat Pump |  | Compact |  | 4.2 |  | 998 | [6 empty] | 2023 |  | Retailer |  | No
Clothes Dryer | Electric | Vented | Standard | Samsung | 7.6 |  | 998 | [6 empty] | 2023 |  | Home Depot | https://www.homedepot.com/p/Samsung-Bespoke-7-6-cu-ft-Ultra-Capacity-Vented-Smart-Electric-Dryer-in-Brushed-Black-with-Super-Speed-Dry-and-AI-Smart-Dial-DVE53BB8700V/320702855 | No
Clothes Dryer | Heat Pump |  | Standard | Electrolux | 8 | 3.93 | 998 | [6 empty] | 2023 |  | Home Depot | https://www.homedepot.com/p/Electrolux-27-in-W-8-cu-ft-Front-Load-Electric-Dryer-with-Perfect-Steam-and-LuxCare-Dry-System-ENERGY-STAR-in-White-ELFE7637AW/318185384 | No
Clothes Dryer | Electric |  | Standard | GE | 7.8 |  | 998 | [6 empty] | 2023 |  | Home Depot | https://www.homedepot.com/p/GE-7-8-cu-ft-Smart-Front-Load-Gas-Dryer-in-Satin-Nickel-with-Steam-and-Sanitize-Cycle-ENERGY-STAR-GFD65GSPNSN/311972501 | No
Clothes Dryer | Electric |  | Standard | Electrolux | 8 |  | 998 | [6 empty] | 2023 |  | Home Depot | https://www.homedepot.com/p/Electrolux-8-0-Cu-Ft-Front-Load-Perfect-Steam-Electric-Dryer-with-LuxCare-Dry-and-Instant-Refresh-in-Titanium-ELFE7537AT/318113179 | No
Clothes Dryer | Electric | Vented | Standard | Samsung | 7.4 |  | 998 | [6 empty] | 2023 |  | Home Depot | https://www.homedepot.com/p/Samsung-7-4-cu-ft-Vented-Gas-Dryer-with-Steam-Sanitize-in-Ivory-DVG55A7300E/317651377 | No
Clothes Dryer | Electric |  | Standard | LG | 7.4 |  | 998 | [6 empty] | 2023 |  | Home Depot | https://www.homedepot.com/p/LG-7-4-cu-ft-Ultra-Large-Gas-Dryer-with-Sensor-Dry-Turbo-Steam-Technology-and-WiFi-Connectivity-in-Black-Steel-DLGX6501B/324433005 | No
Clothes Dryer | Heat Pump |  | Compact | Samsung | 4 | 6.8 | 998 | [6 empty] | 2023 |  | Home Depot | https://www.homedepot.com/p/Samsung-4-0-cu-ft-Smart-Dial-Heat-Pump-Dryer-with-Sensor-Dry-in-White-color-DV25B6900HW/323095588 | No
Clothes Dryer | Electric |  | Standard | Electrolux | 8 |  | 998 | [6 empty] | 2023 |  | Home Depot | https://www.homedepot.com/p/Electrolux-8-cu-ft-White-Front-Load-Perfect-Steam-Gas-Dryer-with-LuxCare-Dry-and-Instant-Refresh-ELFG7537AW/318267802 | No
Clothes Dryer | Electric |  | Standard | GE Profile | 7.3 |  | 998 | [6 empty] | 2023 |  | Home Depot | https://www.homedepot.com/p/GE-Profile-Smart-7-3-cu-ft-Gas-Dryer-in-Sapphire-Blue-with-Fabric-Refresh-Sanitize-Steam-ENERGY-STAR-PTD90GBPTRS/320120133 | No
Clothes Dryer | Electric | Vented | Standard | Maytag | 7.3 |  | 999 | [6 empty] | 2023 |  | Home Depot | https://www.homedepot.com/p/Maytag-7-3-cu-ft-240-Volt-White-Stackable-Electric-Vented-Dryer-with-Quick-Dry-Cycle-ENERGY-STAR-MED5630HW/308241660 | No
Clothes Dryer | Electric |  | Standard | Whirlpool | 7 |  | 999 | [6 empty] | 2023 |  | Home Depot | https://www.homedepot.com/p/Whirlpool-7-0-cu-ft-vented-Front-Load-Electric-Dryer-in-White-WED6150PW/325746984 | No
Clothes Dryer | Heat Pump |  | Compact |  | 4.2 |  | 999.99 | [6 empty] | 2023 |  | Retailer |  | No
Clothes Dryer | Electric |  | Standard | Whirlpool | 7.4 |  | 1029 | [6 empty] | 2023 |  | Home Depot | https://www.homedepot.com/p/Whirlpool-7-4-cu-ft-120-Volt-White-Commercial-Gas-Super-Capacity-Dryer-CGM2795JQ/309930900 | No | Yes | Commercial
Clothes Dryer | Electric |  | Standard | GE | 7.8 |  | 1048 | [6 empty] | 2023 |  | Home Depot | https://www.homedepot.com/p/GE-7-8-cu-ft-Smart-Front-Load-Gas-Dryer-in-Sapphire-Blue-with-Steam-and-Sanitize-Cycle-ENERGY-STAR-GFD85GSPNRS/311972514 | No
Clothes Dryer | Electric | Vented | Standard | LG | 7.3 |  | 1048 | [6 empty] | 2023 |  | Home Depot | https://www.homedepot.com/p/LG-7-3-Cu-Ft-Vented-SMART-Gas-Dryer-in-Black-Steel-with-EasyLoad-Door-TurboSteam-and-Sensor-Dry-Technology-DLGX7901BE/309616915 | No
Clothes Dryer | Electric |  | Standard | Samsung | 7.5 |  | 1048 | [6 empty] | 2023 |  | Home Depot | https://www.homedepot.com/p/Samsung-7-5-cu-ft-Smart-Gas-Dryer-in-Brushed-Black-with-Steam-Sanitize-and-Sensor-Dry-DVG50BG8300V/320703073 | No
Clothes Dryer | Gas |  | Standard | Whirlpool | 7.5 |  | 1048 | [6 empty] | 2023 |  | Home Depot | https://www.homedepot.com/p/Samsung-7-5-cu-ft-AI-Smart-Dial-Gas-Dryer-in-Brushed-Black-with-Super-Speed-Dry-and-MultiControl-DVG46BG6500V/320703082 | No
Clothes Dryer | Electric |  | Standard | Maytag | 7.4 |  | 1049 | [6 empty] | 2023 |  | Home Depot | https://www.homedepot.com/p/Maytag-7-4-cu-ft-240-Volt-Smart-Capable-White-Electric-Dryer-with-Hamper-Door-and-Advanced-Moisture-Sensing-MED6230HW/312156556 | No
Clothes Dryer | Electric |  | Standard | Whirlpool | 7.4 |  | 1049 | [6 empty] | 2023 |  | Home Depot | https://www.homedepot.com/p/Whirlpool-7-4-cu-ft-Chrome-Shadow-Front-Load-Electric-Dryer-with-AccuDry-System-WED5100HC/312459745 | No
Clothes Dryer | Electric | Vented | Standard | Maytag | 7 |  | 1049 | [6 empty] | 2023 |  | Home Depot | https://www.homedepot.com/p/Maytag-7-0-cu-ft-120-Volt-White-Gas-Vented-Dryer-with-Moisture-Sensing-MGD6200KW/314470563 | No
Clothes Dryer | Electric | Vented | Standard | Whirlpool | 7.4 |  | 1049 | [6 empty] | 2023 |  | Home Depot | https://www.homedepot.com/p/Whirlpool-7-4-cu-ft-Vented-Electric-Dryer-in-White-WED6605MW/321605498 | No
Clothes Dryer | Gas | Vented | Standard | Samsung | 7.4 |  | 1049 | [6 empty] | 2023 |  | Home Depot | https://www.homedepot.com/p/Whirlpool-7-4-cu-ft-240-Volt-White-Smart-Electric-Vented-Dryer-with-AccuDry-System-WED6120HW/312459953 | No
Clothes Dryer | Electric |  | Standard | Samsung | 7.4 |  | 1078 | [6 empty] | 2023 |  | Home Depot | https://www.homedepot.com/p/Samsung-7-4-cu-ft-vented-Smart-Front-Load-Gas-Dryer-with-Steam-Sanitize-in-Brushed-Black-DVG55CG7100V/325807940 | No
Clothes Dryer | Electric | Vented | Standard | LG | 9 |  | 1098 | [6 empty] | 2023 |  | Home Depot | https://www.homedepot.com/p/LG-9-cu-ft-Large-Capacity-Vented-Smart-Stackable-Electric-Dryer-with-Sensor-Dry-TurboSteam-Extra-Cycles-in-Black-Steel-DLEX8900B/320061948 | No
Clothes Dryer | Electric |  | Standard | Electrolux | 8 |  | 1098 | [6 empty] | 2023 |  | Home Depot | https://www.homedepot.com/p/Electrolux-8-cu-ft-vented-Front-Load-Stackable-Electric-Dryer-in-Titanium-with-LuxCare-Dry-and-Perfect-Steam-ELFE7637AT/318207113 | No
Clothes Dryer | Electric |  | Standard | LG | 7.4 |  | 1098 | [6 empty] | 2023 |  | Home Depot | https://www.homedepot.com/p/LG-7-4-cu-ft-Smart-Ultra-Large-Capacity-Electric-Dryer-with-Sensor-Dry-Turbo-Steam-Technology-in-Black-Steel-DLEX6700B/322728211 | No
Clothes Dryer | Electric | Vented | Standard | Samsung | 7.6 |  | 1098 | [6 empty] | 2023 |  | Home Depot | https://www.homedepot.com/p/Samsung-Bespoke-7-6-cu-ft-Vented-Smart-Electric-Dryer-in-Brushed-Navy-with-AI-Optimal-Dry-and-Super-Speed-Dry-DVE53BB8900D/320702856 | No
Clothes Dryer | Electric | Vented | Standard | Samsung | 7.4 |  | 1098 | [6 empty] | 2023 |  | Home Depot | https://www.homedepot.com/p/Samsung-7-4-cu-ft-Vented-Gas-Dryer-with-Steam-Sanitize-in-Brushed-Black-DVG55A7700V/317651407 | No
Clothes Dryer | Electric | Vented | Standard | Samsung | 7.6 |  | 1098 | [6 empty] | 2023 |  | Home Depot | https://www.homedepot.com/p/Samsung-Bespoke-7-6-cu-ft-Ultra-Capacity-Vented-Gas-Dryer-in-Brushed-Black-with-Super-Speed-Dry-and-AI-Smart-Dial-DVG53BB8700V/320703080 | No
Clothes Dryer | Electric |  | Standard | Electrolux | 8 |  | 1098 | [6 empty] | 2023 |  | Home Depot | https://www.homedepot.com/p/Electrolux-8-cu-ft-Titanium-Front-Load-Perfect-Steam-Gas-Dryer-with-LuxCare-Dry-and-Instant-Refresh-ELFG7537AT/318267668 | No
Clothes Dryer | Electric | Vented | Standard | Maytag | 7.3 |  | 1099 | [6 empty] | 2023 |  | Home Depot | https://www.homedepot.com/p/Maytag-7-3-cu-ft-240-Volt-White-Stackable-Electric-Vented-Dryer-with-Steam-ENERGY-STAR-MED6630HW/308240427 | No
Clothes Dryer | Electric | Vented | Standard | Maytag | 7.3 |  | 1099 | [6 empty] | 2023 |  | Home Depot | https://www.homedepot.com/p/Maytag-7-3-cu-ft-Vented-Electric-Dryer-in-Volcano-Black-MED5630MBK/324402117 | No
Clothes Dryer | Electric | Vented | Standard | Whirlpool | 7.4 |  | 1099 | [6 empty] | 2023 |  | Home Depot | https://www.homedepot.com/p/Whirlpool-7-4-cu-ft-240-Volt-Electric-Vented-Dryer-in-White-with-Intuitive-Touch-Controls-ENERGY-STAR-WED560LHW/308240244 | No
Clothes Dryer | Heat Pump | Vented | Standard | Maytag | 7.3 | 3.48 | 1099 | [6 empty] | 2023 |  | Home Depot | https://www.homedepot.com/p/Maytag-7-3-cu-ft-120-Volt-White-Stackable-Gas-Vented-Dryer-with-Quick-Dry-Cycle-ENERGY-STAR-MGD5630HW/308241495 | No
Clothes Dryer | Electric |  | Standard | Samsung | 7 |  | 1099 | [6 empty] | 2023 |  | Home Depot | https://www.homedepot.com/p/Whirlpool-7-0-cu-ft-vented-Front-Load-Electric-Dryer-in-Volcano-Black-WED6150PB/325747117 | No
Clothes Dryer | Gas |  | Standard | LG | 7 |  | 1099 | [6 empty] | 2023 |  | Home Depot | https://www.homedepot.com/p/Whirlpool-7-0-cu-ft-vented-Top-Load-Gas-Dryer-in-White-WGD6150PW/325747044 | No
Clothes Dryer | Electric | Vented | Standard | Maytag | 7.4 |  | 1149 | [6 empty] | 2023 |  | Home Depot | https://www.homedepot.com/p/Maytag-7-4-cu-ft-240-Volt-Smart-Capable-White-Electric-Vented-Dryer-with-Hamper-Door-and-Steam-ENERGY-STAR-MED7230HW/312379051 | No
Clothes Dryer | Electric | Vented | Standard | Whirlpool | 7.4 |  | 1149 | [6 empty] | 2023 |  | Home Depot | https://www.homedepot.com/p/Whirlpool-7-4-cu-ft-240-Volt-White-Commercial-Electric-Vented-Dryer-Coin-Operated-CEM2745FQ/301846897 | No | Yes | Commercial
Clothes Dryer | Electric |  | Standard | Maytag | 7.4 |  | 1149 | [6 empty] | 2023 |  | Home Depot | https://www.homedepot.com/p/Maytag-7-4-cu-ft-120-Volt-Smart-Capable-White-Gas-Dryer-with-Hamper-Door-MGD6230HW/312385526 | No
Clothes Dryer | Gas | Ventless | Compact | Bosch | 4 |  | 1149 | [6 empty] | 2023 |  | Home Depot | https://www.homedepot.com/p/Bosch-300-Series-4-cu-ft-240-Volt-White-Stackable-Electric-Ventless-Condensate-Compact-Dryer-ENERGY-STAR-WTG86403UC/315280951 | No
Clothes Dryer | Electric | Vented | Standard | Whirlpool | 7.4 |  | 1149 | [6 empty] | 2023 |  | Home Depot | https://www.homedepot.com/p/Whirlpool-7-4-cu-ft-Chrome-Shadow-Gas-Vented-Dryer-with-Wrinkle-Shield-WGD5100HC/312389354 | No
Clothes Dryer | Electric | Vented | Standard | Whirlpool | 7.4 |  | 1149 | [6 empty] | 2023 |  | Home Depot | https://www.homedepot.com/p/Whirlpool-7-4-cu-ft-Vented-Electric-Dryer-in-Chrome-Shadow-WED6605MC/321813775 | No
Clothes Dryer | Electric |  | Standard | Maytag | 7.4 |  | 1149 | [6 empty] | 2023 |  | Home Depot | https://www.homedepot.com/p/Maytag-7-4-cu-ft-vented-Front-Load-Electric-Dryer-in-White-with-Premium-Motor-MEDP585GW/325758577 | No
Clothes Dryer | Gas |  | Standard | GE | 7.8 |  | 1149 | [6 empty] | 2023 |  | Home Depot | https://www.homedepot.com/p/GE-7-8-cu-ft-Smart-Front-Load-Electric-Dryer-in-White-with-Long-Vent-and-Sanitize-Cycle-ENERGY-STAR-GFV55ESSNWW/312980603 | No
Clothes Dryer | Gas | Vented | Standard | Samsung | 7.4 |  | 1149 | [6 empty] | 2023 |  | Home Depot | https://www.homedepot.com/p/Whirlpool-7-4-cu-ft-Vented-Gas-Dryer-in-White-WGD6605MW/321810790 | No
Clothes Dryer | Gas | Vented | Standard | Samsung | 7.4 |  | 1149 | [6 empty] | 2023 |  | Home Depot | https://www.homedepot.com/p/Whirlpool-7-4-cu-ft-240-Volt-Chrome-Shadow-Smart-Electric-Vented-Dryer-with-AccuDry-System-WED6120HC/312460543 | No
Clothes Dryer | Gas | Vented | Standard | GE | 7.4 |  | 1149 | [6 empty] | 2023 |  | Home Depot | https://www.homedepot.com/p/Whirlpool-7-4-cu-ft-120-Volt-Smart-White-Gas-Vented-Dryer-with-Hamper-Door-and-Wrinkle-Shield-Technology-WGD6120HW/312406224 | No
Clothes Dryer | Gas |  | Standard | Samsung | 7.4 |  | 1149 | [6 empty] | 2023 |  | Home Depot | https://www.homedepot.com/p/Whirlpool-7-4-cu-ft-240-Volt-Smart-White-Electric-Dryer-with-AccuDry-System-and-Steam-Refresh-ENERGY-STAR-WED7120HW/312470404 | No
Clothes Dryer | Gas |  | Standard | Whirlpool | 7.4 |  | 1149 | [6 empty] | 2023 |  | Home Depot | https://www.homedepot.com/p/Samsung-7-4-cu-ft-Smart-vented-Electric-Dryer-with-Pet-Care-Dry-and-Steam-Sanitize-in-brushed-navy-blue-DVE54CG7150D/325808029 | No
Clothes Dryer | Gas |  | Standard | Samsung | 7.4 |  | 1149 | [6 empty] | 2023 |  | Home Depot | https://www.homedepot.com/p/Samsung-7-4-cu-ft-Smart-vented-Gas-Dryer-with-Pet-Care-Dry-and-Steam-Sanitize-in-white-DVG54CG7150W/325807963 | No
Clothes Dryer | Electric | Vented | Standard | Samsung | 7.5 |  | 1168 | [6 empty] | 2023 |  | Home Depot | https://www.homedepot.com/p/Samsung-Bespoke-7-5-cu-ft-Large-Capacity-Vented-Electric-Dryer-in-Brushed-Navy-with-Super-Speed-Dry-and-AI-Smart-Dial-DVE46BB6700D/322403987 | No
Clothes Dryer | Gas |  | Standard | Hotpoint | 7.8 |  | 1168 | [6 empty] | 2023 |  | Home Depot | https://www.homedepot.com/p/GE-7-8-cu-ft-vented-Front-Load-Electric-Dryer-in-Carbon-Graphite-with-Steam-and-Sanitize-GFD65ESPVDS/326536657 | No
Clothes Dryer | Heat Pump |  | Compact |  | 4 |  | 1169 | [6 empty] | 2023 |  | Retailer |  | No
Clothes Dryer | Heat Pump |  | Compact |  | 4 |  | 1169.99 | [6 empty] | 2023 |  | Retailer |  | No
Clothes Dryer | Heat Pump |  | Compact |  | 3.88 |  | 1195 | [6 empty] | 2023 |  | Retailer |  | No
Clothes Dryer | Gas | Ventless | Compact | Samsung | 3.88 |  | 1195 | [6 empty] | 2023 |  | Home Depot | https://www.homedepot.com/p/Summit-Appliance-24-in-3-88-cu-ft-240-Volt-White-Stackable-Electric-Ventless-Front-Load-Heat-Pump-Dryer-SLD242W/315192454 | No
Clothes Dryer | Electric | Vented | Standard | LG | 9 |  | 1198 | [6 empty] | 2023 |  | Home Depot | https://www.homedepot.com/p/LG-9-cu-ft-Large-Capacity-Vented-Smart-Stackable-Gas-Dryer-with-Sensor-Dry-TurboSteam-Extra-Cycles-in-Black-Steel-DLGX8901B/320062027 | No
Clothes Dryer | Electric |  | Standard | GE Profile | 7.8 |  | 1198 | [6 empty] | 2023 |  | Home Depot | https://www.homedepot.com/p/GE-Profile-Profile-7-8-cu-ft-Smart-Electric-Dryer-with-Steam-and-Sanitize-Cycle-in-Carbon-Graphite-ENERGY-STAR-PFD95ESPTDS/320119631 | No
Clothes Dryer | Electric |  | Standard | LG | 7.4 |  | 1198 | [6 empty] | 2023 |  | Home Depot | https://www.homedepot.com/p/LG-7-4-cu-ft-Smart-Ultra-Large-Capacity-Gas-Dryer-with-Sensor-Dry-Turbo-Steam-Technology-in-Black-Steel-DLGX6701B/322728243 | No
Clothes Dryer | Electric |  | Standard | Electrolux | 8 |  | 1198 | [6 empty] | 2023 |  | Home Depot | https://www.homedepot.com/p/Electrolux-8-cu-ft-Titanium-Front-Load-Perfect-Steam-Gas-Dryer-with-Predictive-Dry-and-Instant-Refresh-ELFG7637AT/318268170 | No
Clothes Dryer | Electric | Vented | Standard | Samsung | 7.6 |  | 1198 | [6 empty] | 2023 |  | Home Depot | https://www.homedepot.com/p/Samsung-Bespoke-7-6-cu-ft-Ultra-Capacity-Vented-Gas-Dryer-in-Brushed-Navy-with-AI-Optimal-Dry-and-Super-Speed-Dry-DVG53BB8900D/320703081 | No
Clothes Dryer | Electric | Vented | Standard | Maytag | 7 |  | 1199 | [6 empty] | 2023 |  | Home Depot | https://www.homedepot.com/p/Maytag-7-0-cu-ft-Vented-Pet-Pro-Electric-Dryer-in-White-MED6500MW/324324317 | No
Clothes Dryer | Electric | Vented | Standard | Whirlpool | 7.4 |  | 1199 | [6 empty] | 2023 |  | Home Depot | https://www.homedepot.com/p/Whirlpool-7-4-cu-ft-120-Volt-White-Commercial-Gas-Vented-Dryer-CGM2745FQ/301847935 | No | Yes | Commercial
Clothes Dryer | Electric | Vented | Standard | Maytag | 7.3 |  | 1199 | [6 empty] | 2023 |  | Home Depot | https://www.homedepot.com/p/Maytag-7-3-cu-ft-Vented-Electric-Dryer-in-Volcano-Black-MED6630MBK/322882550 | No
Clothes Dryer | Electric | Vented | Standard | Maytag | 7.3 |  | 1199 | [6 empty] | 2023 |  | Home Depot | https://www.homedepot.com/p/Maytag-7-3-cu-ft-120-Volt-White-Stackable-Gas-Vented-Dryer-with-Steam-and-Quick-Dry-Cycle-ENERGY-STAR-MGD6630HW/308241607 | No
Clothes Dryer | Electric | Vented | Standard | GE | 7.3 |  | 1199 | [6 empty] | 2023 |  | Home Depot | https://www.homedepot.com/p/Maytag-7-3-cu-ft-Vented-Gas-Dryer-in-Volcano-Black-MGD5630MBK/324402145 | No
Clothes Dryer | Electric | Vented | Standard | Whirlpool | 7.4 |  | 1199 | [6 empty] | 2023 |  | Home Depot | https://www.homedepot.com/p/Whirlpool-7-4-cu-ft-120-Volt-Gas-Vented-Dryer-in-White-with-Intuitive-Touch-Controls-ENERGY-STAR-WGD560LHW/308240303 | No
Clothes Dryer | Gas |  | Standard | Electrolux | 7 |  | 1199 | [6 empty] | 2023 |  | Home Depot | https://www.homedepot.com/p/7-0-cu-ft-vented-Front-Load-Gas-Dryer-in-Volcano-Black-WGD6150PB/325747200 | No
Clothes Dryer | Gas | Vented | Standard | GE | 7.5 |  | 1208 | [6 empty] | 2023 |  | Home Depot | https://www.homedepot.com/p/Samsung-7-5-cu-ft-Smart-Stackable-Vented-Electric-Dryer-with-Steam-Sanitize-in-Brushed-Black-DVE50A8500V/317651425 | No
Clothes Dryer | Heat Pump |  | Compact |  | 4.1 |  | 1249 | [6 empty] | 2023 |  | Retailer |  | No
Clothes Dryer | Electric | Vented | Standard | Maytag | 7.4 |  | 1249 | [6 empty] | 2023 |  | Home Depot | https://www.homedepot.com/p/Maytag-7-4-cu-ft-120-Volt-Smart-Capable-White-Gas-Vented-Dryer-with-Steam-and-Hamper-Door-ENERGY-STAR-MGD7230HW/312386097 | No
Clothes Dryer | Gas | Vented | Standard | GE Profile | 7.4 |  | 1249 | [6 empty] | 2023 |  | Home Depot | https://www.homedepot.com/p/Whirlpool-7-4-cu-ft-Vented-Gas-Dryer-in-Chrome-Shadow-WGD6605MC/321816826 | No
Clothes Dryer | Gas | Vented | Standard | LG | 7.4 |  | 1249 | [6 empty] | 2023 |  | Home Depot | https://www.homedepot.com/p/Whirlpool-7-4-cu-ft-120-Volt-Smart-Chrome-Shadow-Gas-Vented-Dryer-with-Accudry-System-WGD6120HC/312461102 | No
Clothes Dryer | Gas | Vented | Standard | GE | 7.4 |  | 1249 | [6 empty] | 2023 |  | Home Depot | https://www.homedepot.com/p/Whirlpool-7-4-cu-ft-Smart-Chrome-Shadow-Electric-Vented-Dryer-with-Steam-ENERGY-STAR-WED7120HC/312388886 | No
Clothes Dryer | Gas |  | Standard | Electrolux | 7.4 |  | 1249 | [6 empty] | 2023 |  | Home Depot | https://www.homedepot.com/p/Samsung-7-4-cu-ft-Smart-vented-Gas-Dryer-with-Pet-Care-Dry-and-Steam-Sanitize-in-Brushed-Navy-blue-DVG54CG7150D/325807989 | No
Clothes Dryer | Gas | Vented | Standard | Samsung | 7.5 |  | 1258 | [6 empty] | 2023 |  | Home Depot | https://www.homedepot.com/p/Samsung-Bespoke-7-5-cu-ft-Large-Capacity-Vented-Gas-Dryer-in-Brushed-Navy-with-Super-Speed-Dry-and-AI-Smart-Dial-DVG46BB6700D/322404077 | No
Clothes Dryer | Gas |  | Standard | Maytag | 7.8 |  | 1258 | [6 empty] | 2023 |  | Home Depot | https://www.homedepot.com/p/GE-7-8-cu-ft-vented-Smart-Front-Load-Gas-Dryer-in-Carbon-Graphite-with-Steam-and-Sanitize-GFD65GSPVDS/326536675 | No
Clothes Dryer | Electric |  | Standard | LG | 7.4 |  | 1259 | [6 empty] | 2023 |  | Home Depot | https://www.homedepot.com/p/Maytag-7-4-cu-ft-vented-Front-Load-Gas-Dryer-in-White-with-Premium-Motor-MGDP585GW/325760896 | No
Clothes Dryer | Heat Pump |  | Standard |  | 4.4 |  | 1282.52 | [6 empty] | 2023 |  | Retailer |  | No
Clothes Dryer | Heat Pump |  | Standard |  | 4.4 |  | 1282.52 | [6 empty] | 2023 |  | Retailer |  | No
Clothes Dryer | Gas | Ventless | Standard | LG | 4.4 |  | 1282.52 | [6 empty] | 2023 |  | Home Depot | https://www.homedepot.com/p/BLACK-DECKER-4-4-cu-ft-240-Volt-Ventless-Electric-Dryer-with-Heat-Pump-in-White-BDFH44M/320638331 | No
Clothes Dryer | Electric | Vented | Standard | Samsung | 7.5 |  | 1298 | [6 empty] | 2023 |  | Home Depot | https://www.homedepot.com/p/Samsung-7-5-cu-ft-Smart-High-Efficiency-Vented-Electric-Dryer-with-FlexDry-and-Super-Speed-Dry-in-Brushed-Black-DVE60A9900V/317651444 | No
Clothes Dryer | Electric |  | Standard | GE Profile | 7.8 |  | 1298 | [6 empty] | 2023 |  | Home Depot | https://www.homedepot.com/p/GE-Profile-Profile-7-8-cu-ft-Smart-Gas-Dryer-with-Steam-and-Sanitize-Cycle-in-Carbon-Graphite-ENERGY-STAR-PFD95GSPTDS/320119634 | No
Clothes Dryer | Gas | Vented | Standard | GE | 7.5 |  | 1298 | [6 empty] | 2023 |  | Home Depot | https://www.homedepot.com/p/Samsung-7-5-cu-ft-Smart-Stackable-Vented-Electric-Dryer-with-Smart-Dial-and-Super-Speed-Dry-in-Brushed-Black-DVE50A8600V/316130426 | No
Clothes Dryer | Gas | Vented | Standard | Electrolux | 7.5 |  | 1298 | [6 empty] | 2023 |  | Home Depot | https://www.homedepot.com/p/Samsung-7-5-cu-ft-Stackable-Vented-Gas-Dryer-with-Steam-Sanitize-in-Brushed-Black-DVG50A8500V/317651430 | No
Clothes Dryer | Electric | Vented | Standard | Maytag | 7 |  | 1299 | [6 empty] | 2023 |  | Home Depot | https://www.homedepot.com/p/Maytag-7-0-cu-ft-Vented-Pet-Pro-Electric-Dryer-in-Volcano-Black-MED6500MBK/324381459 | No
Clothes Dryer | Electric | Vented | Standard | Maytag | 7 |  | 1299 | [6 empty] | 2023 |  | Home Depot | https://www.homedepot.com/p/Maytag-7-0-cu-ft-Vented-Pet-Pro-Gas-Dryer-in-White-MGD6500MW/324327782 | No
Clothes Dryer | Electric |  | Standard | Whirlpool | 7.4 |  | 1299 | [6 empty] | 2023 |  | Home Depot | https://www.homedepot.com/p/Whirlpool-7-4-cu-ft-White-Electric-Dryer-with-Steam-and-Advanced-Moisture-Sensing-Technology-ENERGY-STAR-WED8127LW/318352472 | No
Clothes Dryer | Gas | Vented | Standard | Maytag | 7.3 |  | 1299 | [6 empty] | 2023 |  | Home Depot | https://www.homedepot.com/p/Maytag-7-3-cu-ft-Vented-Gas-Dryer-in-Volcano-Black-MGD6630MBK/322886632 | No
Clothes Dryer | Electric | Vented | Standard | LG | 6.7 |  | 1349 | [6 empty] | 2023 |  | Home Depot | https://www.homedepot.com/p/Whirlpool-6-7-cu-ft-240-Volt-White-Commercial-Electric-Vented-Dryer-CED9160GW/302700635 | No | Yes | Commercial
Clothes Dryer | Gas | Vented | Standard | LG | 7.4 |  | 1349 | [6 empty] | 2023 |  | Home Depot | https://www.homedepot.com/p/Whirlpool-7-4-cu-ft-120-Volt-Smart-Chrome-Shadow-Gas-Vented-Dryer-with-a-Hamper-Door-and-Steam-ENERGY-STAR-WGD7120HC/312406142 | No
| Electric |  | Compact | Maximum |  |  | 1350 |  | 8 | 274 | 1925 |  |  |  | Front Loading | RSMeans |  | No
Clothes Dryer | Heat Pump |  | Standard |  | 7.4 |  | 1388 | [6 empty] | 2023 |  | Retailer |  | No
Clothes Dryer | Gas | Vented | Standard | Samsung | 7.5 |  | 1388 | [6 empty] | 2023 |  | Home Depot | https://www.homedepot.com/p/Samsung-7-5-cu-ft-Stackable-Vented-Gas-Dryer-with-Smart-Dial-and-Super-Speed-Dry-in-Brushed-Black-DVG50A8600V/316130441 | No
Clothes Dryer | Heat Pump |  | Standard |  | 4.4 |  | 1393.6 | [6 empty] | 2023 |  | Retailer |  | No
Clothes Dryer | Gas | Ventless | Standard | GE | 4.4 |  | 1393.6 | [6 empty] | 2023 |  | Home Depot | https://www.homedepot.com/p/Summit-Appliance-4-4-cu-ft-240-Volt-Electric-Ventless-Heat-Pump-Dryer-in-White-with-ENERGY-STAR-LD2444/321267423 | No
Clothes Dryer | Heat Pump |  | Standard |  | 7.4 |  | 1394 | [6 empty] | 2023 |  | Retailer |  | No
Clothes Dryer | Electric | Vented | Standard | Samsung | 7.5 |  | 1398 | [6 empty] | 2023 |  | Home Depot | https://www.homedepot.com/p/Samsung-7-5-cu-ft-Vented-Gas-Dryer-with-Smart-Dial-FlexDry-and-Super-Speed-Dry-in-Brushed-Black-DVG60A9900V/317651446 | No
Clothes Dryer | Heat Pump |  | Standard |  | 4.5 |  | 1399 | [6 empty] | 2023 |  | Retailer |  | No
Clothes Dryer | Electric | Vented | Standard | Maytag | 7 |  | 1399 | [6 empty] | 2023 |  | Home Depot | https://www.homedepot.com/p/Maytag-7-0-cu-ft-Vented-Pet-Pro-Gas-Dryer-in-Volcano-Black-MGD6500MBK/324384722 | No
Clothes Dryer | Heat Pump | Vented | Standard | Whirlpool | 7.4 | 3.93 | 1399 | [6 empty] | 2023 |  | Home Depot | https://www.homedepot.com/p/Whirlpool-7-4-cu-ft-Smart-Vented-Electric-Dryer-in-Chrome-Shadow-WED8127LC/325095302 | No
Clothes Dryer | Electric |  | Standard | Whirlpool | 7.4 |  | 1399 | [6 empty] | 2023 |  | Home Depot | https://www.homedepot.com/p/Whirlpool-7-4-cu-ft-White-Gas-Dryer-with-Steam-and-Advanced-Moisture-Sensing-Technology-ENERGY-STAR-WGD8127LW/318366211 | No
Clothes Dryer | Heat Pump |  | Standard |  | 7.6 |  | 1399.99 | [6 empty] | 2023 |  | Retailer |  | No
Clothes Dryer | Gas | Vented | Standard | Whirlpool | 7.5 |  | 1438 | [6 empty] | 2023 |  | Home Depot | https://www.homedepot.com/p/Samsung-7-5-cu-ft-Smart-Stackable-Vented-Electric-Dryer-with-Sensor-Dry-in-Brushed-Black-DVE50A8800V/316130016 | No
Clothes Dryer | Gas | Vented | Standard | LG | 8 |  | 1446.89 | [6 empty] | 2023 |  | Home Depot | https://www.homedepot.com/p/Koolmore-8-cu-ft-Vented-Electric-Dryer-in-White-FD-8CF-W/320171638 | No
Clothes Dryer | Electric | Ventless | Compact | Bosch | 4 |  | 1449 | [6 empty] | 2023 |  | Home Depot | https://www.homedepot.com/p/Bosch-500-Series-4-cu-ft-240-Volt-Home-Connect-White-Stackable-Electric-Ventless-Heat-Pump-Compact-Dryer-ENERGY-STAR-WTW87NH1UC/315280946 | No
Clothes Dryer | Electric |  | Standard | Whirlpool | 7.4 |  | 1449 | [6 empty] | 2023 |  | Home Depot | https://www.homedepot.com/p/Whirlpool-7-4-cu-ft-240-Volt-Chrome-Shadow-Stackable-Electric-Dryer-with-Steam-and-Intuitive-Touch-Controls-ENERGY-STAR-WED8620HC/308184617 | No
Clothes Dryer | Electric | Vented | Standard | Maytag | 6.7 |  | 1449 | [6 empty] | 2023 |  | Home Depot | https://www.homedepot.com/p/Whirlpool-6-7-cu-ft-240-Volt-White-Commercial-Electric-Vented-Dryer-Coin-Operated-CED9150GW/302702074 | No | Yes | Commercial
Clothes Dryer | Gas | Vented | Standard | Samsung | 6.7 |  | 1449 | [6 empty] | 2023 |  | Home Depot | https://www.homedepot.com/p/Whirlpool-6-7-cu-ft-120-Volt-White-Commercial-Gas-Vented-Dryer-CGD9160GW/302701150 | No | Yes | Commercial
Clothes Dryer | Electric | Vented | Standard | Whirlpool | 7.4 |  | 1499 | [6 empty] | 2023 |  | Home Depot | https://www.homedepot.com/p/Whirlpool-7-4-cu-ft-Smart-Vented-Gas-Dryer-in-Chrome-Shadow-WGD8127LC/325094902 | No
Clothes Dryer | Gas | Vented | Standard | Whirlpool | 7.5 |  | 1528 | [6 empty] | 2023 |  | Home Depot | https://www.homedepot.com/p/Samsung-7-5-cu-ft-Stackable-Vented-Gas-Dryer-with-Smart-Dial-and-Super-Speed-Dry-in-Brushed-Black-DVG50A8800V/316130064 | No
Clothes Dryer | Heat Pump |  | Standard |  | 7.4 |  | 1549 | [6 empty] | 2023 |  | Retailer |  | No
Clothes Dryer | Gas | Ventless | Standard | Whirlpool | 7.4 |  | 1549 | [6 empty] | 2023 |  | Home Depot | https://www.homedepot.com/p/Whirlpool-7-4-cu-ft-240-Volt-Stackable-White-Electric-Ventless-Dryer-with-Intuitive-Touch-Controls-ENERGY-STAR-WHD560CHW/308241988 | No
Clothes Dryer | Electric | Vented | Standard | Whirlpool | 7.4 |  | 1549 | [6 empty] | 2023 |  | Home Depot | https://www.homedepot.com/p/Whirlpool-7-4-cu-ft-120-Volt-Chrome-Shadow-Stackable-Gas-Vented-Dryer-with-Steam-and-Intuitive-Touch-Controls-ENERGY-STAR-WGD8620HC/308239993 | No
Clothes Dryer | Electric | Vented | Standard | LG | 6.7 |  | 1549 | [6 empty] | 2023 |  | Home Depot | https://www.homedepot.com/p/Whirlpool-6-7-cu-ft-120-Volt-White-Commercial-Gas-Vented-Dryer-Coin-Operated-CGD9150GW/302712238 | No | Yes | Commercial
Clothes Dryer | Heat Pump |  | Standard |  | 4.4 |  | 1556.81 | [6 empty] | 2023 |  | Retailer |  | No
Clothes Dryer | Gas | Ventless | Standard | Maytag | 4.4 |  | 1581.61 | [6 empty] | 2023 |  | Home Depot | https://www.homedepot.com/p/Koolmore-4-4-cu-ft-Ventless-Electric-Dryer-in-White-HPD-5CF-W/320171564 | No
Clothes Dryer | Heat Pump |  | Compact |  | 4.1 |  | 1599 | [6 empty] | 2023 |  | Retailer |  | No
Clothes Dryer | Heat Pump |  | Standard |  | 8 |  | 1622.09 | [6 empty] | 2023 |  | Retailer |  | No
Clothes Dryer | Electric |  | Standard |  | 7.3 |  | 1623 |  | 1.8 | 237 | 1860 | 136 | 1 | 2023 | High, GA - 31021 | Homewyse | https://www.homewyse.com/services/cost_to_install_electric_dryer.html | No
Clothes Dryer | Electric |  | Standard |  | 7.3 |  | 1638 |  | 1.8 | 253 | 1891 | 144 | 1 | 2023 | High, TX - 77081 | Homewyse | https://www.homewyse.com/services/cost_to_install_electric_dryer.html | No
Clothes Dryer | Electric |  | Standard |  | 7.3 |  | 1638 |  | 1.8 | 252 | 1890 | 144 | 1 | 2023 | High, TX - 75803 | Homewyse | https://www.homewyse.com/services/cost_to_install_electric_dryer.html | No
Clothes Dryer | Electric |  | Standard |  | 7.3 |  | 1643 |  | 1.8 | 257 | 1900 | 147 | 1 | 2023 | High, GA - 30332 | Homewyse | https://www.homewyse.com/services/cost_to_install_electric_dryer.html | No
Clothes Dryer | Electric | Ventless | Compact | Bosch | 4 |  | 1649 | [6 empty] | 2023 |  | Home Depot | https://www.homedepot.com/p/Bosch-800-Series-4-cu-ft-Ventless-Compact-Frontload-Stackable-Electric-Dryer-in-White-with-Home-Connect-ENERGY-STAR-WTG865H4UC/315280947 | No
Clothes Dryer | Electric |  | Standard |  | 7.3 |  | 1658 |  | 1.8 | 272 | 1930 | 155 | 1 | 2023 | High, NY - 13045 | Homewyse | https://www.homewyse.com/services/cost_to_install_electric_dryer.html | No
Clothes Dryer | Electric |  | Standard |  | 7.3 |  | 1669 |  | 1.8 | 282 | 1951 | 161 | 1 | 2023 | High, IL - 62824 | Homewyse | https://www.homewyse.com/services/cost_to_install_electric_dryer.html | No
Clothes Dryer | Heat Pump |  | Standard |  | 7.4 |  | 1670.99 | [6 empty] | 2023 |  | Retailer |  | No
Clothes Dryer | Electric |  | Standard |  | 7.3 |  | 1683 |  | 1.8 | 296 | 1979 | 170 | 1 | 2023 | High, CA - 95482 | Homewyse | https://www.homewyse.com/services/cost_to_install_electric_dryer.html | No
Clothes Dryer | Electric |  | Standard |  | 7.3 |  | 1696 |  | 1.8 | 310 | 2006 | 177 | 1 | 2023 | High, CA - 90057 | Homewyse | https://www.homewyse.com/services/cost_to_install_electric_dryer.html | No
Clothes Dryer | Electric |  | Standard |  | 7.3 |  | 1708 |  | 1.8 | 321 | 2029 | 183 | 1 | 2023 | High, IL - 60654 | Homewyse | https://www.homewyse.com/services/cost_to_install_electric_dryer.html | No
Clothes Dryer | Gas | Vented | Standard | LG | 7.4 |  | 1749 | [6 empty] | 2023 |  | Home Depot | https://www.homedepot.com/p/Whirlpool-7-4-cu-ft-240-Volt-Black-Shadow-Stackable-Smart-Electric-Vented-Dryer-with-Remote-Start-ENERGY-STAR-WED9620HBK/308088976 | No
Clothes Dryer | Gas | Vented | Standard | Samsung | 7.4 |  | 1749 | [6 empty] | 2023 |  | Home Depot | https://www.homedepot.com/p/Whirlpool-7-4-cu-ft-120-Volt-Chrome-Shadow-Stackable-Smart-Gas-Vented-Dryer-with-Remote-Start-ENERGY-STAR-WGD9620HC/308089229 | No
Clothes Dryer | Electric |  | Standard |  | 7.3 |  | 1777 |  | 1.8 | 389 | 2166 | 222 | 1 | 2023 | High, NY - 10162 | Homewyse | https://www.homewyse.com/services/cost_to_install_electric_dryer.html | No
Clothes Dryer | Heat Pump |  | Compact |  | 4.1 |  | 1799 | [6 empty] | 2023 |  | Retailer |  | No
Clothes Dryer | Electric | Vented | Standard | LG SIGNATURE | 9 |  | 1999 | [6 empty] | 2023 |  | Home Depot | https://www.homedepot.com/p/LG-SIGNATURE-9-0-Cu-Ft-Vented-SMART-Electric-Dryer-in-Black-Stainless-Steel-with-Touch-Control-Panel-and-TurboSteam-DLEX9500K/207024866 | No
Clothes Dryer | Electric | Ventless | Standard | Whirlpool | 7.4 |  | 2049 | [6 empty] | 2023 |  | Home Depot | https://www.homedepot.com/p/Whirlpool-7-4-cu-ft-240-Volt-Stackable-Chrome-Shadow-Electric-Ventless-Dryer-with-Intuitive-Touch-Controls-ENERGY-STAR-WHD862CHC/308241998 | No
Clothes Dryer | Electric |  | Standard | Crossover | 7 |  | 2078 | [6 empty] | 2023 |  | Home Depot | https://www.homedepot.com/p/Crossover-Commercial-Laundry-7-cu-ft-Gray-Electric-Dryer-Coin-Operated-and-Free-Use-ELEC-DRYER-STAND-ALONE/313658202 | No | Yes | Commercial
Clothes Dryer | Electric |  | Standard | GE | 7 |  | 2078 | [6 empty] | 2023 |  | Home Depot | https://www.homedepot.com/p/Crossover-Commercial-Laundry-7-cu-ft-Grey-Gas-Dryer-Coin-Operated-and-Free-Use-GAS-DRYER-STAND-ALONE/313658698 | No | Yes | Commercial
Clothes Dryer | Electric | Vented | Standard | LG SIGNATURE | 9 |  | 2099 | [6 empty] | 2023 |  | Home Depot | https://www.homedepot.com/p/LG-SIGNATURE-9-cu-ft-Large-Capacity-Vented-Smart-Gas-Dryer-with-TurboSteam-Touch-Control-Panel-in-Black-Stainless-Steel-DLGX9501K/207024867 | No
Clothes Dryer | Electric |  | Standard | LG | 7.4 |  | 2149 | [6 empty] | 2023 |  | Home Depot | https://www.homedepot.com/p/Whirlpool-7-4-cu-ft-240-Volt-White-Electric-Double-Stacked-Commercial-Dryer-CSP2970HQ/308778229 | No | Yes | Stack
Clothes Dryer | Heat Pump |  | Standard |  | 4.9 |  | 2199 | [6 empty] | 2023 |  | Retailer |  | No
Clothes Dryer | Electric |  | Standard | Whirlpool | 7.4 |  | 2249 | [6 empty] | 2023 |  | Home Depot | https://www.homedepot.com/p/Whirlpool-7-4-cu-ft-240-Volt-White-Electric-Double-Stacked-Commercial-Dryer-Coin-Operated-CSP2940HQ/308778214 | No | Yes | Stack
Clothes Dryer | Gas |  | Standard | Samsung | 7.4 |  | 2249 | [6 empty] | 2023 |  | Home Depot | https://www.homedepot.com/p/Whirlpool-7-4-cu-ft-120-Volt-White-Gas-Double-Stacked-Commercial-Dryer-CSP2971HQ/308815423 | No | Yes | Stack
Clothes Dryer | Electric |  | Standard | Whirlpool | 7.4 |  | 2349 | [6 empty] | 2023 |  | Home Depot | https://www.homedepot.com/p/Whirlpool-7-4-cu-ft-White-Gas-Double-Stacked-Commercial-Dryer-Coin-Operated-CSP2941HQ/308815412 | No | Yes | Stack
Clothes Dryer | Heat Pump |  | Compact |  | 4.1 |  | 2449 | [6 empty] | 2023 |  | Retailer |  | No
Clothes Dryer | Gas |  | Standard | Maytag | 7 |  | 4177 | [6 empty] | 2023 |  | Home Depot | https://www.homedepot.com/p/Crossover-Commercial-Laundry-7-cu-ft-Grey-Stacked-Gas-Dryer-Coin-Operated-and-Free-Use-GAS-DRYER-DRYER-STACK/313658700 | No | Yes | Stack
Clothes Dryer | Gas |  | Standard | GE | 6.5 | [8 empty] | 2023 |  | Home Depot | https://www.homedepot.com/p/Amana-6-5-cu-ft-vented-Front-Load-Gas-Dryer-in-White-with-Wrinkle-Prevent-Option-NGD4655EW/206029545 | No
Clothes Dryer | Gas |  | Compact | Samsung | 2.6 | [8 empty] | 2023 |  | Home Depot | https://www.homedepot.com/p/VIVOHOME-2-6-cu-ft-9-lbs-Compact-Laundry-Electric-Dryer-in-White-X002PIWBNP/324503570 | No
| Vented Electric, Standard (4.4 ft3 or greater capacity) | 0 |  | GTD33EASKWW | 7.2 | 3.73 | 498 | [6 empty] | 2023 |  | Home Depot/Energy Star/ DOE CCMS |  | Yes
| Vented Electric, Standard (4.4 ft3 or greater capacity) | 0 |  | HTX24EASKWS | 6.2 | 3.73 | 468 | [6 empty] | 2023 |  | Home Depot/Energy Star/ DOE CCMS |  | Yes
| Vented Electric, Standard (4.4 ft3 or greater capacity) | 0 |  | WED4950HW | 7 | 3.73 | 498 | [6 empty] | 2023 |  | Home Depot/Energy Star/ DOE CCMS |  | Yes
| Vented Gas | 0 |  | WM6998HBA | 7.5 | 3.48 | 1998 | [6 empty] | 2023 |  | Home Depot/Energy Star/ DOE CCMS |  | Yes
| Electric | 0 |  | DLE3400W | 7.4 | 3.94 | 698 | [6 empty] | 2023 |  | Home Depot/Energy Star/ DOE CCMS |  | Yes
| Vented Electric, Standard (4.4 ft3 or greater capacity) | 0 |  | MED4500MW | 7.4 | 3.73 | 548 | [6 empty] | 2023 |  | Home Depot/Energy Star/ DOE CCMS |  | Yes
| Vented Gas | 0 |  | WED4850HW | 7 | 3.3 | 628 | [6 empty] | 2023 |  | Home Depot/Energy Star/ DOE CCMS |  | Yes
| Vented Gas | 0 |  | GTX33EASKWW | 6.2 | 3.3 | 699 | [6 empty] | 2023 |  | Home Depot/Energy Star/ DOE CCMS |  | Yes
| Vented Electric, Standard (4.4 ft3 or greater capacity) | 0 |  | DVE45T6000W | 7.4 | 3.73 | 648 | [6 empty] | 2023 |  | Home Depot/Energy Star/ DOE CCMS |  | Yes
| Electric | 0 |  | DLE3600W | 7.3 | 3.94 | 1049 | [6 empty] | 2023 |  | Home Depot/Energy Star/ DOE CCMS |  | Yes
| Vented Electric, Standard (4.4 ft3 or greater capacity) | 0 |  | WED5010LW | 7.4 | 3.73 | 528 | [6 empty] | 2023 |  | Home Depot/Energy Star/ DOE CCMS |  | Yes
| Vented Electric, Standard (4.4 ft3 or greater capacity) | 0 |  | DVE41A3000W | 7.5 | 3.73 | 498 | [6 empty] | 2023 |  | Home Depot/Energy Star/ DOE CCMS |  | Yes
| Electric | 0 |  | WED5605MC | 7.4 | 3.93 | 698 | [6 empty] | 2023 |  | Home Depot/Energy Star/ DOE CCMS |  | Yes
| Vented Electric, Standard (4.4 ft3 or greater capacity) | 0 |  | DVE45T3200W | 7.5 | 3.73 | 548 | [6 empty] | 2023 |  | Home Depot/Energy Star/ DOE CCMS |  | Yes
| Vented Gas | 0 |  | GTD58EBSVWS | 6.2 | 3.3 | 578 | [6 empty] | 2023 |  | Home Depot/Energy Star/ DOE CCMS |  | Yes
| Electric | 0 |  | MED6630HC | 7.4 | 3.93 | 848 | [6 empty] | 2023 |  | Home Depot/Energy Star/ DOE CCMS |  | Yes
| Vented Gas | 0 |  | MED5030MW | 7.4 | 3.3 | 578 | [6 empty] | 2023 |  | Home Depot/Energy Star/ DOE CCMS |  | Yes
| Electric | 0 |  | MED5630HW | 7.4 | 3.93 | 698 | [6 empty] | 2023 |  | Home Depot/Energy Star/ DOE CCMS |  | Yes
| Vented Electric, Standard (4.4 ft3 or greater capacity) | 0 |  | DVE50R5200W | 7.4 | 3.73 | 648 | [6 empty] | 2023 |  | Home Depot/Energy Star/ DOE CCMS |  | Yes
| Electric | 0 |  | DVE53BB8700T | 7.6 | 3.93 | 948 | [6 empty] | 2023 |  | Home Depot/Energy Star/ DOE CCMS |  | Yes
| Vented Electric, Standard (4.4 ft3 or greater capacity) | 0 |  | FFRE4120SW | 7 | 3.73 | 764 | [6 empty] | 2023 |  | Home Depot/Energy Star/ DOE CCMS |  | Yes
| Vented Gas | 0 |  | DLEX9500K | 7.3 | 3.31 | 1698 | [6 empty] | 2023 |  | Home Depot/Energy Star/ DOE CCMS |  | Yes
| Electric | 0 |  | DLE3470W | 7.4 | 3.94 | 798 | [6 empty] | 2023 |  | Home Depot/Energy Star/ DOE CCMS |  | Yes
| Electric | Heat pump |  | DV25B6900HW | 7.5 | 3.94 | 998 | [6 empty] | 2023 |  | Home Depot/Energy Star/ DOE CCMS |  | Yes
| Electric | 0 |  | ELFE7437AG | 8 | 3.93 | 798 | [6 empty] | 2023 |  | Home Depot/Energy Star/ DOE CCMS |  | Yes
| Electric | 0 |  | WED560LHW | 7.4 | 3.93 | 988 | [6 empty] | 2023 |  | Home Depot/Energy Star/ DOE CCMS |  | Yes
| Electric | 0 |  | GFD14ESSNWW | 4.3 | 3.45 | 898 | [6 empty] | 2023 |  | Home Depot/Energy Star/ DOE CCMS |  | Yes
| Vented Gas | 0 |  | DVE47CG3500V | 7.4 | 3.3 | 648 | [6 empty] | 2023 |  | Home Depot/Energy Star/ DOE CCMS |  | Yes
| Vented Electric, Standard (4.4 ft3 or greater capacity) | 0 |  | DVE45T6020W | 7.2 | 3.73 | 999 | [6 empty] | 2023 |  | Home Depot/Energy Star/ DOE CCMS |  | Yes
| Electric | 0 |  | DVE50BG8300V | 7.5 | 3.93 | 1199 | [6 empty] | 2023 |  | Home Depot/Energy Star/ DOE CCMS |  | Yes
| Gas | 0 |  | PFD95ESPTDS | 7.8 | 3.48 | 1098 | [6 empty] | 2023 |  | Home Depot/Energy Star/ DOE CCMS |  | Yes
| Electric | 0 |  | GFV55ESSNWW | 7.8 | 3.93 | 1149 | [6 empty] | 2023 |  | Home Depot/Energy Star/ DOE CCMS |  | Yes
| Vented Gas | 0 |  | GTD33GASKWW | 7.2 | 3.3 | 598 | [6 empty] | 2023 |  | Home Depot/Energy Star/ DOE CCMS |  | Yes
| Vented Gas | 0 |  | GTD45GASJWS | 7.2 | 3.3 | 638 | [6 empty] | 2023 |  | Home Depot/Energy Star/ DOE CCMS |  | Yes
| Vented Electric, Standard (4.4 ft3 or greater capacity) | 0 |  | GTX33GASKWW | 6.2 | 3.73 | 799 | [6 empty] | 2023 |  | Home Depot/Energy Star/ DOE CCMS |  | Yes
| Vented Electric, Standard (4.4 ft3 or greater capacity) | 0 |  | NGD4655EW | 7 | 3.73 | 0 | [6 empty] | 2023 |  | Home Depot/Energy Star/ DOE CCMS |  | Yes
| Ventless Electric, Compact (240V) (less than 4.4 ft3 capacity) | 0 |  | LUWM101HWA | 4.2 | 2.56 | 3199 | [6 empty] | 2023 |  | Home Depot/Energy Star/ DOE CCMS |  | Yes
| Vented Electric, Standard (4.4 ft3 or greater capacity) | 0 |  | GTD42GASJWW | 7.4 | 3.73 | 618 | [6 empty] | 2023 |  | Home Depot/Energy Star/ DOE CCMS |  | Yes
| Vented Gas | 0 |  | DLGX9501K | 9 | 3.31 | 1798 | [6 empty] | 2023 |  | Home Depot/Energy Star/ DOE CCMS |  | Yes
| Vented Gas | 0 |  | FFRG4120SW | 5.5 | 3.3 | 854 | [6 empty] | 2023 |  | Home Depot/Energy Star/ DOE CCMS |  | Yes
| Gas | 0 |  | DLG3401W | 7.4 | 3.49 | 798 | [6 empty] | 2023 |  | Home Depot/Energy Star/ DOE CCMS |  | Yes
| Vented Gas | 0 |  | DD 860 | 7.8 | 3.48 | 688.52 | [6 empty] | 2023 |  | Home Depot/Energy Star/ DOE CCMS |  | Yes
| Gas | 0 |  | ELFG7537AW | 8 | 3.48 | 948 | [6 empty] | 2023 |  | Home Depot/Energy Star/ DOE CCMS |  | Yes
| Vented Gas | 0 |  | WGD5010LW | 7 | 3.3 | 628 | [6 empty] | 2023 |  | Home Depot/Energy Star/ DOE CCMS |  | Yes
| Ventless Electric, Combination Washer-Dryer | 0 |  | DWM120WDB-3 | 2.8 | 2.08 | 1325.3 | [6 empty] | 2023 |  | Home Depot/Energy Star/ DOE CCMS |  | Yes
| Vented Gas | 0 |  | DVG50R5200W | 7.4 | 3.3 | 748 | [6 empty] | 2023 |  | Home Depot/Energy Star/ DOE CCMS |  | Yes
| Gas | 0 |  | WGD5605MC | 7.4 | 3.48 | 798 | [6 empty] | 2023 |  | Home Depot/Energy Star/ DOE CCMS |  | Yes
| Vented Electric, Standard (4.4 ft3 or greater capacity) | 0 |  | WGD5100HC | 7 | 3.73 | 698 | [6 empty] | 2023 |  | Home Depot/Energy Star/ DOE CCMS |  | Yes
| Vented Electric, Standard (4.4 ft3 or greater capacity) | 0 |  | MCSCWD27G5 | 7.5 | 3.73 | 969 | [6 empty] | 2023 |  | Home Depot/Energy Star/ DOE CCMS |  | Yes
| Vented Electric, Standard (4.4 ft3 or greater capacity) | 0 |  | SPWD2203PE | 7 | 3.73 | 1670.59 | [6 empty] | 2023 |  | Home Depot/Energy Star/ DOE CCMS |  | Yes
| Vented Electric, Compact (120V) (less than 4.4 ft3 capacity) | 0 |  | SPWD2202WE | 3.8 | 3.61 | 1586.8 | [6 empty] | 2023 |  | Home Depot/Energy Star/ DOE CCMS |  | Yes
| Vented Gas | 0 |  | HTX24GASKWS | 6.2 | 3.3 | 568 | [6 empty] | 2023 |  | Home Depot/Energy Star/ DOE CCMS |  | Yes
| Gas | 0 |  | WGD6605MC | 7.4 | 3.48 | 948 | [6 empty] | 2023 |  | Home Depot/Energy Star/ DOE CCMS |  | Yes
| Gas | 0 |  | WGD7120HC | 8.8 | 3.48 | 1349 | [6 empty] | 2023 |  | Home Depot/Energy Star/ DOE CCMS |  | Yes
| Ventless Electric, Combination Washer-Dryer | 0 |  | BCW27MW | 2.8 | 2.08 | 1182.33 | [6 empty] | 2023 |  | Home Depot/Energy Star/ DOE CCMS |  | Yes
| Vented Electric, Standard (4.4 ft3 or greater capacity) | 0 |  | SPWD2203P | 7 | 3.73 | 1383.38 | [6 empty] | 2023 |  | Home Depot/Energy Star/ DOE CCMS |  | Yes
| Vented Electric, Compact (240V) (less than 4.4 ft3 capacity) | 0 |  | WGD6120HW | 3.7 | 3.29 | 1149 | [6 empty] | 2023 |  | Home Depot/Energy Star/ DOE CCMS |  | Yes
| Vented Electric, Standard (4.4 ft3 or greater capacity) | 0 |  | MGD6200KW | 7.4 | 3.73 | 938 | [6 empty] | 2023 |  | Home Depot/Energy Star/ DOE CCMS |  | Yes
| Vented Electric, Compact (240V) (less than 4.4 ft3 capacity) | 0 |  | WGD6120HC | 3.7 | 3.29 | 1249 | [6 empty] | 2023 |  | Home Depot/Energy Star/ DOE CCMS |  | Yes
| Vented Electric, Standard (4.4 ft3 or greater capacity) | 0 |  | WGD4950HW | 7 | 3.73 | 598 | [6 empty] | 2023 |  | Home Depot/Energy Star/ DOE CCMS |  | Yes
| Vented Gas | 0 |  | DVG41A3000W | 7.4 | 3.3 | 598 | [6 empty] | 2023 |  | Home Depot/Energy Star/ DOE CCMS |  | Yes
| Gas | 0 |  | WGD8620HC | 8.2 | 3.48 | 1028 | [6 empty] | 2023 |  | Home Depot/Energy Star/ DOE CCMS |  | Yes
| Ventless Electric, Combination Washer-Dryer | 0 |  | WGD6150PB | 1.8 | 2.08 | 848 | [6 empty] | 2023 |  | Home Depot/Energy Star/ DOE CCMS |  | Yes
| Gas | 0 |  | DVG50BG8300V | 7.5 | 3.48 | 1299 | [6 empty] | 2023 |  | Home Depot/Energy Star/ DOE CCMS |  | Yes
| Electric | 0 |  | PFD95GSPTDS | 7.4 | 3.93 | 1198 | [6 empty] | 2023 |  | Home Depot/Energy Star/ DOE CCMS |  | Yes
| Vented Gas | 0 |  | RWD270-6COM | 7 | 3.3 | 899.99 | [6 empty] | 2023 |  | Home Depot/Energy Star/ DOE CCMS |  | Yes
| Gas | 0 |  | DLG7151W | 7.3 | 3.49 | 798 | [6 empty] | 2023 |  | Home Depot/Energy Star/ DOE CCMS |  | Yes
| Vented Electric, Standard (4.4 ft3 or greater capacity) | 0 |  | MGD5030MW | 7 | 3.73 | 678 | [6 empty] | 2023 |  | Home Depot/Energy Star/ DOE CCMS |  | Yes
| Vented Electric, Standard (4.4 ft3 or greater capacity) | 0 |  | MGD4500MW | 7 | 3.73 | 648 | [6 empty] | 2023 |  | Home Depot/Energy Star/ DOE CCMS |  | Yes
| Gas | 0 |  | WGD560LHW | 7.4 | 3.48 | 1078 | [6 empty] | 2023 |  | Home Depot/Energy Star/ DOE CCMS |  | Yes
| Electric | 0 |  | ELFG7637AW | 8 | 3.93 | 998 | [6 empty] | 2023 |  | Home Depot/Energy Star/ DOE CCMS |  | Yes
| Gas | 0 |  | WGD8127LC | 7.4 | 3.48 | 948 | [6 empty] | 2023 |  | Home Depot/Energy Star/ DOE CCMS |  | Yes
| Vented Electric, Standard (4.4 ft3 or greater capacity) | 0 |  | MGD5430MW | 7 | 3.73 | 728 | [6 empty] | 2023 |  | Home Depot/Energy Star/ DOE CCMS |  | Yes
| Vented Electric, Standard (4.4 ft3 or greater capacity) | 0 |  | GTD58GBSVWS | 6.2 | 3.73 | 678 | [6 empty] | 2023 |  | Home Depot/Energy Star/ DOE CCMS |  | Yes
| Gas | 0 |  | ELFG7537AT | 8 | 3.48 | 948 | [6 empty] | 2023 |  | Home Depot/Energy Star/ DOE CCMS |  | Yes
| Gas | 0 |  | DVG60A9900V | 7.5 | 3.49 | 1398 | [6 empty] | 2023 |  | Home Depot/Energy Star/ DOE CCMS |  | Yes
| Gas | 0 |  | ELFG7437AW | 8 | 3.48 | 898 | [6 empty] | 2023 |  | Home Depot/Energy Star/ DOE CCMS |  | Yes
| Gas | 0 |  | ELFG7337AW | 8 | 3.48 | 848 | [6 empty] | 2023 |  | Home Depot/Energy Star/ DOE CCMS |  | Yes
| Gas | 0 |  | DLG6101W | 7.3 | 3.49 | 648 | [6 empty] | 2023 |  | Home Depot/Energy Star/ DOE CCMS |  | Yes
| Vented Gas | 0 |  | DVG47CG3500V | 7.4 | 3.3 | 748 | [6 empty] | 2023 |  | Home Depot/Energy Star/ DOE CCMS |  | Yes
| Gas | 0 |  | GFD55GSPRRS | 7.8 | 3.48 | 848 | [6 empty] | 2023 |  | Home Depot/Energy Star/ DOE CCMS |  | Yes
| Electric | 0 |  | PTD90GBPTRS | 4.3 | 3.45 | 998 | [6 empty] | 2023 |  | Home Depot/Energy Star/ DOE CCMS |  | Yes
| Vented Electric, Standard (4.4 ft3 or greater capacity) | 0 |  | WGD4850HW | 7.4 | 3.73 | 718 | [6 empty] | 2023 |  | Home Depot/Energy Star/ DOE CCMS |  | Yes
| Vented Electric, Standard (4.4 ft3 or greater capacity) | 0 |  | MGDP585GW | 7 | 3.73 | 1128 | [6 empty] | 2023 |  | Home Depot/Energy Star/ DOE CCMS |  | Yes
| Electric | Heat Pump |  | WGD9620HC | 4.3 | 3.71 | 1568 | [6 empty] | 2023 |  | Home Depot/Energy Star/ DOE CCMS |  | Yes
| Gas | 0 |  | GFD65GSSVWW | 7.8 | 3.48 | 898 | [6 empty] | 2023 |  | Home Depot/Energy Star/ DOE CCMS |  | Yes
| Gas | 0 |  | DLG7001W | 7.3 | 3.49 | 748 | [6 empty] | 2023 |  | Home Depot/Energy Star/ DOE CCMS |  | Yes
| Vented Gas | 0 |  | DVG55CG7100V | 7.4 | 3.3 | 848 | [6 empty] | 2023 |  | Home Depot/Energy Star/ DOE CCMS |  | Yes
| Gas | 0 |  | DVG55A7700V | 7.4 | 3.48 | 898 | [6 empty] | 2023 |  | Home Depot/Energy Star/ DOE CCMS |  | Yes
| Gas | 0 |  | DVG55A7300E | 7.4 | 3.48 | 848 | [6 empty] | 2023 |  | Home Depot/Energy Star/ DOE CCMS |  | Yes
| Vented Gas | 0 |  | DVG45T6020W | 7.4 | 3.3 | 1099 | [6 empty] | 2023 |  | Home Depot/Energy Star/ DOE CCMS |  | Yes
| Gas | 0 |  | DLG3471W | 7.4 | 3.49 | 898 | [6 empty] | 2023 |  | Home Depot/Energy Star/ DOE CCMS |  | Yes
| Vented Gas | 0 |  | DVG55CG7100W | 7.4 | 3.3 | 848 | [6 empty] | 2023 |  | Home Depot/Energy Star/ DOE CCMS |  | Yes
| Vented Gas | 0 |  | DVG47CG3500W | 7.4 | 3.3 | 748 | [6 empty] | 2023 |  | Home Depot/Energy Star/ DOE CCMS |  | Yes
| Vented Electric, Standard (4.4 ft3 or greater capacity) | 0 |  | DVG51CG8000V | 7.4 | 3.73 | 848 | [6 empty] | 2023 |  | Home Depot/Energy Star/ DOE CCMS |  | Yes
| Vented Gas | 0 |  | MGD5430PBK | 7.4 | 3.3 | 1099 | [6 empty] | 2023 |  | Home Depot/Energy Star/ DOE CCMS |  | Yes
| Ventless Electric, Combination Washer-Dryer | 0 |  | WED6150PB | 2.7 | 2.08 | 748 | [6 empty] | 2023 |  | Home Depot/Energy Star/ DOE CCMS |  | Yes
| Electric | 0 |  | DVE60A9900V | 7.5 | 3.94 | 1298 | [6 empty] | 2023 |  | Home Depot/Energy Star/ DOE CCMS |  | Yes
| Vented Electric, Standard (4.4 ft3 or greater capacity) | 0 |  | EW 824N + ED 848 | 7.8 | 3.93 | 1164.99 | [6 empty] | 2023 |  | Home Depot/Energy Star/ DOE CCMS |  | Yes
| Vented Gas | 0 |  | LDR3822PQ | 7 | 3.3 | 758 | [6 empty] | 2023 |  | Home Depot/Energy Star/ DOE CCMS |  | Yes
| Electric | Heat Pump |  | LD2444 | 4.2 | 3 | 1399.26 | [6 empty] | 2023 |  | Home Depot/Energy Star/ DOE CCMS |  | Yes
| Electric | 0 |  | WED8127LW | 7.3 | 3.93 | 848 | [6 empty] | 2023 |  | Home Depot/Energy Star/ DOE CCMS |  | Yes
| Electric | 0 |  | SLD242W | 3.8 | 2.68 | 1245.94 | [6 empty] | 2023 |  | Home Depot/Energy Star/ DOE CCMS |  | Yes
| Electric | 0 |  | DV25B6900EW | 7.5 | 3.94 | 898 | [6 empty] | 2023 |  | Home Depot/Energy Star/ DOE CCMS |  | Yes
| Vented Electric, Compact (120V) (less than 4.4 ft3 capacity) | 0 |  | ED 852 | 2.5 | 5.35 | 609.23 | [6 empty] | 2023 |  | Home Depot/Energy Star/ DOE CCMS |  | Yes
| Electric | 0 |  | DVE53BB8900T | 7.4 | 3.93 | 1098 | [6 empty] | 2023 |  | Home Depot/Energy Star/ DOE CCMS |  | Yes
| Vented Electric, Standard (4.4 ft3 or greater capacity) | 0 |  | 848516620851 | 7.8 | 3.93 | 314 | [6 empty] | 2023 |  | Home Depot/Energy Star/ DOE CCMS |  | Yes
| Vented Electric, Compact (120V) (less than 4.4 ft3 capacity) | 0 |  | EW824N+ED852 | 2.5 | 5.35 | 1376.09 | [6 empty] | 2023 |  | Home Depot/Energy Star/ DOE CCMS |  | Yes
| Vented Electric, Standard (4.4 ft3 or greater capacity) | 0 |  | 824N+848+Access | 7.8 | 3.93 | 1389.47 | [6 empty] | 2023 |  | Home Depot/Energy Star/ DOE CCMS |  | Yes
| Electric | 0 |  | PTD70EBSTWS | 7.4 | 3.93 | 748 | [6 empty] | 2023 |  | Home Depot/Energy Star/ DOE CCMS |  | Yes
| Vented Electric, Standard (4.4 ft3 or greater capacity) | 0 |  | MCLD24WI | 7 | 3.81 | 367.4 | [6 empty] | 2023 |  | Home Depot/Energy Star/ DOE CCMS |  | Yes
| Gas | 0 |  | MGD7230HW | 8.8 | 3.48 | 848 | [6 empty] | 2023 |  | Home Depot/Energy Star/ DOE CCMS |  | Yes
| Gas | 0 |  | DLGX7901BE | 7.3 | 3.49 | 1098 | [6 empty] | 2023 |  | Home Depot/Energy Star/ DOE CCMS |  | Yes
| Ventless Electric, Combination Washer-Dryer | 0 |  | WM3555HWA | 2.8 | 4.3 | 1298 | [6 empty] | 2023 |  | Home Depot/Energy Star/ DOE CCMS |  | Yes
| Vented Gas | 0 |  | GFQ14ESSNWW | 7.2 | 3.3 | 1259 | [6 empty] | 2023 |  | Home Depot/Energy Star/ DOE CCMS |  | Yes
| Gas | 0 |  | MGD5630HW | 7.4 | 3.48 | 848 | [6 empty] | 2023 |  | Home Depot/Energy Star/ DOE CCMS |  | Yes
| Gas | 0 |  | MGD5630MBK | 7.3 | 3.48 | 798 | [6 empty] | 2023 |  | Home Depot/Energy Star/ DOE CCMS |  | Yes
| Vented Gas | 0 |  | D110J2P-IS | 6.7 | 3.48 | 360.89 | [6 empty] | 2023 |  | Home Depot/Energy Star/ DOE CCMS |  | Yes
| Vented Electric, Standard (4.4 ft3 or greater capacity) | 0 |  | MED6230HW | 7 | 3.73 | 648 | [6 empty] | 2023 |  | Home Depot/Energy Star/ DOE CCMS |  | Yes
| Gas | 0 |  | DLG3601V | 7.3 | 3.49 | 1249 | [6 empty] | 2023 |  | Home Depot/Energy Star/ DOE CCMS |  | Yes
| Gas | 0 |  | DLG7401VE | 7.3 | 3.49 | 1249 | [6 empty] | 2023 |  | Home Depot/Energy Star/ DOE CCMS |  | Yes
| Gas | 0 |  | WGD5605MW | 7.4 | 3.48 | 798 | [6 empty] | 2023 |  | Home Depot/Energy Star/ DOE CCMS |  | Yes
| Vented Gas | 0 |  | MGD6500MBK | 7 | 3.3 | 848 | [6 empty] | 2023 |  | Home Depot/Energy Star/ DOE CCMS |  | Yes
| Gas | 0 |  | MGD6630MBK | 7.4 | 3.48 | 948 | [6 empty] | 2023 |  | Home Depot/Energy Star/ DOE CCMS |  | Yes
| Gas | 0 |  | DLGX4001W | 7.4 | 3.49 | 898 | [6 empty] | 2023 |  | Home Depot/Energy Star/ DOE CCMS |  | Yes
| Vented Electric, Standard (4.4 ft3 or greater capacity) | 0 |  | PFQ97HSPVDS | 7.4 | 3.93 | 2899 | [6 empty] | 2023 |  | Home Depot/Energy Star/ DOE CCMS |  | Yes
| Vented Electric, Standard (4.4 ft3 or greater capacity) | 0 |  | WED6120HW | 7 | 3.73 | 1049 | [6 empty] | 2023 |  | Home Depot/Energy Star/ DOE CCMS |  | Yes
| Vented Electric, Standard (4.4 ft3 or greater capacity) | 0 |  | MGD6230HW | 5.9 | 3.73 | 748 | [6 empty] | 2023 |  | Home Depot/Energy Star/ DOE CCMS |  | Yes
| Electric | 0 |  | DLEX7900BE | 7.3 | 3.94 | 998 | [6 empty] | 2023 |  | Home Depot/Energy Star/ DOE CCMS |  | Yes
| Electric | 0 |  | MED7230HW | 7.3 | 3.93 | 748 | [6 empty] | 2023 |  | Home Depot/Energy Star/ DOE CCMS |  | Yes
| Gas | 0 |  | DVG53BB8900T | 7.4 | 3.48 | 1198 | [6 empty] | 2023 |  | Home Depot/Energy Star/ DOE CCMS |  | Yes
| Vented Gas | 0 |  | MEDP585GW | 7.4 | 3.3 | 1028 | [6 empty] | 2023 |  | Home Depot/Energy Star/ DOE CCMS |  | Yes
| Vented Gas | 0 |  | DVE47CG3500W | 7.4 | 3.3 | 648 | [6 empty] | 2023 |  | Home Depot/Energy Star/ DOE CCMS |  | Yes
| Electric | 0 |  | ELFE4222AW | 4 | 2.68 | 898 | [6 empty] | 2023 |  | Home Depot/Energy Star/ DOE CCMS |  | Yes
| Electric | Heat Pump |  | WTW87NH1UC | 4.2 | 3 | 1449 | [6 empty] | 2023 |  | Home Depot/Energy Star/ DOE CCMS |  | Yes
| Vented Electric, Standard (4.4 ft3 or greater capacity) | 0 |  | WED6120HC | 7 | 3.73 | 1149 | [6 empty] | 2023 |  | Home Depot/Energy Star/ DOE CCMS |  | Yes
| Ventless Electric, Combination Washer-Dryer | 0 |  | FLCG7522AW | 4.5 | 2.09 | 1348 | [6 empty] | 2023 |  | Home Depot/Energy Star/ DOE CCMS |  | Yes
| Vented Electric, Standard (4.4 ft3 or greater capacity) | 0 |  | MED6200KW | 7.4 | 3.73 | 848 | [6 empty] | 2023 |  | Home Depot/Energy Star/ DOE CCMS |  | Yes
| Electric | 0 |  | WED7120HC | 8.8 | 3.93 | 1249 | [6 empty] | 2023 |  | Home Depot/Energy Star/ DOE CCMS |  | Yes
| Vented Electric, Standard (4.4 ft3 or greater capacity) | 0 |  | GUD27ESSMWW | 6 | 3.73 | 1248 | [6 empty] | 2023 |  | Home Depot/Energy Star/ DOE CCMS |  | Yes
| Electric | Heat Pump |  | DLHC1455W | 7.8 | 9 | 898 | [6 empty] | 2023 |  | Home Depot/Energy Star/ DOE CCMS |  | Yes
| Vented Electric, Standard (4.4 ft3 or greater capacity) | 0 |  | FLCE7522AW | 5.5 | 3.73 | 1248 | [6 empty] | 2023 |  | Home Depot/Energy Star/ DOE CCMS |  | Yes
| Electric | Heat Pump |  | WTG865H4UC | 4 | 6.8 | 1649 | [6 empty] | 2023 |  | Home Depot/Energy Star/ DOE CCMS |  | Yes
| Electric | 0 |  | GFD85GSPNRS | 4.1 | 2.68 | 998 | [6 empty] | 2023 |  | Home Depot/Energy Star/ DOE CCMS |  | Yes
| Gas | 0 |  | DLGX5501V | 7.3 | 3.49 | 998 | [6 empty] | 2023 |  | Home Depot/Energy Star/ DOE CCMS |  | Yes
| Vented Electric, Compact (120V) (less than 4.4 ft3 capacity) | 0 |  | WET4124HW | 3.4 | 3.61 | 1438 | [6 empty] | 2023 |  | Home Depot/Energy Star/ DOE CCMS |  | Yes
| Vented Electric, Standard (4.4 ft3 or greater capacity) | 0 |  | DVG54CG7150W | 7.4 | 3.73 | 1033 | [6 empty] | 2023 |  | Home Depot/Energy Star/ DOE CCMS |  | Yes
| Gas | 0 |  | DLGX6701B | 7.3 | 3.49 | 1298 | [6 empty] | 2023 |  | Home Depot/Energy Star/ DOE CCMS |  | Yes
| Vented Electric, Standard (4.4 ft3 or greater capacity) | 0 |  | WED5100HW | 7.4 | 3.73 | 598 | [6 empty] | 2023 |  | Home Depot/Energy Star/ DOE CCMS |  | Yes
| Electric | 0 |  | ELFE7537AW | 8 | 3.93 | 848 | [6 empty] | 2023 |  | Home Depot/Energy Star/ DOE CCMS |  | Yes
| Vented Electric, Standard (4.4 ft3 or greater capacity) | 0 |  | GUV27ESSMWW | 6.2 | 3.73 | 1484 | [6 empty] | 2023 |  | Home Depot/Energy Star/ DOE CCMS |  | Yes
| Gas | 0 |  | DLGX8901B | 9 | 3.49 | 1298 | [6 empty] | 2023 |  | Home Depot/Energy Star/ DOE CCMS |  | Yes
| Vented Electric, Standard (4.4 ft3 or greater capacity) | 0 |  | WED5050LW | 7.6 | 3.73 | 628 | [6 empty] | 2023 |  | Home Depot/Energy Star/ DOE CCMS |  | Yes
| Gas | 0 |  | DLGX6501B | 7.4 | 3.49 | 1098 | [6 empty] | 2023 |  | Home Depot/Energy Star/ DOE CCMS |  | Yes
| Electric | 0 |  | GUD27EESNWW | 6 | 3.93 | 1484 | [6 empty] | 2023 |  | Home Depot/Energy Star/ DOE CCMS |  | Yes
| Electric | 0 |  | WED7120HW | 8.8 | 3.93 | 1149 | [6 empty] | 2023 |  | Home Depot/Energy Star/ DOE CCMS |  | Yes
| Vented Electric, Standard (4.4 ft3 or greater capacity) | 0 |  | MED6500MBK | 7 | 3.73 | 748 | [6 empty] | 2023 |  | Home Depot/Energy Star/ DOE CCMS |  | Yes
| Electric | 0 |  | WED6605MC | 7.4 | 3.93 | 848 | [6 empty] | 2023 |  | Home Depot/Energy Star/ DOE CCMS |  | Yes
| Vented Gas | 0 |  | DVE45B6300P | 7.5 | 3.3 | 698 | [6 empty] | 2023 |  | Home Depot/Energy Star/ DOE CCMS |  | Yes
| Electric | 0 |  | WED8620HC | 8.8 | 3.93 | 928 | [6 empty] | 2023 |  | Home Depot/Energy Star/ DOE CCMS |  | Yes
| Electric | 0 |  | GFT14ESSMWW | 4.1 | 2.68 | 898 | [6 empty] | 2023 |  | Home Depot/Energy Star/ DOE CCMS |  | Yes
| Electric | 0 |  | WTG86403UC | 4 | 2.68 | 1149 | [6 empty] | 2023 |  | Home Depot/Energy Star/ DOE CCMS |  | Yes
| Electric | Hybrid Heat Pump |  | WHD560CHW | 7.4 | 5.2 | 1388 | [6 empty] | 2023 |  | Home Depot/Energy Star/ DOE CCMS |  | Yes
| Electric | 0 |  | DV53BB8900HD | 7.5 | 3.93 | 1598 | [6 empty] | 2023 |  | Home Depot/Energy Star/ DOE CCMS |  | Yes
| Vented Electric, Compact (120V) (less than 4.4 ft3 capacity) | 0 |  | 826 washer & 852 | 2.5 | 5.35 | 1471.87 | [6 empty] | 2023 |  | Home Depot/Energy Star/ DOE CCMS |  | Yes
| Vented Electric, Compact (120V) (less than 4.4 ft3 capacity) | 0 |  | 4396037RP | 3.3 | 3.61 | 40.8 | [6 empty] | 2023 |  | Home Depot/Energy Star/ DOE CCMS |  | Yes
| Electric | 0 |  | ELFE7437AW | 8 | 3.93 | 798 | [6 empty] | 2023 |  | Home Depot/Energy Star/ DOE CCMS |  | Yes
| Electric | 0 |  | ELFE7637AT | 8 | 3.93 | 898 | [6 empty] | 2023 |  | Home Depot/Energy Star/ DOE CCMS |  | Yes
| Vented Gas | 0 |  | WFW8620HW | 7 | 3.3 | 928 | [6 empty] | 2023 |  | Home Depot/Energy Star/ DOE CCMS |  | Yes
| Electric | Heat Pump |  | BDFH44M | 4.1 | 5.7 | 1100.76 | [6 empty] | 2023 |  | Home Depot/Energy Star/ DOE CCMS |  | Yes
| Electric | 0 |  | DLE7400VE | 7.3 | 3.94 | 1149 | [6 empty] | 2023 |  | Home Depot/Energy Star/ DOE CCMS |  | Yes
| Vented Electric, Standard (4.4 ft3 or greater capacity) | 0 |  | DVE51CG8000W | 7.4 | 3.73 | 748 | [6 empty] | 2023 |  | Home Depot/Energy Star/ DOE CCMS |  | Yes
| Vented Electric, Standard (4.4 ft3 or greater capacity) | 0 |  | GUD24GSSMWW | 6 | 3.73 | 1298 | [6 empty] | 2023 |  | Home Depot/Energy Star/ DOE CCMS |  | Yes
| Electric | 0 |  | ELTG7600AT | 4.5 | 3.93 | 1898 | [6 empty] | 2023 |  | Home Depot/Energy Star/ DOE CCMS |  | Yes
| Vented Electric, Standard (4.4 ft3 or greater capacity) | 0 |  | WGT4027HW | 7 | 3.73 | 1398 | [6 empty] | 2023 |  | Home Depot/Energy Star/ DOE CCMS |  | Yes
| Vented Electric, Compact (120V) (less than 4.4 ft3 capacity) | 0 |  | EW835+ED852 | 2.5 | 5.35 | 1574.87 | [6 empty] | 2023 |  | Home Depot/Energy Star/ DOE CCMS |  | Yes
| Gas | 0 |  | ELTG7300AW | 8 | 3.48 | 1598 | [6 empty] | 2023 |  | Home Depot/Energy Star/ DOE CCMS |  | Yes
| Electric | Heat Pump |  | WHD862CHC | 4.3 | 2.68 | 1838 | [6 empty] | 2023 |  | Home Depot/Energy Star/ DOE CCMS |  | Yes
| Electric | 0 |  | WED9620HC | 7.3 | 3.93 | 1528 | [6 empty] | 2023 |  | Home Depot/Energy Star/ DOE CCMS |  | Yes
| Vented Electric, Compact (120V) (less than 4.4 ft3 capacity) | 0 |  | 824N+852+Access | 2.5 | 5.35 | 1732.16 | [6 empty] | 2023 |  | Home Depot/Energy Star/ DOE CCMS |  | Yes
| Electric | Heat Pump |  | HPD24414W | 4.5 | 11 | 1399 | [6 empty] | 2023 |  | Home Depot/Energy Star/ DOE CCMS |  | Yes
| Electric | Heat Pump |  | DHP24400W | 4.1 | 5.7 | 1099 | [6 empty] | 2023 |  | Home Depot/Energy Star/ DOE CCMS |  | Yes
| Electric | Heat Pump |  | LUDH92700 | 4.2 | 3 | 1899 | [6 empty] | 2023 |  | Home Depot/Energy Star/ DOE CCMS |  | Yes
| Electric | Heat Pump |  | DLHC1455* | 4.2 | 6.4 | 898 | [6 empty] | 2023 |  | Home Depot/Energy Star/ DOE CCMS |  | Yes
| Electric | Heat Pump |  | WKHC252H*A | 7.8 | 9 | 2495 | [6 empty] | 2023 |  | Home Depot/Energy Star/ DOE CCMS |  | Yes
| Electric | Heat Pump |  | SLD242W | 3.88 | 3 | 1245 | [6 empty] | 2023 |  | Home Depot/Energy Star/ DOE CCMS |  | Yes
| Electric | Heat Pump |  | MLE25H7BWW | 4.4 | 4.3 | 800 | [6 empty] | 2023 |  | Home Depot/Energy Star/ DOE CCMS |  | Yes
| Electric | Heat Pump |  | Miele | 4.1 | 6.37 | 1799 | [6 empty] | 2023 |  | Home Depot/Energy Star/ DOE CCMS |  | Yes
| Electric | Heat Pump |  | Miele | 4.1 | 6.37 | 2449 | [6 empty] | 2023 |  | Home Depot/Energy Star/ DOE CCMS |  | Yes
| Electric | Heat Pump |  | DV22N680*H* | 4 | 5.85 | 1200 | [6 empty] | 2023 |  | Home Depot/Energy Star/ DOE CCMS |  | Yes
| Electric | Hybrid Heat Pump |  | DV53BB89**H* | 7.6 | 8.5 | 1098 | [6 empty] | 2023 |  | Home Depot/Energy Star/ DOE CCMS |  | Yes
| Electric | Hybrid Heat Pump |  | WED9290FW* | 7.4 | 4.5 | 1529 | [6 empty] | 2023 |  | Home Depot/Energy Star/ DOE CCMS |  | Yes
| Electric | Hybrid Heat Pump |  | WHD862CH** | 7.4 | 5.2 | 1844 | [6 empty] | 2023 |  | Home Depot/Energy Star/ DOE CCMS |  | Yes

## Clothes Dryer Analysis
Table of Contents
Machine Readable Results
Component & Class |  |  | Retail Price Regression, Performance metric 1 | [6 empty] | Retail Price Regression, Performance metric 2 | [6 empty] | Retail Price Regression, Intercepts |  |  | Installation Multiplier |  | Installation Adder |  | Additional Data
Component | Class | Output Units | Coefficient-Low | Coefficient-Mid | Coefficient-High | Metric | Unit | Lower Bound | Upper Bound | Coefficient-Low | Coefficient-Mid | Coefficient-High | Metric | Unit | Lower Bound | Upper Bound | Int-Low | Int-Mid | Int-High | New Construction | Retrofit | New Construction | Retrofit | Lifetime | Cost Variation Considerations | Data Sources | Qualitative Rank | Notes
Clothes Dryer | Electric | 2023$ | 37.5 | -42.8572 | -252.6667 | Volume | Cubic ft | 5.9 | 8.8 | 925 | 1385.7143 | 2274 | Combined Energy Factor | lbs/kWh | 3.73 | 3.94 | -3214.75 | -4140.7143 | -5564.3533 |  |  | 108.9964 | 155.0171 | 22.3333 | Prevailing local wages, Drive time, Local code requirements, Access, Existing construction and materials, Condition of existing flue, Condition of existing electrical system, Type of equipment | 1, 4 | High SS, Low R2, Medium Source Diversity
Clothes Dryer (Compact) | Electric | 2023$ | -40.6911 | 112.6657 | 277.0212 | Volume | Cubic ft | 3.4 | 5.5 | 391.4634 | 388.3162 | 366.5161 | Combined Energy Factor | lbs/kWh | 2.68 | 3.93 | 11.6423 | 419.242 | -789.0038 |  |  | 108.9964 | 155.0171 | 22.3333 | Prevailing local wages, Drive time, Local code requirements, Access, Existing construction and materials, Condition of existing flue, Condition of existing electrical system, Type of equipment | 1, 3 | Low SS, Low R2, Medium Source Diversity
Clothes Dryer | Heat Pump | 2023$ | 45.9004 | 34.366 | -101.3605 | Volume | Cubic ft | 3.88 | 7.8 | 20.9232 | -4.6675 | 160.0889 | Combined Energy Factor | lbs/kWh | 2.68 | 11 | 571.3098 | 1295.6955 | 1844.8118 |  |  | 178.633 | 178.633 | 11 | Prevailing local wages, Drive time, Local code requirements, Access, Existing construction and materials, Condition of existing flue, Condition of existing electrical system, Type of equipment | 1, 4 | Low SS, Low R2, Medium Source Diversity
Clothes Dryer | Gas | 2023$ | 71.6783 | 170.122 | 389.2898 | Volume | Cubic ft | 6.2 | 9 | 751.7482 | 609.7561 | 898.8484 | Combined Energy Factor | lbs/kWh | 3.3 | 3.49 | -2398.8531 | -2488.9512 | -4680.7965 |  |  | 125.9514 | 198.6157 | 11 | Prevailing local wages, Drive time, Local code requirements, Access, Existing construction and materials, Condition of existing flue, Condition of existing electrical system, Type of equipment | 1, 4 | Medium SS, High R2, Low Source Diversity
Quantile Regression Results
Electric
Bounds Metric 1 (Volume): | 5.9 - 8.8
Bounds Metric 2 (CEF): | 3.73 - 3.94
Sample Size: | 78
Median R2: | 0.09526
Electric (Compact)
Bounds Metric 1 (Volume): | 3.4 - 5.5
Bounds Metric 2 (CEF): | 2.68 - 3.93
Sample Size: | 11
Median R2: | 0.4069
Heat Pump
Bounds Metric 1 (Volume): | 3.88 - 7.8
Bounds Metric 2 (CEF): | 2.68-11
Sample Size: | 21
Median R2: | 0.002629
Gas
Bounds Metric 1 (Volume): | 6.2 - 9
Bounds Metric 2 (CEF): | 3.3 - 3.49
Sample Size: | 67
Median R2: | 0.1206

## Clothes Washer Data
Table of Contents
Raw Data | [6 empty] | Performance Metric 1 | Performance Metric 2 | [6 empty] | Cost Metric | Labor Data | [9 empty] | Labor Calculations | [5 empty] | Labor % multiplier (of Materials & Equipment)
Component | Product Class | Standard/Compact? | Model | Product | Brand | Agitator/Impeller Type | Capacity (ft^3) | kWh/year | Max Spin Speed (RPM) | # Rinse Temps | # Wash Speeds | # Rinse Cycles | # Wash Cycles | # Wash Temps | Material Price | Install Labor (Hours) | Install Labor ($) | Removal Labor (Hours) | Removal Labor ($) | Date | Notes | Source | Link | Regressioin | Filter | Component | Product Class | Install | Removal | Total New Construction | Total Retrofit | New Construction (%) | Retrofit (%) | Date of Data | Source
Clothes Washer | Both | [15 empty] | 201.7159 |  |  | 2023 |  | Federal TSD | https://www.regulations.gov/document/EERE-2017-BT-STD-0014-0058 |  |  | Clothes Washer | Top Load Washer |  |  | 201.7159 | 427.2724 | 100% | 100% | 2023 | Homewyse, RSMeans
Clothes Washer | Top Load Washer | Compact |  | 1.38 cu. ft. Full-Automatic Smart Home Top Load Washer, Washing Machine with Drain Pump, 17.7 lbs 10 Wash Program-Gold | JEREMY CASS | Impeller | 1.38 | 270 | 800 | 1 | 4 | 2 | 4 | 1 | 206.67 |  |  |  |  | 2023 |  | Home Depot | https://www.homedepot.com/p/JEREMY-CASS-1-38-cu-ft-Full-Automatic-Smart-Home-Top-Load-Washer-Washing-Machine-with-Drain-Pump-17-7-lbs-10-Wash-Program-Gold-FLGJRA122303/324375795 | Yes |  | Clothes Washer | Front Load Washer |  |  | 201.7159 | 427.2724 | 100% | 100% | 2023 | Homewyse, RSMeans
Clothes Washer | Top Load Washer | Compact |  | 0.9 cu. ft. Compact Top Load Washing Machine in White with Stainless Steel Tub | Danby | Agitator | 0.9 | 23 | 900 | 1 | 2 | 1 | 5 | 1 | 242.49 |  |  |  |  | 2023 |  | Home Depot | https://www.homedepot.com/p/Danby-0-9-cu-ft-Compact-Top-Load-Washing-Machine-in-White-with-Stainless-Steel-Tub-DWM030WDB-6/312379431 | Yes
Clothes Washer | Top Load Washer | Compact |  | 17.69 in. W 0.9 cu. ft. White Portable Top Load Washing Machine | BLACK+DECKER | Impeller | 0.9 | 46 | 983 | 1 | 1 | 3 | 5 | 1 | 252.31 |  |  |  |  | 2023 |  | Home Depot | https://www.homedepot.com/p/BLACK-DECKER-17-69-in-W-0-9-cu-ft-White-Portable-Top-Load-Washing-Machine-BPWM09W/313727456 | Yes
Clothes Washer | Top Load Washer | Compact |  | 19 in. W 1.34 cu. ft. Smart Portable Top Load Washing Machine Spin Compact Washer in Grey | Costway | Impeller | 1.34 | 67 | 850 | 5 | 5 | 5 | 5 | 5 | 268.27 |  |  |  |  | 2023 |  | Home Depot | https://www.homedepot.com/p/Costway-19-in-W-1-34-cu-ft-Smart-Portable-Top-Load-Washing-Machine-Spin-Compact-Washer-in-Grey-EP24403/313624187 | Yes
Clothes Washer | Top Load Washer | Compact |  | 0.84 cu. ft. Compact Top Load Washer, in White | Avanti | Agitator | 0.84 | 25 | 700 | 1 | 1 | 1 | 8 | 3 | 269.99 |  |  |  |  | 2023 |  | Home Depot | https://www.homedepot.com/p/Avanti-0-84-cu-ft-Compact-Top-Load-Washer-in-White-CTW84X0W-IS/325110085 | Yes
Clothes Washer | Top Load Washer | Compact |  | 1.5 cu. ft. High Efficiency Full-Automatic Portable Top Load Washer Dryer with Child Lock in White-UL and ETL Certified | Costway | Impeller | 1.5 | 28 | 750 | 1 | 6 | 2 | 6 | 1 | 295.55 |  |  |  |  | 2023 |  | Home Depot | https://www.homedepot.com/p/Costway-1-5-cu-ft-High-Efficiency-Full-Automatic-Portable-Top-Load-Washer-Dryer-with-Child-Lock-in-White-UL-and-ETL-Certified-EP24896WH/318404339 | Yes
Clothes Washer | Top Load Washer | Standard |  | 20.3 in. 1.7 cu. ft. 6-Cycle Portable Top Load Electric Washing Machine in white | BLACK+DECKER | Impeller | 1.7 | 63 | 875 | 3 | 1 | 2 | 6 | 3 | 319.35 |  |  |  |  | 2023 |  | Home Depot | https://www.homedepot.com/p/BLACK-DECKER-20-3-in-1-7-cu-ft-6-Cycle-Portable-Top-Load-Electric-Washing-Machine-in-white-BPWM16W/313729552 | Yes
Clothes Washer | Top Load Washer | Standard |  | 1.7 cu. ft. Portable Compact Top Load Washer in White | Magic Chef | Impeller | 1.7 | 63 | 800 | 3 | 1 | 2 | 6 | 3 | 347.54 |  |  |  |  | 2023 |  | Home Depot | https://www.homedepot.com/p/Magic-Chef-1-7-cu-ft-Portable-Compact-Top-Load-Washer-in-White-MCSTCW17W5/319067236 | Yes
Clothes Washer | Top Load Washer | Standard |  | 1.6 cu. ft. Top Load Washer in White | Avanti | Agitator | 1.6 | 61 | 800 | 3 | 6 | 2 | 6 | 3 | 463.49 |  |  |  |  | 2023 |  | Home Depot | https://www.homedepot.com/p/Avanti-1-6-cu-ft-Top-Load-Washer-in-White-STW16D0W/325110097 | Yes
Clothes Washer | Top Load Washer | Standard |  | 3.8 cu. ft. Top Load Washer in White with End-Of-Cycle Signal | Hotpoint | Agitator | 3.8 | 187 | 700 | 1 | 2 | 2 | 10 | 6 | 478 |  |  |  |  | 2023 |  | Home Depot | https://www.homedepot.com/p/Hotpoint-3-8-cu-ft-Top-Load-Washer-in-White-with-End-Of-Cycle-Signal-HTW240ASKWS/207188935 | Yes
Clothes Washer | Top Load Washer | Standard |  | 4.2 cu. ft. White Top Load Washer with Agitator | GE | Agitator | 4.2 | 187 | 700 | 6 | 2 | 2 | 11 | 6 | 538 |  |  |  |  | 2023 |  | Home Depot | https://www.homedepot.com/p/GE-4-2-cu-ft-White-Top-Load-Washer-with-Agitator-GTW335ASNWW/308653937 | Yes
Clothes Washer | Top Load Washer | Standard |  | 27.5 in. 3.8 cu. ft. High-Efficiency White Top Load Washing Machine with Soaking Cycles | Whirlpool | Agitator | 3.8 | 256 | 680 | 5 | 4 | 4 | 12 | 5 | 538 |  |  |  |  | 2023 |  | Home Depot | https://www.homedepot.com/p/Whirlpool-27-5-in-3-8-cu-ft-High-Efficiency-White-Top-Load-Washing-Machine-with-Soaking-Cycles-WTW4955HW/304732822 | Yes
Clothes Washer | Top Load Washer | Standard |  | 4 cu. ft. Top Load Washer in White with Control Lock, Cycle Status Indicator, Soft Close Lid, Advanced Vibration Control | Samsung | Agitator | 4 | 240 | 700 | 4 | 4 | 2 | 8 | 5 | 548 |  |  |  |  | 2023 |  | Home Depot | https://www.homedepot.com/p/Samsung-4-cu-ft-Top-Load-Washer-in-White-with-Control-Lock-Cycle-Status-Indicator-Soft-Close-Lid-Advanced-Vibration-Control-WA40A3005AW/315973682 | Yes
Clothes Washer | Top Load Washer | Standard |  | 4.5 cu. ft. Top Load Washer in White with Adaptive Fill, Adjustable Legs, End-Of-Cycle Signal, Rear Control | GE | Agitator | 4.5 | 284 | 700 | 6 | 2 | 6 | 14 | 6 | 578 |  |  |  |  | 2023 |  | Home Depot | https://www.homedepot.com/p/GE-4-5-cu-ft-Top-Load-Washer-in-White-with-Adaptive-Fill-Adjustable-Legs-End-Of-Cycle-Signal-Rear-Control-GTW465ASNWW/308653940 | Yes
Clothes Washer | Top Load Washer | Standard |  | 4.6 cu. ft. High-Efficiency White Top Load Washing Machine with Sanitize with Oxi, ENERGY STAR | GE | Impeller | 4.6 | 175 | 800 | 6 | 2 | 3 | 13 | 6 | 578 |  |  |  |  | 2023 |  | Home Depot | https://www.homedepot.com/p/GE-4-6-cu-ft-High-Efficiency-White-Top-Load-Washing-Machine-with-Sanitize-with-Oxi-ENERGY-STAR-GTW540ASPWS/315750223 | Yes
Clothes Washer | Top Load Washer | Standard |  | 4.6 cu. ft. High-Efficiency White Top Load Washer with Infusor, ENERGY STAR | GE | Impeller | 4.6 | 152 | 800 | 1 | 2 | 6 | 13 | 6 | 578 |  |  |  |  | 2023 |  | Home Depot | https://www.homedepot.com/p/GE-4-6-cu-ft-High-Efficiency-White-Top-Load-Washer-with-Infusor-ENERGY-STAR-GTW500ASNWS/308654238 | Yes
Clothes Washer | Top Load Washer | Standard |  | 4.6 cu. ft. White Top Load Impeller Washer with Built-In Faucet | Whirlpool | Impeller | 4.6 | 290 | 770 | 5 | 1 | 3 | 12 | 5 | 578 |  |  |  |  | 2023 |  | Home Depot | https://www.homedepot.com/p/Whirlpool-4-6-cu-ft-White-Top-Load-Impeller-Washer-with-Built-In-Faucet-WTW5010LW/317843042 | Yes
Clothes Washer | Top Load Washer | Standard |  | 4.5 cu. ft. Top Load Washer in White | Maytag | Agitator | 4.5 | 340 | 770 | 5 | 1 | 2 | 11 | 5 | 578 |  |  |  |  | 2023 |  | Home Depot | https://www.homedepot.com/p/Maytag-4-5-cu-ft-Top-Load-Washer-in-White-MVW4505MW/321151188 | Yes
Clothes Washer | Top Load Washer | Standard |  | 4.5 cu. ft. Top Load Washer in White with Cycle Status Indicator, Spin Speed Option | Samsung | Impeller | 4.5 | 240 | 700 | 5 | 4 | 4 | 8 | 5 | 598 |  |  |  |  | 2023 |  | Home Depot | https://www.homedepot.com/p/Samsung-4-5-cu-ft-Top-Load-Washer-in-White-with-Cycle-Status-Indicator-Spin-Speed-Option-WA45T3200AW/314103811 | Yes
Clothes Washer | Top Load Washer | Standard |  | 4.3 cu. ft. Large Capacity Top Load Washer with 4-Way Agitator, NeveRust Drum, TurboDrum Technology in White | LG | Agitator | 4.3 | 330 | 800 | 3 | 3 | 8 | 8 | 3 | 598 |  |  |  |  | 2023 |  | Home Depot | https://www.homedepot.com/p/LG-4-3-cu-ft-Large-Capacity-Top-Load-Washer-with-4-Way-Agitator-NeveRust-Drum-TurboDrum-Technology-in-White-WT7005CW/316091585 | Yes
Clothes Washer | Front Load Washer | Standard |  | 4.5 cu. ft. Stackable Front Load Washer in White with End-Of-Cycle Signal, Front Control | Samsung |  | 4.5 | 90 | 1200 | 5 | 5 | 5 | 10 | 5 | 628 |  |  |  |  | 2023 |  | Home Depot | https://www.homedepot.com/p/Samsung-4-5-cu-ft-Stackable-Front-Load-Washer-in-White-with-End-Of-Cycle-Signal-Front-Control-WF45T6000AW/313846213 | Yes
Clothes Washer | Top Load Washer | Standard |  | 4.5 cu. ft. Water Level Control Top Load Washer in White | GE | Agitator | 4.5 |  | 800 | 6 | 4 | 4 | 10 | 6 | 628 |  |  |  |  | 2023 |  | Home Depot | https://www.homedepot.com/p/GE-4-5-cu-ft-Water-Level-Control-Top-Load-Washer-in-White-GTW585BSVWS/324668233 | No
Clothes Washer | Front Load Washer | Standard |  | 4.5 cu. ft. Large Capacity High Efficiency Stackable Front Load Washer in White | LG |  | 4.5 | 100 | 1300 | 5 | 3 | 6 | 8 | 5 | 648 |  |  |  |  | 2023 |  | Home Depot | https://www.homedepot.com/p/LG-4-5-cu-ft-Large-Capacity-High-Efficiency-Stackable-Front-Load-Washer-in-White-WM3400CW/312399923 | Yes
Clothes Washer | Top Load Washer | Standard |  | 28 in. 4.8 cu. ft. White Top Load Washing Machine with Deep Fill | Maytag | Impeller | 4.8 | 340 | 750 | 1 | 3 | 2 | 10 | 5 | 648 |  |  |  |  | 2023 |  | Home Depot | https://www.homedepot.com/p/Maytag-28-in-4-8-cu-ft-White-Top-Load-Washing-Machine-with-Deep-Fill-MVW6200KW/314369183 | Yes
Clothes Washer | Top Load Washer | Standard |  | 4.8 cu. ft. Top Load Washer in White with Extra Power Boost | Maytag | Impeller | 4.8 | 340 | 770 | 5 | 1 | 2 | 11 | 5 | 648 |  |  |  |  | 2023 |  | Home Depot | https://www.homedepot.com/p/Maytag-4-8-cu-ft-Top-Load-Washer-in-White-with-Extra-Power-Boost-MVW5430MW/322117741 | Yes
Clothes Washer | Top Load Washer | Standard |  | 4.7 - 4.8 cu. ft. Top Load Washer with 2 in 1 Removable Agitator in White | Whirlpool | Agitator | 4.7 | 290 | 770 | 5 | 1 | 3 | 12 | 5 | 678 |  |  |  |  | 2023 |  | Home Depot | https://www.homedepot.com/p/Whirlpool-4-7-4-8-cu-ft-Top-Load-Washer-with-2-in-1-Removable-Agitator-in-White-WTW5057LW/317842096 | Yes
Clothes Washer | Top Load Washer | Standard |  | 5.0 cu. ft. High-Efficiency Smart White Top Load Washer with Microban Technology, ENERGY STAR | GE | Impeller | 5 |  | 800 | 6 | 5 | 3 | 9 | 6 | 678 |  |  |  |  | 2023 |  | Home Depot | https://www.homedepot.com/p/GE-Profile-5-0-cu-ft-High-Efficiency-Smart-White-Top-Load-Washer-with-Microban-Technology-ENERGY-STAR-PTW600BSRWS/317914032 | No
Clothes Washer | Top Load Washer | Standard |  | 5 cu. ft. Top Load Washer in White with End-of-Cycle Signal, High-Efficiency Detergent Required | Samsung | Impeller | 5 | 120 | 750 | 5 | 5 | 5 | 10 | 5 | 698 |  |  |  |  | 2023 |  | Home Depot | https://www.homedepot.com/p/Samsung-5-cu-ft-Top-Load-Washer-in-White-with-End-of-Cycle-Signal-High-Efficiency-Detergent-Required-WA50R5200AW/309171868 | Yes
Clothes Washer | Top Load Washer | Standard |  | 5 Cu. Ft. Top Load Washer in White with Impeller and TurboDrum Technology | LG | Impeller | 5 | 220 | 800 | 3 | 3 | 9 | 8 | 3 | 698 |  |  |  |  | 2023 |  | Home Depot | https://www.homedepot.com/p/LG-5-Cu-Ft-Top-Load-Washer-in-White-with-Impeller-and-TurboDrum-Technology-WT7150CW/312441660 | Yes
Clothes Washer | Top Load Washer | Standard |  | 4.7 cu. ft. Smart Capable White Top Load Washing Machine with Extra Power Button and Deep Fill Option | Maytag | Agitator | 4.7 | 341 | 750 | 1 | 3 | 2 | 11 | 6 | 698 |  |  |  |  | 2023 |  | Home Depot | https://www.homedepot.com/p/Maytag-4-7-cu-ft-Smart-Capable-White-Top-Load-Washing-Machine-with-Extra-Power-Button-and-Deep-Fill-Option-MVW6230HW/312388550 | Yes
Clothes Washer | Front Load Washer | Standard |  | 5.0 cu. ft. Ultra Large Front Load Washer with Coldwash Technology, NFC Tag in White | LG |  | 5 | 100 | 1300 | 5 | 5 | 6 | 8 | 5 | 698 |  |  |  |  | 2023 |  | Home Depot | https://www.homedepot.com/p/LG-5-0-cu-ft-Ultra-Large-Front-Load-Washer-with-Coldwash-Technology-NFC-Tag-in-White-WM3470CW/324295999 | Yes
Clothes Washer | Top Load Washer | Standard |  | 4.7 cu. ft. Top Load Washer with Agitator, Adaptive Wash Technology, Quick Wash Cycle and Pretreat Station in White | Whirlpool | Agitator | 4.7 | 335 | 750 | 1 | 3 | 2 | 36 | 5 | 698 |  |  |  |  | 2023 |  | Home Depot | https://www.homedepot.com/p/Whirlpool-4-7-cu-ft-Top-Load-Washer-with-Agitator-Adaptive-Wash-Technology-Quick-Wash-Cycle-and-Pretreat-Station-in-White-WTW5105HW/312450623 | Yes
Clothes Washer | Front Load Washer | Standard |  | 4.5 cu. ft. Stackable Front Load Washer in Silver with Spin Speed Option, Water Heater, Wi-Fi Enabled | Samsung |  | 4.5 | 92 | 1200 | 5 | 5 | 5 | 23 | 5 | 728 |  |  |  |  | 2023 |  | Home Depot | https://www.homedepot.com/p/Samsung-4-5-cu-ft-Stackable-Front-Load-Washer-in-Silver-with-Spin-Speed-Option-Water-Heater-Wi-Fi-Enabled-WF45B6300AP/319615947 | Yes
Clothes Washer | Front Load Washer | Standard |  | 4.5 cu. ft. White Stackable Front Load Washing Machine with 12-Hour Fresh Spin, ENERGY STAR | Maytag |  | 4.5 | 86 | 1160 | 4 | 4 | 2 | 10 | 4 | 748 |  |  |  |  | 2023 |  | Home Depot | https://www.homedepot.com/p/Maytag-4-5-cu-ft-White-Stackable-Front-Load-Washing-Machine-with-12-Hour-Fresh-Spin-ENERGY-STAR-MHW5630HW/308241827 | Yes
Clothes Washer | Front Load Washer | Standard |  | 4.5 cu. ft. Front Load Washer with Steam, Quick Wash Cycle and Vibration Control Technology in White, ADA Compliant | Whirlpool |  | 4.5 | 139 | 1160 | 5 | 4 | 2 | 37 | 5 | 748 |  |  |  |  | 2023 |  | Home Depot | https://www.homedepot.com/p/Whirlpool-4-5-cu-ft-Front-Load-Washer-with-Steam-Quick-Wash-Cycle-and-Vibration-Control-Technology-in-White-ADA-Compliant-WFW5605MW/319857128 | Yes
Clothes Washer | Top Load Washer | Standard |  | 4.1 cu. ft. White High Efficiency Top Load Washing Machine | Frigidaire | Agitator | 4.1 | 110 | 680 | 3 | 7 | 12 | 12 | 3 | 764 |  |  |  |  | 2023 |  | Home Depot | https://www.homedepot.com/p/Frigidaire-4-1-cu-ft-White-High-Efficiency-Top-Load-Washing-Machine-FFTW4120SW/307250058 | Yes
Clothes Washer | Top Load Washer | Standard |  | 5.3 cu. ft. Smart Capable White Top Load Washing Machine with Extra Power Button, ENERGY STAR | Maytag | Impeller | 5.3 | 270 | 850 | 5 | 3 | 2 | 13 | 5 | 798 |  |  |  |  | 2023 |  | Home Depot | https://www.homedepot.com/p/Maytag-5-3-cu-ft-Smart-Capable-White-Top-Load-Washing-Machine-with-Extra-Power-Button-ENERGY-STAR-MVW7232HW/312273355 | Yes
Clothes Washer | Front Load Washer | Standard |  | 4.5 cu. ft. Front Load Washer with Steam, Quick Wash Cycle and Vibration Control Technology in Chrome Shadow | Whirlpool |  | 4.5 | 139 | 1160 | 5 | 4 | 2 | 37 | 5 | 798 |  |  |  |  | 2023 |  | Home Depot | https://www.homedepot.com/p/Whirlpool-4-5-cu-ft-Front-Load-Washer-with-Steam-Quick-Wash-Cycle-and-Vibration-Control-Technology-in-Chrome-Shadow-WFW5605MC/320587744 | Yes
Clothes Washer | Top Load Washer | Standard |  | 5.5 cu. ft. Large Capacity Smart Top Load Washer with Impeller, NeveRust Drum, TurboWash3D in Graphite Steel | LG | Impeller | 5.5 |  | 950 | 5 | 5 | 16 | 16 | 5 | 848 |  |  |  |  | 2023 |  | Home Depot | https://www.homedepot.com/p/LG-5-5-cu-ft-Large-Capacity-Smart-Top-Load-Washer-with-Impeller-NeveRust-Drum-TurboWash3D-in-Graphite-Steel-WT7400CV/320326840 | No
Clothes Washer | Top Load Washer | Standard |  | 5.3 cu. ft. Smart Capable Metallic Slate Top Load Washing Machine with Extra Power Button, ENERGY STAR | Maytag | Impeller | 5.3 | 270 | 850 | 5 | 3 | 2 | 13 | 5 | 848 |  |  |  |  | 2023 |  | Home Depot | https://www.homedepot.com/p/Maytag-5-3-cu-ft-Smart-Capable-Metallic-Slate-Top-Load-Washing-Machine-with-Extra-Power-Button-ENERGY-STAR-MVW7232HC/312272783 | Yes
Clothes Washer | Front Load Washer | Standard |  | 4.5 cu. ft. Ultra Large Front Load Washer with AIDD, TurboWash, Steam and Wi-Fi Connectivity in White | LG |  | 4.5 | 105 | 1300 | 5 | 5 | 12 | 25 | 5 | 848 |  |  |  |  | 2023 |  | Home Depot | https://www.homedepot.com/p/LG-4-5-cu-ft-Ultra-Large-Front-Load-Washer-with-AIDD-TurboWash-Steam-and-Wi-Fi-Connectivity-in-White-WM5500HWA/324432768 | Yes
Clothes Washer | Front Load Washer | Standard |  | 4.5 cu. ft. Large Capacity High Efficiency Stackable Smart Front Load Washer with TurboWash360 and Steam in Black Steel | LG |  | 4.5 | 105 | 1300 | 5 | 5 | 12 | 12 | 5 | 848 |  |  |  |  | 2023 |  | Home Depot | https://www.homedepot.com/p/LG-4-5-cu-ft-Large-Capacity-High-Efficiency-Stackable-Smart-Front-Load-Washer-with-TurboWash360-and-Steam-in-Black-Steel-WM4000HBA/312440061 | Yes
Clothes Washer | Front Load Washer | Standard |  | 4.8 cu. ft. Stackable White Front Load Washing Machine with Steam and 16-Hour Fresh Hold Option, ENERGY STAR | Maytag |  | 4.8 | 99 | 1160 | 4 | 4 | 2 | 12 | 4 | 848 |  |  |  |  | 2023 |  | Home Depot | https://www.homedepot.com/p/Maytag-4-8-cu-ft-Stackable-White-Front-Load-Washing-Machine-with-Steam-and-16-Hour-Fresh-Hold-Option-ENERGY-STAR-MHW6630HW/308241954 | Yes
Clothes Washer | Front Load Washer | Standard |  | 4.5 cu. ft. Front Load Washer LuxCare Wash and Perfect Steam in Titanium | Electrolux |  | 4.5 | 85 | 1300 | 5 | 5 | 2 | 10 | 5 | 898 |  |  |  |  | 2023 |  | Home Depot | https://www.homedepot.com/p/Electrolux-4-5-cu-ft-Front-Load-Washer-LuxCare-Wash-and-Perfect-Steam-in-Titanium-ELFW7537AT/318268371 | Yes
Clothes Washer | Front Load Washer | Standard |  | 2.4 cu. ft. High-Efficiency Stackable White Front Loading Washing Machine with Steam, ENERGY STAR | GE |  | 2.4 | 97 | 1400 | 5 | 5 | 2 | 14 | 5 | 898 |  |  |  |  | 2023 |  | Home Depot | https://www.homedepot.com/p/GE-2-4-cu-ft-High-Efficiency-Stackable-White-Front-Loading-Washing-Machine-with-Steam-ENERGY-STAR-GFW148SSMWW/307634135 | Yes
Clothes Washer | Front Load Washer | Standard |  | 4.5 cu. ft. Stackable Front Load Washer in White with LuxCare Plus Wash System, Pure Rinse and 15-minute Fast Wash | Electrolux |  | 4.5 | 85 | 1300 | 5 | 5 | 7 | 10 | 5 | 898 |  |  |  |  | 2023 |  | Home Depot | 4.5 cu. ft. Stackable Front Load Washer in White with LuxCare Plus Wash System, Pure Rinse and 15-minute Fast Wash | Yes
Clothes Washer | Top Load Washer | Standard |  | 2.8 cu. ft. Capacity Stationary Washer with Stainless Steel Basket | GE | Impeller | 2.8 | 136 | 750 | 1 | 2 | 3 | 8 | 4 | 899 |  |  |  |  | 2023 |  | Home Depot | https://www.homedepot.com/p/GE-2-8-cu-ft-Capacity-Stationary-Washer-with-Stainless-Steel-Basket-GNW128SSMWW/305143823 | Yes
Clothes Washer | Front Load Washer | Standard |  | Bespoke 5.3 cu. ft. Ultra-Capacity Smart Front Load Washer in Silver Steel with Super Speed Wash and AI Smart Dial | Samsung |  | 5.3 | 103 | 1200 | 5 | 5 | 2 | 24 | 5 | 948 |  |  |  |  | 2023 |  | Home Depot | https://www.homedepot.com/p/Samsung-Bespoke-5-3-cu-ft-Ultra-Capacity-Smart-Front-Load-Washer-in-Silver-Steel-with-Super-Speed-Wash-and-AI-Smart-Dial-WF53BB8700AT/320703583 | Yes
Clothes Washer | Top Load Washer | Standard |  | 5.5 cu. ft. Large Capacity Smart Top Load Washer with Impeller, NeveRust Drum, TurboWash3D, Steam in White | LG | Impeller | 5.5 | 150 | 950 | 5 | 5 | 15 | 15 | 5 | 948 |  |  |  |  | 2023 |  | Home Depot | https://www.homedepot.com/p/LG-5-5-cu-ft-Large-Capacity-Smart-Top-Load-Washer-with-Impeller-NeveRust-Drum-TurboWash3D-Steam-in-White-WT7900HWA/320327256 | Yes
Clothes Washer | Top Load Washer | Standard |  | 5.5 cu. ft. Large Capacity Smart Top Load Washer with Impeller, NeveRust Drum, TurboWash3D, Steam in Black Steel | LG | Impeller | 5.5 | 150 | 950 | 5 | 5 | 5 | 15 | 5 | 948 |  |  |  |  | 2023 |  | Home Depot | https://www.homedepot.com/p/LG-5-5-cu-ft-Large-Capacity-Smart-Top-Load-Washer-with-Impeller-NeveRust-Drum-TurboWash3D-Steam-in-Black-Steel-WT7900HBA/309631042 | Yes
Clothes Washer | Front Load Washer | Standard |  | 4.5 cu. ft. Stackable Front Load Washer in Titanium with SmartBoost, Optic Whites, and Pure Rinse | Electrolux |  | 4.5 | 85 | 1300 | 5 | 5 | 7 | 11 | 5 | 998 |  |  |  |  | 2023 |  | Home Depot | https://www.homedepot.com/p/Electrolux-4-5-cu-ft-Stackable-Front-Load-Washer-in-Titanium-with-SmartBoost-Optic-Whites-and-Pure-Rinse-ELFW7637AT/318268534 | Yes
Clothes Washer | Front Load Washer | Standard |  | 5.0 cu. ft. Smart White Front Load Washer with OdorBlock UltraFresh Vent System with Sanitize and Allergen | GE |  | 5 | 158 | 1300 | 5 | 5 | 2 | 12 | 5 | 998 |  |  |  |  | 2023 |  | Home Depot | https://www.homedepot.com/p/GE-5-0-cu-ft-Smart-White-Front-Load-Washer-with-OdorBlock-UltraFresh-Vent-System-with-Sanitize-and-Allergen-GFW850SSNWW/311972522 | Yes
Clothes Washer | Top Load Washer | Standard |  | 5.2 - 5.3 cu. ft. Smart Top Load Washing Machine in White with 2 in 1 Removable Agitator, ENERGY STAR | Whirlpool | Agitator | 5.2 | 260 | 850 | 5 | 3 | 2 | 36 | 5 | 998 |  |  |  |  | 2023 |  | Home Depot | https://www.homedepot.com/p/Whirlpool-5-2-5-3-cu-ft-Smart-Top-Load-Washing-Machine-in-White-with-2-in-1-Removable-Agitator-ENERGY-STAR-WTW8127LW/318211596 | Yes
Clothes Washer | Front Load Washer | Standard |  | Bespoke 4.6 cu. ft. Large Capacity Smart Front Load Washer in Brushed Black with Super Speed Wash and AI Smart Dial | Samsung |  | 4.6 | 94 | 1200 | 5 | 5 | 2 | 24 | 5 | 1168 |  |  |  |  | 2023 |  | Home Depot | https://www.homedepot.com/p/Samsung-Bespoke-4-6-cu-ft-Large-Capacity-Smart-Front-Load-Washer-in-Brushed-Black-with-Super-Speed-Wash-and-AI-Smart-Dial-WF46BB6700AV/322404087 | Yes
Clothes Washer | Front Load Washer | Standard |  | 5.0 cu. ft. High Efficiency Smart Black Shadow Stackable Front Load Washing Machine with Load and Go XL Plus Dispenser | Whirlpool |  | 5 | 141 | 1160 | 2 | 5 | 2 | 35 | 5 | 1568 |  |  |  |  | 2023 |  | Home Depot | https://www.homedepot.com/p/Whirlpool-5-0-cu-ft-High-Efficiency-Smart-Black-Shadow-Stackable-Front-Load-Washing-Machine-with-Load-and-Go-XL-Plus-Dispenser-WFW9620HBK/308088754 | Yes
Clothes Washer | Front Load Washer | Standard |  | 4.5 cu. ft. Front Load Washer in White | Koolmore |  | 4.5 | 110 | 1200 | 5 | 5 | 6 | 12 | 5 | 1693.89 |  |  |  |  | 2023 |  | Home Depot | https://www.homedepot.com/p/Koolmore-4-5-cu-ft-Front-Load-Washer-in-White-FWM-5CF-W/320136492 | Yes
Clothes Washer | Front Load Washer | Standard |  | 5.8 cu. ft. Large Capacity High Efficiency Smart Front Load Washer with TurboWash and Steam in Black Stainless Steel | LG |  | 5.8 | 120 | 1300 | 1 | 5 | 2 | 14 | 5 | 1748 |  |  |  |  | 2023 |  | Home Depot | https://www.homedepot.com/p/LG-SIGNATURE-5-8-cu-ft-Large-Capacity-High-Efficiency-Smart-Front-Load-Washer-with-TurboWash-and-Steam-in-Black-Stainless-Steel-WM9500HKA/207024865 | Yes
Clothes Washer |  | Standard |  |  |  |  | 4 | [7 empty] | 836.77 | 1.6 | 293.61 | 1 | 191.91 | 2023 | Low - Urban NY (NYC): 10162 | Homewyse | https://www.homewyse.com/services/cost_to_install_washing_machine.html | No
Clothes Washer |  | Standard |  |  |  |  | 4 | [7 empty] | 1833.9 | 1.6 | 427.17 | 1 | 422.61 | 2023 | High - Urban NY (NYC): 10162 | Homewyse | https://www.homewyse.com/services/cost_to_install_washing_machine.html | No
Clothes Washer |  | Standard |  |  |  |  | 4 | [7 empty] | 780.82 | 1.6 | 204.6 | 1 | 135.35 | 2023 | Low - Rural NY: 13045 | Homewyse | https://www.homewyse.com/services/cost_to_install_washing_machine.html | No
Clothes Washer |  | Standard |  |  |  |  | 4 | [7 empty] | 1711.28 | 1.6 | 295.87 | 1 | 291.61 | 2023 | High - Rural NY: 13045 | Homewyse | https://www.homewyse.com/services/cost_to_install_washing_machine.html | No
Clothes Washer |  | Standard |  |  |  |  | 4 | [7 empty] | 804 | 1.6 | 242.03 | 1 | 159.55 | 2023 | Low - Urban IL (Chicago): 60654 | Homewyse | https://www.homewyse.com/services/cost_to_install_washing_machine.html | No
Clothes Washer |  | Standard |  |  |  |  | 4 | [7 empty] | 1763 | 1.6 | 351.08 | 1 | 346.69 | 2023 | High - Urban IL (Chicago): 60654 | Homewyse | https://www.homewyse.com/services/cost_to_install_washing_machine.html | No
Clothes Washer |  | Standard |  |  |  |  | 4 | [7 empty] | 786 | 1.6 | 212.98 | 1 | 140.77 | 2023 | Low - Rural IL: 62824 | Homewyse | https://www.homewyse.com/services/cost_to_install_washing_machine.html | No
Clothes Washer |  | Standard |  |  |  |  | 4 | [7 empty] | 1723 | 1.6 | 308.23 | 1 | 303.94 | 2023 | High - Rural IL: 62824 | Homewyse | https://www.homewyse.com/services/cost_to_install_washing_machine.html | No
Clothes Washer |  | Standard |  |  |  |  | 4 | [7 empty] | 771.57 | 1.6 | 189.89 | 1 | 125.84 | 2023 | Low - Urban TX (Houston): 77081 | Homewyse | https://www.homewyse.com/services/cost_to_install_washing_machine.html | No
Clothes Washer |  | Standard |  |  |  |  | 4 | [7 empty] | 1691.01 | 1.6 | 274.17 | 1 | 269.95 | 2023 | High - Urban TX (Houston): 77081 | Homewyse | https://www.homewyse.com/services/cost_to_install_washing_machine.html | No
Clothes Washer |  | Standard |  |  |  |  | 4 | [7 empty] | 771.34 | 1.6 | 189.51 | 1 | 125.6 | 2023 | Low - Rural TX: 75803 | Homewyse | https://www.homewyse.com/services/cost_to_install_washing_machine.html | No
Clothes Washer |  | Standard |  |  |  |  | 4 | [7 empty] | 1690.5 | 1.6 | 273.62 | 1 | 269.41 | 2023 | High - Rural TX: 75803 | Homewyse | https://www.homewyse.com/services/cost_to_install_washing_machine.html | No
Clothes Washer |  | Standard |  |  |  |  | 4 | [7 empty] | 774 | 1.6 | 193.05 | 1 | 127.88 | 2023 | Low - Urban GA (Atlanta): 30332 | Homewyse | https://www.homewyse.com/services/cost_to_install_washing_machine.html | No
Clothes Washer |  | Standard |  |  |  |  | 4 | [7 empty] | 1695 | 1.6 | 278.84 | 1 | 274.61 | 2023 | High - Urban GA (Atlanta): 30332 | Homewyse | https://www.homewyse.com/services/cost_to_install_washing_machine.html | No
Clothes Washer |  | Standard |  |  |  |  | 4 | [7 empty] | 764 | 1.6 | 178.34 | 1 | 118.37 | 2023 | Low - Rural GA: 31021 | Homewyse | https://www.homewyse.com/services/cost_to_install_washing_machine.html | No
Clothes Washer |  | Standard |  |  |  |  | 4 | [7 empty] | 1675 | 1.6 | 257.14 | 1 | 252.96 | 2023 | High - Rural GA: 31021 | Homewyse | https://www.homewyse.com/services/cost_to_install_washing_machine.html | No
Clothes Washer |  | Standard |  |  |  |  | 4 | [7 empty] | 799 | 1.6 | 233.27 | 1 | 153.89 | 2023 | Low - Urban CA (Los Angles): 90057 | Homewyse | https://www.homewyse.com/services/cost_to_install_washing_machine.html | No
Clothes Washer |  | Standard |  |  |  |  | 4 | [7 empty] | 1751 | 1.6 | 338.17 | 1 | 333.81 | 2023 | High - Urban CA (Los Angles): 90057 | Homewyse | https://www.homewyse.com/services/cost_to_install_washing_machine.html | No
Clothes Washer |  | Standard |  |  |  |  | 4 | [7 empty] | 793 | 1.6 | 223.22 | 1 | 147.37 | 2023 | Low - Rural CA: 95482 | Homewyse | https://www.homewyse.com/services/cost_to_install_washing_machine.html | No
Clothes Washer |  | Standard |  |  |  |  | 4 | [7 empty] | 1737 | 1.6 | 323.34 | 1 | 319.01 | 2023 | High - Rural CA: 95482 | Homewyse | https://www.homewyse.com/services/cost_to_install_washing_machine.html | No
| Top Load Washer | Compact |  | Minimum | [10 empty] | 700 | 2.667 | 115 |  |  | 2023 | Washing machine, energy star, top loading, minimum | RSMeans
| Top Load Washer | Compact |  | Maximum | [10 empty] | 1025 | 2.667 | 115 |  |  | 2023 | Washing machine, energy star, top loading, maximum | RSMeans
| Front Load Washer | Compact |  | Minimum | [10 empty] | 1100 | 2.667 | 115 |  |  | 2023 | Washing machine, energy star, front loading, minimum | RSMeans |  | No
| Front Load Washer | Compact |  | Maximum | [10 empty] | 1450 | 8 | 345 |  |  | 2023 | Washing machine, energy star, front loading, maximum | RSMeans |  | No
| Washer & Dryer Combo | Standard | PFQ97HSPVDS |  | GE Profile |  | 4.8 | 136 | [6 empty] | 2608 |  |  |  |  | 2023 |  | Home Depot | https://www.homedepot.com/p/GE-Profile-4-8-cu-ft-UltraFast-Combo-Washer-Dryer-with-Ventless-Heat-Pump-Technology-in-Carbon-Graphite-PFQ97HSPVDS/324668085 | No
| Front Load Washer | Standard | WM3400CW |  | LG |  | 4.5 | 100 | [6 empty] | 648 |  |  |  |  | 2023 |  | Home Depot | https://www.homedepot.com/p/LG-4-5-Cu-Ft-Stackable-Front-Load-Washer-in-White-with-Coldwash-Technology-WM3400CW/312399923 | Yes
| Top Load Washer | Standard | MVW6500MW |  | Maytag |  | 4.7 | 340 | [6 empty] | 1199 |  |  |  |  | 2023 |  | Home Depot | https://www.homedepot.com/p/Maytag-4-7-cu-ft-Pet-Pro-Top-Load-Washer-in-White-MVW6500MW/324313264 | Yes
| Top Load Washer | Standard | GTW465ASNWW |  | GE |  | 4.5 | 284 | [6 empty] | 568 |  |  |  |  | 2023 |  | Home Depot | https://www.homedepot.com/p/GE-4-5-cu-ft-Top-Load-Washer-with-Deep-Fill-in-White-GTW465ASNWW/308653940 | Yes
| Top Load Washer | Standard | HTW240ASKWS |  | Hotpoint |  | 3.8 | 187 | [6 empty] | 498 |  |  |  |  | 2023 |  | Home Depot | https://www.homedepot.com/p/Hotpoint-3-8-cu-ft-Top-Load-Washer-with-Stainless-Steel-Basket-in-White-HTW240ASKWS/207188935 | Yes
| Front Load Washer | Standard | WF45T6000AV |  | Samsung |  | 4.5 | 90 | [6 empty] | 748 |  |  |  |  | 2023 |  | Home Depot | https://www.homedepot.com/p/Samsung-4-5-cu-ft-High-Efficiency-Front-Load-Washer-with-Self-Clean-in-Brushed-Black-WF45T6000AV/314312141 | Yes
| Top Load Washer | Standard | GTW335ASNWW |  | GE |  | 4.2 | 187 | [6 empty] | 518 |  |  |  |  | 2023 |  | Home Depot | https://www.homedepot.com/p/GE-4-2-cu-ft-White-Top-Load-Washer-with-Agitator-GTW335ASNWW/308653937 | Yes
| Front Load Washer | Standard | WM4000HBA |  | LG |  | 4.5 | 105 | [6 empty] | 798 |  |  |  |  | 2023 |  | Home Depot | https://www.homedepot.com/p/LG-4-5-Cu-Ft-Stackable-SMART-Front-Load-Washer-in-Black-Steel-with-Steam-and-TurboWash360-Technology-WM4000HBA/312440061 | Yes
| Top Load Washer | Standard | WTW5057LW |  | Whirlpool |  | 4.7 | 290 | [6 empty] | 721 |  |  |  |  | 2023 |  | Home Depot | https://www.homedepot.com/p/Whirlpool-4-7-4-8-cu-ft-Top-Load-Washer-with-2-in-1-Removable-Agitator-in-White-WTW5057LW/317842096 | Yes
| Front Load Washer | Standard | GFW550SSNWW |  | GE |  | 4.8 | 158 | [6 empty] | 798 |  |  |  |  | 2023 |  | Home Depot | https://www.homedepot.com/p/GE-4-8-cu-ft-Smart-White-Front-Load-Washer-with-OdorBlock-UltraFresh-Vent-System-and-Sanitize-with-Oxi-GFW550SSNWW/312563953 | Yes
| Top Load Washer | Standard | GTW540ASPWS |  | GE |  | 4.6 | 175 | [6 empty] | 568 |  |  |  |  | 2023 |  | Home Depot | https://www.homedepot.com/p/GE-4-6-cu-ft-High-Efficiency-White-Top-Load-Washing-Machine-with-Sanitize-with-Oxi-ENERGY-STAR-GTW540ASPWS/315750223 | Yes
| Top Load Washer | Standard | WA40A3005AW |  | Samsung |  | 4 | 240 | [6 empty] | 498 |  |  |  |  | 2023 |  | Home Depot | https://www.homedepot.com/p/Samsung-4-cu-ft-Top-Load-Washer-with-ActiveWave-Agitator-and-Soft-Close-Lid-in-White-WA40A3005AW/315973682 | Yes
| Front Load Washer | Standard | WM8900HBA |  | LG |  | 5.2 | 125 | [6 empty] | 1098 |  |  |  |  | 2023 |  | Home Depot | https://www.homedepot.com/p/LG-5-2-cu-Ft-Stackable-SMART-Front-Load-Washer-in-Black-Steel-with-Steam-Turbowash-Technology-WM8900HBA/320061862 | Yes
| Washer & Dryer Combo | Standard | GFQ14ESSNWW |  | GE |  | 2.4 | 108 | [6 empty] | 1258 |  |  |  |  | 2023 |  | Home Depot | https://www.homedepot.com/p/GE-2-4-cu-ft-Compact-White-120-Volt-Ventless-Electric-All-in-One-Washer-Dryer-Combo-GFQ14ESSNWW/312481993 | No
| Top Load Washer | Standard | MVW5430MW |  | Maytag |  | 4.8 | 340 | [6 empty] | 699 |  |  |  |  | 2023 |  | Home Depot | https://www.homedepot.com/p/Maytag-4-8-cu-ft-Top-Load-Washer-in-White-with-Extra-Power-Boost-MVW5430MW/322117741 | Yes
| Front Load Washer | Standard | GFW650SPNSN |  | GE |  | 4.8 | 158 | [6 empty] | 898 |  |  |  |  | 2023 |  | Home Depot | https://www.homedepot.com/p/GE-4-8-cu-ft-Smart-Satin-Nickel-Front-Load-Washer-with-OdorBlock-UltraFresh-Vent-System-with-Sanitize-and-Allergen-GFW650SPNSN/311972517 | Yes
| Top Load Washer | Standard | WA47CG3500AV |  | Samsung |  | 4.7 | 240 | [6 empty] | 898 |  |  |  |  | 2023 |  | Home Depot | https://www.homedepot.com/p/Samsung-4-7-cu-ft-Large-Capacity-Smart-Top-Load-Washer-with-Active-WaterJet-in-Brushed-Black-WA47CG3500AV/325808129 | Yes
| Top Load Washer | Standard | WA50B5100AV |  | Samsung |  | 5 | 140 | [6 empty] | 628 |  |  |  |  | 2023 |  | Home Depot | https://www.homedepot.com/p/Samsung-5-cu-ft-Large-Capacity-Top-Load-Washer-in-Brushed-Black-with-Deep-Fill-and-EZ-Access-Tub-WA50B5100AV/324188238 | Yes
| Top Load Washer | Standard | WA50R5200AW |  | Samsung |  | 5 | 120 | [6 empty] | 678 |  |  |  |  | 2023 |  | Home Depot | https://www.homedepot.com/p/Samsung-5-cu-ft-High-Efficiency-Top-Load-Washer-with-Impeller-and-Active-Water-Jet-in-White-ENERGY-STAR-WA50R5200AW/309171868 | Yes
| Top Load Washer | Standard | WT7900HBA |  | LG |  | 5.5 | 150 | [6 empty] | 948 |  |  |  |  | 2023 |  | Home Depot | https://www.homedepot.com/p/LG-5-5-Cu-Ft-SMART-Top-Load-Washer-in-Black-Steel-with-Impeller-NeveRust-Drum-and-TurboWash3D-Technlogy-WT7900HBA/309631042 | Yes
| Top Load Washer | Standard | WTW5010LW |  | Whirlpool |  | 4.6 | 290 | [6 empty] | 610 |  |  |  |  | 2023 |  | Home Depot | https://www.homedepot.com/p/Whirlpool-4-6-cu-ft-White-Top-Load-Impeller-Washer-with-Built-In-Faucet-WTW5010LW/317843042 | Yes
| Top Load Washer | Standard | WA55A7300AE |  | Samsung |  | 5.5 | 120 | [6 empty] | 898 |  |  |  |  | 2023 |  | Home Depot | https://www.homedepot.com/p/Samsung-5-5-cu-ft-Smart-High-Efficiency-Top-Load-Washer-with-Impeller-and-Super-Speed-in-Ivory-ENERGY-STAR-WA55A7300AE/324188337 | Yes
| Top Load Washer | Standard | MVW7232HW |  | Maytag |  | 5.3 | 270 | [6 empty] | 1149 |  |  |  |  | 2023 |  | Home Depot | https://www.homedepot.com/p/Maytag-5-3-cu-ft-Smart-Capable-White-Top-Load-Washing-Machine-with-Extra-Power-Button-ENERGY-STAR-MVW7232HW/312273355 | Yes
| Front Load Washer | Standard | GFW148SSMWW |  | GE |  | 2.4 | 97 | [6 empty] | 898 |  |  |  |  | 2023 |  | Home Depot | https://www.homedepot.com/p/GE-2-4-cu-ft-Stackable-White-Front-Loading-Washing-Machine-with-Steam-ENERGY-STAR-GFW148SSMWW/307634135 | Yes
| Front Load Washer | Standard | WM6700HBA |  | LG |  | 5 | 105 | [6 empty] | 1098 |  |  |  |  | 2023 |  | Home Depot | https://www.homedepot.com/p/LG-5-0-cu-ft-Ultra-Large-Capacity-Front-Load-Washer-with-TurboWash360-ezDispense-and-Wi-Fi-Connectivity-Black-Steel-WM6700HBA/322728196 | Yes
| Top Load Washer | Standard | MVW6230HW |  | Maytag |  | 4.7 | 341 | [6 empty] | 1049 |  |  |  |  | 2023 |  | Home Depot | https://www.homedepot.com/p/Maytag-4-7-cu-ft-Smart-Capable-White-Top-Load-Washing-Machine-with-Extra-Power-Button-and-Deep-Fill-Option-MVW6230HW/312388550 | Yes
| Front Load Washer | Standard | ELFW7637AT |  | Electrolux |  | 4.5 | 85 | [6 empty] | 1098 |  |  |  |  | 2023 |  | Home Depot | https://www.homedepot.com/p/Electrolux-4-5-cu-ft-Stackable-Front-Load-Washer-in-Titanium-with-SmartBoost-Optic-Whites-and-Pure-Rinse-ELFW7637AT/318268534 | Yes
| Front Load Washer | Standard | MHW5630HW |  | Maytag |  | 4.5 | 86 | [6 empty] | 999 |  |  |  |  | 2023 |  | Home Depot | https://www.homedepot.com/p/Maytag-4-5-cu-ft-White-Stackable-Front-Load-Washing-Machine-with-12-Hour-Fresh-Spin-ENERGY-STAR-MHW5630HW/308241827 | Yes
| Front Load Washer | Standard | WM5500HVA |  | LG |  | 4.5 | 105 | [6 empty] | 798 |  |  |  |  | 2023 |  | Home Depot | https://www.homedepot.com/p/LG-4-5-cu-ft-Ultra-Large-Front-Load-Washer-with-AIDD-TurboWash-Steam-and-WiFi-Connectivity-Graphite-Steel-WM5500HVA/324432790 | Yes
| Top Load Washer | Standard | GTW500ASNWS |  | GE |  | 4.6 | 152 | [6 empty] | 568 |  |  |  |  | 2023 |  | Home Depot | https://www.homedepot.com/p/GE-4-6-cu-ft-High-Efficiency-White-Top-Load-Washer-with-Infusor-ENERGY-STAR-GTW500ASNWS/308654238 | Yes
| Front Load Washer | Standard | WM1455HWA |  | LG |  | 2.4 | 120 | [6 empty] | 898 |  |  |  |  | 2023 |  | Home Depot | https://www.homedepot.com/p/LG-24-in-W-2-4-Cu-Ft-Compact-Stackable-SMART-Front-Load-Washer-in-White-with-Steam-and-AI-Fabric-Sensor-Smart-Pairing-WM1455HWA/316226646 | Yes
| Top Load Washer | Standard | WA55A7700AV |  | Samsung |  | 5.5 | 120 | [6 empty] | 998 |  |  |  |  | 2023 |  | Home Depot | https://www.homedepot.com/p/Samsung-5-5-cu-ft-Smart-High-Efficiency-Top-Load-Washer-with-Impeller-and-Auto-Dispense-System-in-Brushed-Black-ENERGY-STAR-WA55A7700AV/324188339 | Yes
| Front Load Washer | Standard | WFW5605MC |  | Whirlpool |  | 4.5 | 139 | [6 empty] | 832 |  |  |  |  | 2023 |  | Home Depot | https://www.homedepot.com/p/Whirlpool-4-5-cu-ft-Front-Load-Washer-with-Steam-Quick-Wash-Cycle-and-Vibration-Control-Technology-in-Chrome-Shadow-WFW5605MC/320587744 | Yes
| Front Load Washer | Standard | PFW950SPTDS |  | GE Profile |  | 5.3 | 158 | [6 empty] | 1198 |  |  |  |  | 2023 |  | Home Depot | https://www.homedepot.com/p/GE-Profile-Profile-5-3-cu-ft-Smart-Front-Load-Washer-with-OdorBlock-UltraFresh-Vent-System-and-Steam-in-Carbon-Graphite-PFW950SPTDS/320119618 | Yes
| Front Load Washer | Standard | ELFW7637AW |  | Electrolux |  | 4.5 | 85 | [6 empty] | 998 |  |  |  |  | 2023 |  | Home Depot | https://www.homedepot.com/p/Electrolux-27-in-W-4-5-cu-ft-Front-Load-Washer-with-SmartBoost-LuxCare-Plus-Wash-System-Perfect-Steam-ENERGY-STAR-in-White-ELFW7637AW/318268649 | Yes
| Front Load Washer | Standard | WF53BB8700AV |  | Samsung |  | 5.3 | 103 | [6 empty] | 998 |  |  |  |  | 2023 |  | Home Depot | https://www.homedepot.com/p/Samsung-Bespoke-5-3-cu-ft-Ultra-Capacity-Smart-Front-Load-Washer-in-Brushed-Black-with-Super-Speed-Wash-and-AI-Smart-Dial-WF53BB8700AV/320703579 | Yes
| Front Load Washer | Standard | WM9500HKA |  | LG SIGNATURE |  | 5.8 | 120 | [6 empty] | 1999 |  |  |  |  | 2023 |  | Home Depot | https://www.homedepot.com/p/LG-SIGNATURE-5-8-Cu-Ft-SMART-Front-Load-Washer-in-Black-Stainless-Steel-with-TurboWash-and-Steam-WM9500HKA/207024865 | Yes
| Top Load Washer | Standard | MVW6200KW |  | Maytag |  | 4.8 | 340 | [6 empty] | 949 |  |  |  |  | 2023 |  | Home Depot | https://www.homedepot.com/p/Maytag-28-in-4-8-cu-ft-White-Top-Load-Washing-Machine-with-Deep-Fill-MVW6200KW/314369183 | Yes
| Front Load Washer | Standard | WM6500HBA |  | LG |  | 5 | 105 | [6 empty] | 898 |  |  |  |  | 2023 |  | Home Depot | https://www.homedepot.com/p/LG-5-0-cu-ft-Ultra-Large-Front-Load-Washer-with-TurboWash360-TurboSteam-and-WiFi-Connectivity-in-Black-Steel-WM6500HBA/324432964 | Yes
| Top Load Washer | Standard | WTW8127LW |  | Whirlpool |  | 5.2 | 260 | [6 empty] | 1299 |  |  |  |  | 2023 |  | Home Depot | https://www.homedepot.com/p/Whirlpool-5-2-5-3-cu-ft-Smart-Top-Load-Washing-Machine-in-White-with-2-in-1-Removable-Agitator-ENERGY-STAR-WTW8127LW/318211596 | Yes
| Top Load Washer | Standard | WTW5105HC |  | Whirlpool |  | 4.7 | 335 | [6 empty] | 1049 |  |  |  |  | 2023 |  | Home Depot | https://www.homedepot.com/p/Whirlpool-4-7-cu-ft-Top-Load-Washer-with-Agitator-Adaptive-Wash-Technology-and-Quick-Wash-Cycle-in-Chrome-Shadow-WTW5105HC/312273933 | Yes
| Front Load Washer | Standard | MHW6630HW |  | Maytag |  | 4.8 | 99 | [6 empty] | 1099 |  |  |  |  | 2023 |  | Home Depot | https://www.homedepot.com/p/Maytag-4-8-cu-ft-Stackable-White-Front-Load-Washing-Machine-with-Steam-and-16-Hour-Fresh-Hold-Option-ENERGY-STAR-MHW6630HW/308241954 | Yes
| Front Load Washer | Standard | ELFW7537AT |  | Electrolux |  | 4.5 | 85 | [6 empty] | 998 |  |  |  |  | 2023 |  | Home Depot | https://www.homedepot.com/p/Electrolux-4-5-cu-ft-Front-Load-Washer-LuxCare-Wash-and-Perfect-Steam-in-Titanium-ELFW7537AT/318268371 | Yes
| Top Load Washer | Standard | MCSTCW17W5 |  | Magic Chef |  | 1.7 | 63 | [6 empty] | 329 |  |  |  |  | 2023 |  | Home Depot | https://www.homedepot.com/p/Magic-Chef-1-7-cu-ft-Portable-Compact-Top-Load-Washer-in-White-MCSTCW17W5/319067236 | Yes
| Top Load Washer | Standard | MCSTCW30W5 |  | Magic Chef |  | 3 | 65 | [6 empty] | 619 |  |  |  |  | 2023 |  | Home Depot | https://www.homedepot.com/p/Magic-Chef-3-0-cu-ft-Compact-Top-Load-Washer-in-White-MCSTCW30W5/319067296 | Yes
| Top Load Washer | Standard | CAE2795FQ |  | Whirlpool |  | 3.3 | 150 | [6 empty] | 1029 |  |  |  |  | 2023 |  | Home Depot | https://www.homedepot.com/p/Whirlpool-3-3-cu-ft-White-Commercial-Top-Load-Washing-Machine-CAE2795FQ/301845807 | No | Yes
| Top Load Washer | Compact | BPWM09W |  | BLACK+DECKER |  | 0.9 | 46 | [6 empty] | 252.31 |  |  |  |  | 2023 |  | Home Depot | https://www.homedepot.com/p/BLACK-DECKER-17-69-in-W-0-9-cu-ft-White-Portable-Top-Load-Washing-Machine-BPWM09W/313727456 | Yes
| Top Load Washer | Standard | PTW900BPTRS |  | GE Profile |  | 5.4 | 145 | [6 empty] | 898 |  |  |  |  | 2023 |  | Home Depot | https://www.homedepot.com/p/GE-Profile-Profile-5-4-cu-ft-High-Efficiency-Smart-Top-Load-Washer-with-Built-in-Alexa-Voice-Assistant-in-Sapphire-Blue-PTW900BPTRS/320120048 | Yes
| Front Load Washer | Standard | WFW6605MC |  | Whirlpool |  | 5 | 139 | [6 empty] | 1149 |  |  |  |  | 2023 |  | Home Depot | https://www.homedepot.com/p/Whirlpool-5-cu-ft-Front-Load-Washer-in-Chrome-Shadow-WFW6605MC/321812690 | Yes
| Front Load Washer | Standard | MHW6630HC |  | Maytag |  | 4.8 | 99 | [6 empty] | 1199 |  |  |  |  | 2023 |  | Home Depot | https://www.homedepot.com/p/Maytag-4-8-cu-ft-Metallic-Slate-Stackable-Front-Load-Washing-Machine-with-Steam-and-16-Hour-Fresh-Hold-Option-ENERGY-STAR-MHW6630HC/308241938 | Yes
| Front Load Washer | Compact | WD300CB |  | LG |  | 1 | 60 | [6 empty] | 648 |  |  |  |  | 2023 |  | Home Depot | https://www.homedepot.com/p/LG-27-in-W-1-cu-ft-Pedestal-Front-Load-Washer-Slim-DD-Motor-in-Black-Steel-WD300CB/322848196 | Yes
| Front Load Washer | Standard | WFW8620HC |  | Whirlpool |  | 5 | 141 | [6 empty] | 1449 |  |  |  |  | 2023 |  | Home Depot | https://www.homedepot.com/p/Whirlpool-5-0-cu-ft-High-Efficiency-Chrome-Shadow-Front-Load-Washing-Machine-with-Load-Go-XL-Dispenser-ENERGY-STAR-WFW8620HC/308185876 | Yes
| Front Load Washer | Standard | ELFW7337AW |  | Electrolux |  | 4.4 | 50 | [6 empty] | 748 |  |  |  |  | 2023 |  | Home Depot | https://www.homedepot.com/p/Electrolux-4-4-cu-ft-Front-Load-Washer-with-LuxCare-in-White-ELFW7337AW/318281044 | Yes
| Front Load Washer | Standard | WFW560CHW |  | Whirlpool |  | 4.3 | 93 | [6 empty] | 1049 |  |  |  |  | 2023 |  | Home Depot | https://www.homedepot.com/p/Whirlpool-4-3-cu-ft-White-Closet-Depth-Stackable-Front-Load-Washing-Machine-with-Single-Dose-Dispenser-ENERGY-STAR-WFW560CHW/308185053 | Yes
| Washer & Dryer Combo | Compact | EZ4400 N W |  | Equator |  | 1.57 | 96 | [6 empty] | 949 |  |  |  |  | 2023 |  | Home Depot | https://www.homedepot.com/p/Equator-1-57-cu-ft-110-Volt-Smart-and-Compact-All-in-One-Washer-and-Dryer-Combo-Version-2-Pro-in-White-EZ4400-N-W/318348376 | No
| Top Load Washer | Standard | WTW4850HW |  | Whirlpool |  | 3.9 | 256 | [6 empty] | 699 |  |  |  |  | 2023 |  | Home Depot | https://www.homedepot.com/p/Whirlpool-3-9-cu-ft-High-Efficiency-White-Top-Load-Washing-Machine-with-Soaking-Cycles-WTW4850HW/304734063 | Yes
| Front Load Washer | Standard | WAW285H2UC |  | Bosch |  | 2.2 | 84 | [6 empty] | 1649 |  |  |  |  | 2023 |  | Home Depot | https://www.homedepot.com/p/Bosch-800-Series-24-in-2-2-cu-ft-240-Volt-White-with-Chrome-Accents-High-Efficiency-Front-Load-Smart-Washer-ENERGY-STAR-WAW285H2UC/304806567 | Yes
| Top Load Washer | Standard | RPW302 |  | RCA |  | 3 | 305 | [6 empty] | 488.51 |  |  |  |  | 2023 |  | Home Depot | https://www.homedepot.com/p/RCA-20-in-3-0-cu-ft-Portable-Top-Load-Washing-Machine-in-White-RPW302/205666458 | Yes
| Top Load Washer | Standard | GNW128PSMWW |  | GE |  | 2.8 | 136 | [6 empty] | 898 |  |  |  |  | 2023 |  | Home Depot | https://www.homedepot.com/p/GE-2-8-cu-ft-Capacity-Portable-Washer-with-Stainless-Steel-Basket-GNW128PSMWW/305143814 | Yes
| Washer & Dryer Combo | Standard | WAD-3CF-W |  | Koolmore |  | 2.7 | 90 | [6 empty] | 1449 |  |  |  |  | 2023 |  | Home Depot | https://www.homedepot.com/p/Koolmore-2-7-cu-ft-All-in-One-Washer-and-Dryer-Combo-in-White-WAD-3CF-W/320171749 | No
| Top Load Washer | Standard | MVWP585GW |  | Maytag |  | 3.5 | 149 | [6 empty] | 1149 |  |  |  |  | 2023 |  | Home Depot | https://www.homedepot.com/p/Maytag-3-5-cu-ft-Top-Load-Washer-in-White-with-Dual-Action-Agitator-MVWP585GW/325747416 | Yes
| Top Load Washer | Standard | FP10021US-BL |  | Costway |  | 3.5 | 98 | [6 empty] | 183.58 |  |  |  |  | 2023 |  | Home Depot | https://www.homedepot.com/p/Costway-3-5-cu-ft-26-lbs-Traditional-Portable-Semi-automatic-Top-Load-Washer-in-Blue-with-UL-Certified-FP10021US-BL/318404344 | Yes
| Top Load Washer | Standard | BPW30MW |  | BLACK+DECKER |  | 3 | 65 | [6 empty] | 613.17 |  |  |  |  | 2023 |  | Home Depot | https://www.homedepot.com/p/BLACK-DECKER-3-0-cu-ft-Portable-Top-Load-Washer-in-White-BPW30MW/320094443 | Yes
| Front Load Washer | Standard | MCSFLW27W |  | Magic Chef |  | 2.7 | 75 | [6 empty] | 979 |  |  |  |  | 2023 |  | Home Depot | https://www.homedepot.com/p/Magic-Chef-24-in-2-7-cu-ft-Front-Load-Compact-Washer-in-White-MCSFLW27W/308910839 | Yes
| Top Load Washer | Standard | WTW6150PW |  | Whirlpool |  | 5.3 | 340 | [6 empty] | 999 |  |  |  |  | 2023 |  | Home Depot | https://www.homedepot.com/p/Whirlpool-5-3-cu-ft-Top-Load-Washer-in-White-WTW6150PW/325746956 | Yes
| Top Load Washer | Standard | WTW6120HW |  | Whirlpool |  | 4.8 | 340 | [6 empty] | 1049 |  |  |  |  | 2023 |  | Home Depot | https://www.homedepot.com/p/Whirlpool-4-8-cu-ft-Smart-White-Top-Load-Washing-Machine-with-Load-and-Go-Built-in-Water-Faucet-and-Stain-Brush-WTW6120HW/312453231 | Yes
| Top Load Washer | Standard | WTW6157PB |  | Whirlpool |  | 5.2 | 340 | [6 empty] | 1099 |  |  |  |  | 2023 |  | Home Depot | https://www.homedepot.com/p/Whirlpool-5-2-cu-ft-Top-Load-Washer-in-Volcano-Black-WTW6157PB/325747377 | Yes
| Washer & Dryer Combo | Standard | EZ 5500CV White |  | Equator |  | 1.9 | 47 | [6 empty] | 1455.71 |  |  |  |  | 2023 |  | Home Depot | https://www.homedepot.com/p/Equator-24-in-1-9-cu-ft-Digital-Compact-110V-Vented-Ventless-18-lbs-Washer-Dryer-Combo-1400-RPM-in-White-EZ-5500CV-White/316311422 | No
| Washer & Dryer Combo | Standard | DXHAWM1003 |  | Dalxo |  | 2.33 | 60 | [6 empty] | 215.04 |  |  |  |  | 2023 |  | Home Depot | https://www.homedepot.com/p/Dalxo-26lbs-Capacity-Washer-Twin-Tub-2-33-cu-ft-Portable-Washer-Dryer-Combo-Washing-Machine-in-Blue-DXHAWM1003/325517576 | No
| Front Load Washer | Standard | WFC682CLW |  | Whirlpool |  | 4.5 | 139 | [6 empty] | 1549 |  |  |  |  | 2023 |  | Home Depot | https://www.homedepot.com/p/Whirlpool-4-5-cu-ft-All-in-One-Washer-Dryer-in-White-WFC682CLW/321121005 | Yes
| Front Load Washer | Standard | GFW655SSVWW |  | GE |  | 5 | 158 | [6 empty] | 1078 |  |  |  |  | 2023 |  | Home Depot | https://www.homedepot.com/p/GE-5-0-cu-ft-Smart-Front-Load-Washer-in-White-with-Steam-UltraFresh-Vent-System-and-Microban-Technology-GFW655SSVWW/326536621 | Yes
| Front Load Washer | Standard | BFLW27MW |  | BLACK+DECKER |  | 2.7 | 75 | [6 empty] | 877.97 |  |  |  |  | 2023 |  | Home Depot | https://www.homedepot.com/p/BLACK-DECKER-2-7-cu-Ft-Front-Load-Washer-with-16-cycles-in-Compact-White-BFLW27MW/320094174 | Yes
| Washer & Dryer Combo | Standard | BCW27MW |  | BLACK+DECKER |  | 2.7 | 90 | [6 empty] | 1318.86 |  |  |  |  | 2023 |  | Home Depot | https://www.homedepot.com/p/BLACK-DECKER-2-7-cu-ft-All-in-One-Washer-and-Dryer-Combo-in-White-BCW27MW/319375756 | No
| Front Load Washer | Standard | WFW9620HW |  | Whirlpool |  | 5 | 141 | [6 empty] | 1599 |  |  |  |  | 2023 |  | Home Depot | https://www.homedepot.com/p/Whirlpool-27-in-5-0-cu-ft-High-Efficiency-Smart-White-Stackable-Front-Load-Washing-Machine-with-Load-and-Go-XL-Plus-Dispenser-WFW9620HW/308088776 | Yes
| Front Load Washer | Standard | WFW862CHC |  | Whirlpool |  | 4.3 | 116 | [6 empty] | 1649 |  |  |  |  | 2023 |  | Home Depot | https://www.homedepot.com/p/Whirlpool-4-3-cu-ft-High-Efficiency-Chrome-Shadow-Front-Load-Washing-Machine-with-Load-Go-XL-Dispenser-WFW862CHC/308237713 | Yes
| Washer & Dryer Combo | Standard | SPWD2203P |  | Summit Appliance |  | 2.7 | 90 | [6 empty] | 1616.18 |  |  |  |  | 2023 |  | Home Depot | https://www.homedepot.com/p/Summit-Appliance-24-in-2-7-cu-ft-Platinum-Electric-All-in-One-Washer-Dryer-Combo-SPWD2203P/313716249 | No
| Front Load Washer | Standard | FWM-3CF-W |  | Koolmore |  | 2.7 | 75 | [6 empty] | 1165.21 |  |  |  |  | 2023 |  | Home Depot | https://www.homedepot.com/p/Koolmore-2-7-cu-ft-Front-Load-Washer-in-White-FWM-3CF-W/320136491 | Yes
| Washer & Dryer Combo | Standard | 4400 N + PBK 1070 |  | EQUATOR ADVANCED Appliances |  | 1.6 | 96 | [6 empty] | 1199 |  |  |  |  | 2023 |  | Home Depot | https://www.homedepot.com/p/EQUATOR-ADVANCED-Appliances-24-in-1-6-cu-ft-White-High-Efficiency-Ventless-Electric-All-in-One-Washer-Dryer-Combo-with-Portability-Kit-4400-N-PBK-1070/313692425 | No
| Front Load Washer | Standard | WF46BG6500AV |  | Samsung |  | 4.6 | 95 | [6 empty] | 948 |  |  |  |  | 2023 |  | Home Depot | https://www.homedepot.com/p/Samsung-4-6-cu-ft-Large-Capacity-AI-Smart-Dial-Front-Load-Washer-in-Brushed-Black-with-Auto-Dispense-and-Super-Speed-Wash-WF46BG6500AV/320703581 | Yes
| Front Load Washer | Standard | 826 Washer W |  | EQUATOR ADVANCED Appliances |  | 1.62 | 96 | [6 empty] | 869.5 |  |  |  |  | 2023 |  | Home Depot | https://www.homedepot.com/p/EQUATOR-ADVANCED-Appliances-1-62-cu-ft-Touch-Pet-15-lbs-Compact-110V-Sani-Digital-Washer-1400-RPM-16-Programs-826-Washer-W/324488164 | Yes
| Top Load Washer | Standard | 065436139670 |  |  |  | 3.5 | 97.9 | [6 empty] | 140.99 |  |  |  |  | 2023 |  | Home Depot | https://www.homedepot.com/p/21-26-in-14-3-lbs-Portable-Top-Load-Semi-Automatic-Twin-Tube-Washing-Machine-in-White-065436139670/316436689 | Yes
| Top Load Washer | Standard | STW20D2P |  | Avanti |  | 2 | 70 | [6 empty] | 486.67 |  |  |  |  | 2023 |  | Home Depot | https://www.homedepot.com/p/Avanti-2-0-cu-ft-Top-Load-Washer-Machine-in-Gray-STW20D2P/325110092 | Yes
| Top Load Washer | Compact | FCW10BSCWHA |  | Farberware |  | 1 | 4.56 | [6 empty] | 266.67 |  |  |  |  | 2023 |  | Home Depot | https://www.homedepot.com/p/Farberware-1-0-cu-ft-Portable-Top-Load-Washing-Machine-in-White-FCW10BSCWHA/310325548 | Yes
| Top Load Washer | Standard | WTW2000HW |  | Whirlpool |  | 1.6 | 100 | [6 empty] | 1049 |  |  |  |  | 2023 |  | Home Depot | https://www.homedepot.com/p/Whirlpool-21-in-1-6-cu-ft-White-Compact-Top-Load-Washer-With-Flexible-Installation-WTW2000HW/310850820 | Yes
| Top Load Washer | Compact | EP24972BL |  | Costway |  | 0.8 | 46 | [6 empty] | 217.99 |  |  |  |  | 2023 |  | Home Depot | https://www.homedepot.com/p/Costway-0-8-cu-ft-Traditional-Full-Automatic-Portable-Top-Load-Washer-in-Blue-with-UV-Light-UL-Certified-EP24972BL/318404337 | Yes
| Front Load Washer | Standard | WF50A8600AV |  | Samsung |  | 5 | 99 | [6 empty] | 1298 |  |  |  |  | 2023 |  | Home Depot | https://www.homedepot.com/p/Samsung-5-cu-ft-Smart-High-Efficiency-Front-Load-Washer-with-Smart-Dial-and-Super-Speed-in-Brushed-Black-WF50A8600AV/316130198 | Yes
| Washer & Dryer Combo | Standard | EZ 4600 B |  | EQUATOR ADVANCED Appliances |  | 1.62 | 96 | [6 empty] | 1209 |  |  |  |  | 2023 |  | Home Depot | https://www.homedepot.com/p/EQUATOR-ADVANCED-Appliances-1-62-cu-ft-Pet-Compact-110V-Vented-Ventless-15-lbs-Sani-Washer-Dryer-Combo-1400-RPM-in-Black-EZ-4600-B/324646688 | No
| Top Load Washer | Compact | CTW14X0W-IS |  | Avanti |  | 1.38 | 51 | [6 empty] | 339.99 |  |  |  |  | 2023 |  | Home Depot | https://www.homedepot.com/p/Avanti-1-38-cu-ft-Compact-Top-Load-Washer-in-White-CTW14X0W-IS/325110112 | Yes
| Top Load Washer | Compact | CTW84X0W-IS |  | Avanti |  | 0.84 | 25 | [6 empty] | 269.99 |  |  |  |  | 2023 |  | Home Depot | https://www.homedepot.com/p/Avanti-0-84-cu-ft-Compact-Top-Load-Washer-in-White-CTW84X0W-IS/325110085 | Yes
| Washer & Dryer Combo | Standard | SPWD2203PE |  | Summit Appliance |  | 2.7 | 90 | [6 empty] | 1628.77 |  |  |  |  | 2023 |  | Home Depot | https://www.homedepot.com/p/Summit-Appliance-2-7-cu-ft-24-in-All-in-One-Ventless-Electric-Washer-Dryer-Combo-in-Platinum-SPWD2203PE/317722837 | No
| Front Load Washer | Standard | WF50A8800AV |  | Samsung |  | 5 | 100 | [6 empty] | 1438 |  |  |  |  | 2023 |  | Home Depot | https://www.homedepot.com/p/Samsung-5-cu-ft-Smart-High-Efficiency-Front-Load-Washer-with-Smart-Dial-and-OptiWash-in-Brushed-Black-WF50A8800AV/316129970 | Yes
| Top Load Washer | Compact | X002OFAU7X |  | VIVOHOME |  | 0.78 | 15 | [6 empty] | 239.99 |  |  |  |  | 2023 |  | Home Depot | https://www.homedepot.com/p/VIVOHOME-23-2-in-W-0-78-cu-ft-Portable-2-in-1-Twin-Tub-Mini-Laundry-Washer-with-Drain-Hose-X002OFAU7X/317746225 | Yes
| Washer & Dryer Combo | Compact | EP24679 |  | Costway |  | 1.4 | 60 | [6 empty] | 183.99 |  |  |  |  | 2023 |  | Home Depot | https://www.homedepot.com/p/Costway-15-in-1-4-cu-ft-High-Efficiency-120-Volt-Smart-Portable-Top-Load-Washing-Machine-with-Steam-in-White-EP24679/313936131 | No
| Front Load Washer | Standard | Washer 835 |  | EQUATOR ADVANCED Appliances |  | 1.9 | 96 | [6 empty] | 1059 |  |  |  |  | 2023 |  | Home Depot | https://www.homedepot.com/p/EQUATOR-ADVANCED-Appliances-23-5-in-Wide-Digital-Touch-18-lbs-Compact-110V-Washer-1400-RPM-4-Memory-16-Programs-Washer-835/317156213 | Yes
| Washer & Dryer Combo | Compact | B61-006 |  | HOMCOM |  | 1.38 | 51 | [6 empty] | 363.56 |  |  |  |  | 2023 |  | Home Depot | https://www.homedepot.com/p/HOMCOM-1-38-cu-ft-Portable-Top-Load-Washer-Dryer-Combo-in-White-B61-006/320537261 | No
| Top Load Washer | Standard | SLTW37D0W |  | Avanti |  | 3.7 | 126 | [6 empty] | 809.99 |  |  |  |  | 2023 |  | Home Depot | https://www.homedepot.com/p/Avanti-3-7-Cu-ft-Top-Load-Washer-25-in-in-White-SLTW37D0W/326653371 | Yes
| Front Load Washer | Standard | WF50A8500AV |  | Samsung |  | 5 | 100 | [6 empty] | 1208 |  |  |  |  | 2023 |  | Home Depot | https://www.homedepot.com/p/Samsung-5-cu-ft-Smart-High-Efficiency-Front-Load-Washer-with-Super-Speed-in-Brushed-Black-WF50A8500AV/317651418 | Yes
| Front Load Washer | Standard | WFW3090JW |  | Whirlpool |  | 1.9 | 38 | [11 empty] | 2023 |  | Home Depot | https://www.homedepot.com/p/Whirlpool-1-9-cu-ft-High-Efficiency-Front-Load-Washer-in-White-with-Detergent-Dosing-Aid-ENERGY-STAR-WFW3090JW/308871727 | No
| Washer & Dryer Combo | Standard | DC4400W+PDL |  | Deco |  | 1.6 | 96 | [6 empty] | 1198.67 |  |  |  |  | 2023 |  | Home Depot | https://www.homedepot.com/p/Deco-All-in-one-1-6-cu-ft-110V-Compact-Combo-Washer-Dryer-with-Optional-Vented-Ventless-and-Sensor-Dry-w-Pedestal-in-White-DC4400W-PDL/304520322 | No
| Top Load Washer | Compact | HDWASHER02 |  |  |  | 1.24 | 25 | [6 empty] | 453.03 |  |  |  |  | 2023 |  | Home Depot | https://www.homedepot.com/p/1-24-cu-ft-Top-Load-Washer-in-White-with-smart-technology-HDWASHER02/326730360 | Yes
| Top Load Washer | Compact | HDWASHER01 |  |  |  | 1.24 | 28 | [6 empty] | 406.08 |  |  |  |  | 2023 |  | Home Depot | https://www.homedepot.com/p/1-24-cu-ft-Water-Level-Control-Top-Load-Washer-in-White-HDWASHER01/326729357 | Yes
| Top Load Washer | Standard | WA54CG7150AD |  | Samsung |  | 5.4 | 120 | [6 empty] | 1149 |  |  |  |  | 2023 |  | Home Depot | https://www.homedepot.com/p/Samsung-5-4-cu-ft-Smart-Top-Load-Washer-with-Pet-Care-Solution-and-Super-Speed-Wash-in-brushed-navy-blue-WA54CG7150AD/325807971 | Yes
| Top Load Washer | Compact | YeaD-CYD0-ZQP |  | Amucolo |  | 1.24 | 28 | [6 empty] | 449.83 |  |  |  |  | 2023 |  | Home Depot | https://www.homedepot.com/p/Amucolo-1-24-cu-ft-Top-Load-Washer-Compact-Fully-Automatic-Washing-Machine-in-Gray-White-with-LED-Display-and-8-Water-Levels-YeaD-CYD0-ZQP/325524258 | Yes
| Top Load Washer | Compact | SNMX4831 |  | Aoibox |  | 1.24 | 28 | [6 empty] | 469.23 |  |  |  |  | 2023 |  | Home Depot | https://www.homedepot.com/p/Aoibox-1-24-cu-ft-Smart-Home-Compact-Automatic-Top-Load-Washer-in-White-with-LED-Display-Tub-Self-Clean-10-Wash-Programs-SNMX4831/325039608 | Yes
| Top Load Washer | Standard | MVW4505MW |  | Maytag |  | 4.5 | 340 | [6 empty] | 610 |  |  |  |  | 2023 |  | Home Depot | https://www.homedepot.com/p/Maytag-4-5-cu-ft-Top-Load-Washer-in-White-MVW4505MW/321151188 | Yes
| Front Load Washer | Standard | WM3470CM |  | LG |  | 5 | 100 | [6 empty] | 698 |  |  |  |  | 2023 |  | Home Depot | https://www.homedepot.com/p/LG-5-0-cu-ft-Stackable-Front-Load-Washer-in-Middle-Black-with-6Motion-Technology-WM3470CM/324296968 | Yes
| Top Load Washer | Standard | WTW4955HW |  | Whirlpool |  | 3.8 | 256 | [6 empty] | 554 |  |  |  |  | 2023 |  | Home Depot | https://www.homedepot.com/p/Whirlpool-27-5-in-3-8-cu-ft-High-Efficiency-White-Top-Load-Washing-Machine-with-Soaking-Cycles-WTW4955HW/304732822 | Yes
| Top Load Washer | Standard | WT6105CW |  | LG |  | 4.1 | 330 | [6 empty] | 498 |  |  |  |  | 2023 |  | Home Depot | https://www.homedepot.com/p/LG-4-1-cu-ft-Top-Load-Washer-with-Agitator-in-White-WT6105CW/324433017 | Yes
| Top Load Washer | Standard | WA45T3200AW |  | Samsung |  | 4.5 | 240 | [6 empty] | 598 |  |  |  |  | 2023 |  | Home Depot | https://www.homedepot.com/p/Samsung-4-5-cu-ft-Top-Load-Washer-with-Impeller-and-Vibration-Reduction-in-White-WA45T3200AW/314103811 | Yes
| Top Load Washer | Standard | WT7150CM |  | LG |  | 5 | 220 | [6 empty] | 748 |  |  |  |  | 2023 |  | Home Depot | https://www.homedepot.com/p/LG-5-Cu-Ft-Top-Load-Washer-in-Middle-Black-with-Impeller-and-TurboDrum-Technology-WT7150CM/324299256 | Yes
| Front Load Washer | Standard | GFW850SPNRS |  | GE |  | 5 | 158 | [6 empty] | 948 |  |  |  |  | 2023 |  | Home Depot | https://www.homedepot.com/p/GE-5-0-cu-ft-Smart-Sapphire-Blue-Front-Load-Washer-with-OdorBlock-UltraFresh-Vent-System-with-Sanitize-and-Allergen-GFW850SPNRS/311972521 | Yes
| Front Load Washer | Standard | WF45B6300AP |  | Samsung |  | 4.5 | 92 | [6 empty] | 848 |  |  |  |  | 2023 |  | Home Depot | https://www.homedepot.com/p/Samsung-4-5-cu-ft-Smart-High-Efficiency-Front-Load-Washer-with-Super-Speed-in-Platinum-WF45B6300AP/319615947 | Yes
| Top Load Washer | Standard | WT7005CW |  | LG |  | 4.3 | 330 | [6 empty] | 598 |  |  |  |  | 2023 |  | Home Depot | https://www.homedepot.com/p/LG-4-3-Cu-Ft-Top-Load-Washer-in-White-with-4-Way-Agitator-NeveRust-Drum-and-TurboDrum-Technology-WT7005CW/316091585 | Yes
| Top Load Washer | Standard | WA55CG7100AV |  | Samsung |  | 5.5 | 120 | [6 empty] | 988 |  |  |  |  | 2023 |  | Home Depot | https://www.homedepot.com/p/Samsung-5-5-cu-ft-Extra-Large-Capacity-Smart-Top-Load-Washer-with-Super-Speed-in-Brushed-Black-WA55CG7100AV/325807923 | Yes
| Top Load Washer | Standard | WA52A5500AV |  | Samsung |  | 5.2 | 120 | [6 empty] | 798 |  |  |  |  | 2023 |  | Home Depot | https://www.homedepot.com/p/Samsung-5-2-cu-ft-Smart-High-Efficiency-Top-Load-Washer-with-Impeller-and-Super-Speed-in-Brushed-Black-ENERGY-STAR-WA52A5500AV/324188320 | Yes
| Washer & Dryer Combo | Standard | WM3998HBA |  | LG |  | 4.5 | 105 | [6 empty] | 1498 |  |  |  |  | 2023 |  | Home Depot | https://www.homedepot.com/p/LG-4-5-Cu-Ft-SMART-Electric-All-in-One-Washer-Dryer-Combo-in-Black-Steel-with-Steam-Turbowash-Technology-WM3998HBA/313550124 | No
| Top Load Washer | Standard | MVW6500MBK |  | Maytag |  | 4.7 | 340 | [6 empty] | 1299 |  |  |  |  | 2023 |  | Home Depot | https://www.homedepot.com/p/Maytag-4-7-cu-ft-Pet-Pro-Top-Load-Washer-in-Volcano-Black-MVW6500MBK/324330356 | Yes
| Top Load Washer | Standard | CAE2745FQ |  | Whirlpool |  | 3.3 | 150 | [6 empty] | 1199 |  |  |  |  | 2023 |  | Home Depot | https://www.homedepot.com/p/Whirlpool-3-3-cu-ft-White-Commercial-Top-Load-Washing-Machine-Coin-Operated-CAE2745FQ/301844420 | No | Yes
| Front Load Washer | Standard | WF50BG8300AV |  | Samsung |  | 5 | 99 | [6 empty] | 948 |  |  |  |  | 2023 |  | Home Depot | https://www.homedepot.com/p/Samsung-5-cu-ft-Extra-Large-Capacity-Smart-Front-Load-Washer-in-Brushed-Black-with-Super-Speed-Wash-and-Steam-WF50BG8300AV/320703574 | Yes
| Washer & Dryer Combo | Standard | MCSCWD27W5 |  | Magic Chef |  | 2.7 | 90 | [6 empty] | 1079 |  |  |  |  | 2023 |  | Home Depot | https://www.homedepot.com/p/Magic-Chef-23-4-in-2-7-cu-ft-White-All-in-One-Ventless-and-Washer-Dryer-Combo-MCSCWD27W5/308910899 | No
| Front Load Washer | Standard | WV60A9900AV |  | Samsung |  | 6 | 110 | [6 empty] | 1298 |  |  |  |  | 2023 |  | Home Depot | https://www.homedepot.com/p/Samsung-6-cu-ft-Smart-High-Efficiency-Front-Load-Washer-with-Super-Speed-in-Brushed-Black-WV60A9900AV/317651440 | Yes
| Washer & Dryer Combo | Standard | WM3555HVA |  | LG |  | 2.4 | 120 | [6 empty] | 1398 |  |  |  |  | 2023 |  | Home Depot | https://www.homedepot.com/p/LG-24-in-W-2-4-cu-ft-All-in-One-Compact-Smart-Front-Load-Washer-Ventless-Dryer-Combo-with-Steam-in-Graphite-Steel-WM3555HVA/318062283 | No
| Front Load Washer | Standard | ELFW7437AW |  | Electrolux |  | 4.5 | 85 | [6 empty] | 798 |  |  |  |  | 2023 |  | Home Depot | https://www.homedepot.com/p/Electrolux-27-in-4-5-cu-ft-High-Efficiency-Front-Load-Washer-with-LuxCare-Wash-System-20-minutes-Fast-Wash-ENERGY-STAR-in-White-ELFW7437AW/318268142 | Yes
| Front Load Washer | Standard | ELFW7537AW |  | Electrolux |  | 4.5 | 85 | [6 empty] | 898 |  |  |  |  | 2023 |  | Home Depot | https://www.homedepot.com/p/Electrolux-4-5-cu-ft-Stackable-Front-Load-Washer-in-White-with-LuxCare-Plus-Wash-System-Pure-Rinse-and-15-minute-Fast-Wash-ELFW7537AW/318268398 | Yes
| Front Load Washer | Standard | WW25B6900AW |  | Samsung |  | 2.5 | 90 | [6 empty] | 898 |  |  |  |  | 2023 |  | Home Depot | https://www.homedepot.com/p/Samsung-2-5-cu-ft-Compact-Front-Load-Washer-in-White-with-AI-Smart-Dial-and-Super-Speed-Wash-WW25B6900AW/320703807 | Yes
| Front Load Washer | Standard | WF53BB8900AD |  | Samsung |  | 5.3 | 103 | [6 empty] | 1098 |  |  |  |  | 2023 |  | Home Depot | https://www.homedepot.com/p/Samsung-Bespoke-5-3-cu-ft-Ultra-Capacity-Smart-Front-Load-Washer-in-Brushed-Navy-with-AI-OptiWash-and-Auto-Dispense-WF53BB8900AD/320703580 | Yes
| Top Load Washer | Standard | MVW6230HC |  | Maytag |  | 4.7 | 341 | [6 empty] | 1149 |  |  |  |  | 2023 |  | Home Depot | https://www.homedepot.com/p/Maytag-4-7-cu-ft-Smart-Capable-Metallic-Slate-Top-Load-Washing-Machine-with-Extra-Power-Button-and-Deep-Fill-Option-MVW6230HC/312388264 | Yes
| Front Load Washer | Standard | ELFW4222AW |  | Electrolux |  | 2.4 | 93 | [6 empty] | 948 |  |  |  |  | 2023 |  | Home Depot | https://www.homedepot.com/p/Electrolux-2-4-cu-ft-24-in-Stackable-Front-Load-Washer-in-White-with-LuxCare-Wash-and-Steam-Refresh-ELFW4222AW/312839622 | Yes
| Top Load Washer | Compact | MCSTCW09W2 |  | Magic Chef |  | 0.9 | 46 | [6 empty] | 299.99 |  |  |  |  | 2023 |  | Home Depot | https://www.homedepot.com/p/Magic-Chef-0-9-cu-ft-Compact-Portable-Top-Load-Washer-in-White-MCSTCW09W2/319067295 | Yes
| Top Load Washer | Standard | WTW6157PW |  | Whirlpool |  | 5.2 | 340 | [6 empty] | 999 |  |  |  |  | 2023 |  | Home Depot | https://www.homedepot.com/p/Whirlpool-5-2-5-3-cu-ft-Top-Load-Washer-in-White-with-Removable-Agitator-WTW6157PW/326366136 | Yes
| Front Load Washer | Standard | WAW285H1UC |  | Bosch |  | 2.2 | 84 | [6 empty] | 1449 |  |  |  |  | 2023 |  | Home Depot | https://www.homedepot.com/p/Bosch-500-Series-24-in-2-2-cu-ft-240-Volt-Home-Connect-Stackable-White-Front-Load-Compact-Washing-Machine-ENERGY-STAR-WAW285H1UC/315285457 | Yes
| Front Load Washer | Compact | WD205CK |  | LG SIGNATURE |  | 1 | 60 | [6 empty] | 829 |  |  |  |  | 2023 |  | Home Depot | https://www.homedepot.com/p/LG-SIGNATURE-29-in-1-0-cu-ft-SideKick-Pedestal-Front-Load-Washer-w-TWINWash-System-Compatibility-in-Black-Stainless-Steel-WD205CK/300036909 | Yes
| Top Load Washer | Standard | MCSTCW20W6 |  | Magic Chef |  | 2 | 70 | [6 empty] | 519 |  |  |  |  | 2023 |  | Home Depot | https://www.homedepot.com/p/Magic-Chef-2-0-cu-ft-Compact-Portable-Top-Load-Washer-in-White-MCSTCW20W6/319067294 | Yes
| Top Load Washer | Compact | EP24403 |  | Costway |  | 1.34 | 67 | [6 empty] | 246.19 |  |  |  |  | 2023 |  | Home Depot | https://www.homedepot.com/p/Costway-19-in-W-1-34-cu-ft-Smart-Portable-Top-Load-Washing-Machine-Spin-Compact-Washer-in-Grey-EP24403/313624187 | Yes
| Washer & Dryer Combo | Compact | DC 4400 N / S |  | Deco |  | 1.57 | 96 | [6 empty] | 1099 |  |  |  |  | 2023 |  | Home Depot | https://www.homedepot.com/p/Deco-1-57-cu-ft-110-Volt-Silver-High-Efficiency-Compact-Vented-Ventless-Electric-Version-2-Pro-All-in-One-Washer-Dryer-Combo-DC-4400-N-S/307665138 | No
| Top Load Washer | Standard | GNW128SSMWW |  | GE |  | 2.8 | 136 | [6 empty] | 898 |  |  |  |  | 2023 |  | Home Depot | https://www.homedepot.com/p/GE-2-8-cu-ft-Capacity-Stationary-Washer-with-Stainless-Steel-Basket-in-White-GNW128SSMWW/305143823 | Yes
| Top Load Washer | Standard | PAN50SWF2 |  | Panda |  | 1.7 | 63 | [6 empty] | 318.67 |  |  |  |  | 2023 |  | Home Depot | https://www.homedepot.com/p/Panda-1-70-cu-ft-11-lbs-Capacity-White-Top-Load-Washing-Machine-Portable-Compact-Washer-PAN50SWF2/312619722 | Yes
| Front Load Washer | Standard | WF46BB6700AD |  | Samsung |  | 4.6 | 94 | [6 empty] | 1168 |  |  |  |  | 2023 |  | Home Depot | https://www.homedepot.com/p/Samsung-Bespoke-4-6-cu-ft-Large-Capacity-Smart-Front-Load-Washer-in-Brushed-Navy-with-Super-Speed-Wash-and-AI-Smart-Dial-WF46BB6700AD/322404056 | Yes
| Washer & Dryer Combo | Standard | DWM120WDB-3 |  | Danby |  | 2.7 | 430 | [6 empty] | 1163.99 |  |  |  |  | 2023 |  | Home Depot | https://www.homedepot.com/p/Danby-2-7-cu-ft-White-115-Volt-All-in-One-Washer-Dryer-Combo-DWM120WDB-3/311701196 | No
| Front Load Washer | Standard | FWM-5CF-W |  | Koolmore |  | 4.5 | 110 | [6 empty] | 1441.96 |  |  |  |  | 2023 |  | Home Depot | https://www.homedepot.com/p/Koolmore-4-5-cu-ft-Front-Load-Washer-in-White-FWM-5CF-W/320136492 | Yes
| Top Load Washer | Compact | EP24896WH |  | Costway |  | 1.5 | 28 | [6 empty] | 295.55 |  |  |  |  | 2023 |  | Home Depot | https://www.homedepot.com/p/Costway-1-5-cu-ft-High-Efficiency-Full-Automatic-Portable-Top-Load-Washer-Dryer-with-Child-Lock-in-White-UL-and-ETL-Certified-EP24896WH/318404339 | Yes
| Washer & Dryer Combo | Standard | EZ 5500 CV White + 2 Boxes of HE |  | Equator |  | 1.9 | 47 | [6 empty] | 1389 |  |  |  |  | 2023 |  | Home Depot | https://www.homedepot.com/p/Equator-33-5-in-18-lbs-1-9-cu-ft-110V-Washer-Smart-Home-All-in-One-Washer-and-Dryer-Combo-in-White-EZ-5500-CV-White-2-Boxes-of-HE/321400660 | No
| Top Load Washer | Standard | FFTW4120SW |  | Frigidaire |  | 4.1 | 110 | [6 empty] | 764 |  |  |  |  | 2023 |  | Home Depot | https://www.homedepot.com/p/Frigidaire-4-1-cu-ft-White-High-Efficiency-Top-Load-Washing-Machine-FFTW4120SW/307250058 | Yes
| Top Load Washer | Standard | WA45T3400AP |  | Samsung |  | 4.5 | 240 | [6 empty] | 648 |  |  |  |  | 2023 |  | Home Depot | https://www.homedepot.com/p/Samsung-4-5-cu-ft-Top-Load-Washer-with-Impeller-and-Active-Water-Jet-in-Platinum-WA45T3400AP/314998099 | Yes
| Washer & Dryer Combo | Standard | LUWM101HWA |  | LG SIGNATURE |  | 2.8 | 120 | [6 empty] | 3199 |  |  |  |  | 2023 |  | Home Depot | https://www.homedepot.com/p/LG-SIGNATURE-2-8-cu-ft-Compact-Smart-All-in-One-Front-Load-Washer-Electric-Ventless-Dryer-with-Pedestal-Compatibility-in-White-LUWM101HWA/302555469 | No
| Top Load Washer | Standard | WTW6150PB |  | Whirlpool |  | 5.3 | 340 | [6 empty] | 1099 |  |  |  |  | 2023 |  | Home Depot | https://www.homedepot.com/p/Whirlpool-5-3-cu-ft-Top-Load-Washer-in-Volcano-Black-WTW6150PB/325747136 | Yes
| Front Load Washer | Standard | WGA12400UC |  | Bosch |  | 2.2 | 84 | [6 empty] | 1249 |  |  |  |  | 2023 |  | Home Depot | https://www.homedepot.com/p/Bosch-300-Series-24-in-2-2-cu-ft-High-Efficiency-Front-Load-Washer-in-White-ENERGY-STAR-WGA12400UC/324684220 | Yes
| Washer & Dryer Combo | Standard | EZ 4600 W |  | EQUATOR ADVANCED Appliances |  | 1.62 | 96 | [6 empty] | 1159 |  |  |  |  | 2023 |  | Home Depot | https://www.homedepot.com/p/EQUATOR-ADVANCED-Appliances-1-62-cu-ft-Pet-Compact-110V-Vented-Ventless-15-lbs-Sani-Washer-Dryer-Combo-1400-RPM-in-White-EZ-4600-W/324471200 | No
| Top Load Washer | Standard | STW16D0W |  | Avanti |  | 1.6 | 61 | [6 empty] | 449.99 |  |  |  |  | 2023 |  | Home Depot | https://www.homedepot.com/p/Avanti-1-6-cu-ft-Top-Load-Washer-in-White-STW16D0W/325110097 | Yes
| Top Load Washer | Compact | GRWMDO01 |  | Krib Bling |  | 1.39 | 270 | [6 empty] | 216.76 |  |  |  |  | 2023 |  | Home Depot | https://www.homedepot.com/p/Krib-Bling-1-39-cu-ft-Top-Load-Washer-in-Gray-with-17-8-lbs-Large-Capacity-8-Water-Level-and-Max-Spin-Speed-1000-RPM-GRWMDO01/326178799 | Yes
| Washer & Dryer Combo | Standard | SPWD2202W |  | Summit Appliance |  | 2.7 | 99 | [6 empty] | 1598.57 |  |  |  |  | 2023 |  | Home Depot | https://www.homedepot.com/p/Summit-Appliance-2-7-cu-ft-All-in-One-Washer-and-Electric-Ventless-Dryer-in-White-SPWD2202W/310234108 | No
| Washer & Dryer Combo | Compact | GYM07322 |  | Gymax |  | 1.5 | 28 | [6 empty] | 345.95 |  |  |  |  | 2023 |  | Home Depot | https://www.homedepot.com/p/Gymax-1-5-cu-ft-11-lbs-Stackable-Compact-Full-automatic-Top-Load-Washer-Machine-Laundry-Washer-Capacity-in-Gray-GYM07322/326233573 | No
| Front Load Washer | Standard | SLW241W |  | Summit Appliance |  | 2.3 | 75 | [6 empty] | 1095 |  |  |  |  | 2023 |  | Home Depot | https://www.homedepot.com/p/Summit-Appliance-24-in-2-3-cu-ft-240-Volt-Stackable-in-White-Front-Loading-Washing-Machine-SLW241W/315192450 | Yes
| Washer & Dryer Combo | Standard | HDABWM1002 |  | Dalxo |  | 2.33 | 60 | [6 empty] | 203.84 |  |  |  |  | 2023 |  | Home Depot | https://www.homedepot.com/p/Dalxo-18lbs-Capacity-Washer-Twin-Tub-2-33-cu-ft-Portable-Washer-Dryer-Combo-Washing-Machine-in-Gray-Black-HDABWM1002/325159423 | No
| Washer & Dryer Combo | Standard | HDAWM1001 |  | Dalxo |  | 1.77 | 60 | [6 empty] | 155.4 |  |  |  |  | 2023 |  | Home Depot | https://www.homedepot.com/p/Dalxo-1-77-cu-ft-22-24-in-W-Portable-Washing-Machines-in-Blue-HDAWM1001/324243528 | No
| Washer & Dryer Combo | Compact | EP24460 |  | Costway |  | 0.79 | 23 | [6 empty] | 296.77 |  |  |  |  | 2023 |  | Home Depot | https://www.homedepot.com/p/Costway-16-9-in-0-79-cu-ft-High-Efficiency-White-Full-Automatic-Top-Load-Washing-Machine-EP24460/313936128 | No
| Washer & Dryer Combo | Standard | HDAWM1002 |  | Dalxo |  | 2.3 | 60 | [6 empty] | 188.16 |  |  |  |  | 2023 |  | Home Depot | https://www.homedepot.com/p/Dalxo-2-3-cu-ft-24-41-in-W-Portable-Washing-Machines-in-Black-HDAWM1002/324243602 | No
| Top Load Washer | Compact | KX96-14 |  |  |  | 1.24 | 28 | [6 empty] | 458.08 |  |  |  |  | 2023 |  | Home Depot | https://www.homedepot.com/p/1-24-cu-ft-Compact-Fully-Automatic-Top-Load-Washer-Machine-in-Gray-KX96-14/322879298 | Yes
| Top Load Washer | Standard | DWM065A1WDB-6 |  | Danby |  | 1.8 | 28 | [6 empty] | 499.99 |  |  |  |  | 2023 |  | Home Depot | https://www.homedepot.com/p/Danby-1-8-cu-ft-Portable-Top-Load-Washer-in-White-DWM065A1WDB-6/315667127 | Yes
| Washer & Dryer Combo | Standard | SPWD2202WE |  | Summit Appliance |  | 2.7 | 99 | [6 empty] | 1492 |  |  |  |  | 2023 |  | Home Depot | https://www.homedepot.com/p/Summit-Appliance-2-7-cu-ft-White-All-in-One-Ventless-Electric-Washer-Dryer-Combo-SPWD2202WE/317722814 | No
| Top Load Washer | Compact | Eh-LKES-9EAA |  |  |  | 1.24 | 28 | [6 empty] | 441.58 |  |  |  |  | 2023 |  | Home Depot | https://www.homedepot.com/p/1-24-cu-ft-Portable-Compact-Fully-Automatic-Washing-Machine-Top-Load-Washer-in-Gray-with-LED-Dsiplay-Eh-LKES-9EAA/323103803 | Yes
| Washer & Dryer Combo | Compact | EZ4400 N -White (V 2.5) + PDL 4455 White |  | EQUATOR ADVANCED Appliances |  | 1.57 | 96 | [6 empty] | 1439.1 |  |  |  |  | 2023 |  | Home Depot | https://www.homedepot.com/p/EQUATOR-ADVANCED-Appliances-1-57-cu-ft-110V-All-in-One-Washer-and-Dryer-Combo-with-Pedestal-in-White-EZ4400-N-White-V-2-5-PDL-4455-White/319033131 | No
| Top Load Washer | Standard | WTW7120HW |  | Whirlpool |  | 5.3 | 263 | [6 empty] | 1149 |  |  |  |  | 2023 |  | Home Depot | https://www.homedepot.com/p/Whirlpool-5-3-cu-ft-Smart-Top-Load-Washing-Machine-in-White-with-Load-and-Go-Built-In-Water-Faucet-and-Stain-Brush-ENERGY-STAR-WTW7120HW/312457233 | Yes
Note on I26: [Threaded comment] Your version of Excel allows you to read this threaded comment; however, any edits to it will get removed if the file is opened in a newer version of Excel. Learn more: https://go.microsoft.com/fwlink/?linkid=870924 Comment: 10,000 - seems to be a typo on the spec sheet

## Clothes Washer Analysis
Table of Contents
Machine Readable Results
Component & Class |  |  | Retail Price Regression, Performance metric 1 | [6 empty] | Retail Price Regression, Performance metric 2 | [6 empty] | Retail Price Regression, Intercepts |  |  | Installation Multiplier |  | Installation Adder |  | Additional Data
Component | Class | Output Units | Coefficient-Low | Coefficient-Mid | Coefficient-High | Metric | Unit | Lower Bound | Upper Bound | Coefficient-Low | Coefficient-Mid | Coefficient-High | Metric | Unit | Lower Bound | Upper Bound | Int-Low | Int-Mid | Int-High | New Construction | Retrofit | New Construction | Retrofit | Lifetime | Cost Variation Considerations | Data Sources | Qualitative Rank | Notes
Clothes Washer | Front Load | 2023$ | -4.5252 | 47.5596 | -53.4678 | Volume | Cubic ft | 1 | 6 | 1.7061 | 0.77014 | 10.6569 | Annual Energy Consumption | kWh/yr | 50 | 158 | 550.1605 | 718.52 | 510.3044 |  |  | 201.7159 | 427.2724 | 11 | Prevailing local wages, Drive time, Local code requirements, Access, Moisture issues present, Need for condensate line/drain, Condition of existing electrical system, Type of equipment | 1, 4 | Medium SS, Low R2, Low Source Diversity
Clothes Washer | Top Load | 2023$ | 107.4619 | 158.5812 | 147.9679 | Volume | Cubic ft | 0.78 | 5.5 | -0.17144 | -0.60798 | 0.69808 | Annual Energy Consumption | kWh/yr | 4.56 | 341 | 113.6777 | 151.9812 | 266.2035 |  |  | 201.7159 | 427.2724 | 11 | Prevailing local wages, Drive time, Local code requirements, Access, Moisture issues present, Need for condensate line/drain, Condition of existing electrical system, Type of equipment | 1 ,4 | High SS, Medium R2, Low Source Diversity
Quantile Regression Results
Front Load
Bounds Metric 1 (Volume): | 1 - 6
Bounds Metric 2 (Energy Consumption): | 50 - 158
Sample Size: | 76
Median R2: | 0.03085
Top Load
Bounds Metric 1 (Volume): | .78 - 5.5
Bounds Metric 2 (Energy Consumption): | 4.56 - 341
Sample Size: | 108
Median R2: | 0.3686

## Cooking Range Data
Table of Contents
Raw Data |  |  |  |  | Performance Metric 1 | Performance Metric 2 |  | Cost Metric | [11 empty] | Labor Calculations | [5 empty] | Labor % multiplier (of Materials & Equipment)
Brand | Individual Model | Product Category | Product Description | Induction? | Capacity (cu-ft) | Width | Number of Burners | Material Price | Labor Hours | Install Labor | Installed Cost (O&P) | Removal Labor | Removal Hours | Date | Source | Notes | Link | Regression | Regression | Component | Product Class | Install | Removal | Total New Construction | Total Retrofit | New Construction (%) | Retrofit (%) | Date of Data | Source
|  | Cooking Range | 30" Minimum | No | 30 |  |  | 700 | 1.6 | 47.5 | 847.5 |  |  | 2023 | RSMeans |  |  | No |  | Cooking Range | Electric |  |  | 143.71 | 279.36 | 100% | 100% | 2023 | Homewyse, RSMeans
|  | Cooking Range | 30" Maximum | No | 30 |  |  | 935 | 4 | 119 | 1219 |  |  | 2023 | RSMeans |  |  | No |  | Cooking Range | Gas |  |  | 218.3 | 353.95 | 100% | 100% | 2023 | Homewyse, RSMeans
|  | Cooking Range | 21" Minimum | No | 21 |  |  | 560 | 4 | 47.5 | 952.5 |  |  | 2023 | RSMeans |  |  | No
|  | Cooking Range | 21" Maximum | No | 21 |  |  | 795 | 1.6 | 119 | 809 |  |  | 2023 | RSMeans |  |  | No
|  |  |  | No | 4.8 |  | 4 | 827 | 2 | 297 | 1124 | 197 | 1 | 2023 | Homewyse | NYC 10162 Urban Low | https://www.homewyse.com/services/cost_to_install_air_conditioning.html | No
|  |  |  | No | 4.8 |  | 4 | 1812 | 2 | 435 | 2247 | 433 | 1 | 2023 | Homewyse | NYC 10162 Urban High | https://www.homewyse.com/services/cost_to_install_air_conditioning.html | No
|  |  |  | No | 4.8 |  | 4 | 772 | 2 | 205 | 977 | 138 | 1 | 2023 | Homewyse | NYC 13045 Rural Low | https://www.homewyse.com/services/cost_to_install_air_conditioning.html | No
|  |  |  | No | 4.8 |  | 4 | 1691 | 2 | 299 | 1990 | 298 | 1 | 2023 | Homewyse | NYC 13045 Rural High | https://www.homewyse.com/services/cost_to_install_air_conditioning.html | No
|  |  |  | No | 4.8 |  | 4 | 795 | 2 | 244 | 1039 | 50 | 1 | 2023 | Homewyse | Chicago 60654 Urban Low | https://www.homewyse.com/services/cost_to_install_air_conditioning.html | No
|  |  |  | No | 4.8 |  | 4 | 1742 | 2 | 356 | 2098 | 188 | 1 | 2023 | Homewyse | Chicago 60654 Urban High | https://www.homewyse.com/services/cost_to_install_air_conditioning.html | No
|  |  |  | No | 4.8 |  | 4 | 777 | 2 | 214 | 991 | 45 | 1 | 2023 | Homewyse | IL 62824Rural Low | https://www.homewyse.com/services/cost_to_install_air_conditioning.html | No
|  |  |  | No | 4.8 |  | 4 | 1703 | 2 | 312 | 2014 | 165 | 1 | 2023 | Homewyse | IL 62684 Rural High | https://www.homewyse.com/services/cost_to_install_air_conditioning.html | No
|  |  |  | No | 4.8 |  | 4 | 762 | 2 | 190 | 952 | 42 | 1 | 2023 | Homewyse | Houston 77081 Urban Low | https://www.homewyse.com/services/cost_to_install_air_conditioning.html | No
|  |  |  | No | 4.8 |  | 4 | 1671 | 2 | 276 | 1948 | 148 | 1 | 2023 | Homewyse | Houston 77081 Urban High | https://www.homewyse.com/services/cost_to_install_air_conditioning.html | No
|  |  |  | No | 4.8 |  | 4 | 762 | 2 | 190 | 952 | 42 | 1 | 2023 | Homewyse | TX 75803 Rural Low | https://www.homewyse.com/services/cost_to_install_air_conditioning.html | No
|  |  |  | No | 4.8 |  | 4 | 1671 | 2 | 276 | 1946 | 148 | 1 | 2023 | Homewyse | TX 75803 Rural High | https://www.homewyse.com/services/cost_to_install_air_conditioning.html | No
|  |  |  | No | 4.8 |  | 4 | 764 | 2 | 193 | 958 | 42 | 1 | 2023 | Homewyse | Atlanta 30332 Urban Low | https://www.homewyse.com/services/cost_to_install_air_conditioning.html | No
|  |  |  | No | 4.8 |  | 4 | 1675 | 2 | 281 | 1957 | 150 | 1 | 2023 | Homewyse | Atlanta 30332 Urban High | https://www.homewyse.com/services/cost_to_install_air_conditioning.html | No
|  |  |  | No | 4.8 |  | 4 | 755 | 2 | 178 | 933 | 40 | 1 | 2023 | Homewyse | GA 31021 Rural Low | https://www.homewyse.com/services/cost_to_install_air_conditioning.html | No
|  |  |  | No | 4.8 |  | 4 | 1655 | 2 | 259 | 1914 | 139 | 1 | 2023 | Homewyse | GA 31021 Rural High | https://www.homewyse.com/services/cost_to_install_air_conditioning.html | No
|  |  |  | No | 4.8 |  | 4 | 789 | 2 | 235 | 1024 | 48 | 1 | 2023 | Homewyse | Los Angeles 90057 Urban Low | https://www.homewyse.com/services/cost_to_install_air_conditioning.html | No
|  |  |  | No | 4.8 |  | 4 | 1730 | 2 | 343 | 2073 | 181 | 1 | 2023 | Homewyse | Los Angeles 90057 Urban High | https://www.homewyse.com/services/cost_to_install_air_conditioning.html | No
|  |  |  | No | 4.8 |  | 4 | 783 | 2 | 224 | 1008 | 46 | 1 | 2023 | Homewyse | CA 95482 Rural Low | https://www.homewyse.com/services/cost_to_install_air_conditioning.html | No
|  |  |  | No | 4.8 |  | 4 | 1717 | 2 | 327 | 2044 | 173 | 1 | 2023 | Homewyse | CA 95482 Rural High | https://www.homewyse.com/services/cost_to_install_air_conditioning.html | No
|  | Cooking Range | Electric Range | No | 1.6 | 19.5 | 4 | 1299.99 | [5 empty] | 2023 | Home Depot |  | https://www.homedepot.com/p/Unique-Appliances-Prestige-20-in-1-6-cu-ft-Electric-Range-with-Convection-Oven-in-Stainless-Steel-UGP-20V-EC-S-S/319726476 | Yes
|  | Cooking Range | Electric Range | No | 1.9 | 23.63 | 4 | 989 | [5 empty] | 2023 | Home Depot |  | https://www.homedepot.com/p/Frigidaire-24-in-1-9-cu-ft-Freestanding-Electric-Range-with-Manual-Clean-in-Stainless-Steel-FFEH2422US/309052067 | Yes
|  | Cooking Range | Gas Range | No | 1.9 | 23.5 | 4 | 1169 | [5 empty] | 2023 | Home Depot |  | https://www.homedepot.com/p/Frigidaire-24-in-1-9-cu-ft-Freestanding-Gas-Range-with-Manual-Clean-in-Stainless-Steel-FFGH2422US/309052102 | Yes
|  | Cooking Range | Electric Range | No | 2.1 | 19.4 | 4 | 999 | [5 empty] | 2023 | Home Depot |  | https://www.homedepot.com/p/Forno-Pallerano-20-in-Electric-Range-4-Burners-Stainless-Steel-FFSEL6052-20/325485461 | Yes
|  | Cooking Range | Gas Range | No | 2.1 | 22 | 4 | 693.21 | [5 empty] | 2023 | Home Depot |  | https://www.homedepot.com/p/20-in-2-1-cu-ft-4-Burner-Gas-Range-in-White-GR2011CW/325110120 | Yes
Forno | FFSGS6265-20 | Cooking Range | Gas Range | No | 2.1 | 19.5 | 4 | 999 | [5 empty] | 2023 | Home Depot |  | https://www.homedepot.com/p/Forno-Lamazze-20-in-Gas-Range-4-Burners-in-Stainless-Steel-FFSGS6265-20/325579533 | Yes
|  | Cooking Range | Gas Range | No | 2.1 | 19.5 | 4 | 1099.25 | [5 empty] | 2023 | Home Depot |  | https://www.homedepot.com/p/Avanti-Elite-Series-20-in-2-1-cu-ft-Gas-Range-in-Stainless-Steel-DGR20P3S/325110243 | Yes
|  | Cooking Range | Electric Range | No | 2.2 | 24 | 4 | 1079 | [5 empty] | 2023 | Home Depot |  | https://www.homedepot.com/p/Magic-Chef-24-in-2-2-cu-ft-Electric-Range-with-Convection-in-Stainless-Steel-MCSRE24S/302692526 | Yes
|  | Cooking Range | Electric Range | No | 2.2 | 23.6 | 4 | 1299.99 | [5 empty] | 2023 | Home Depot |  | https://www.homedepot.com/p/Galanz-24-in-Electric-Range-in-Stainless-Steel-2-2-cu-ft-Oven-GL1FR24ASSARN/313973586 | Yes
|  | Cooking Range | Electric Range | No | 2.3 | 19.5 | 4 | 594.89 | [5 empty] | 2023 | Home Depot |  | https://www.homedepot.com/p/Summit-Appliance-20-in-2-3-cu-ft-Electric-Range-in-White-RE203W1/316697126 | Yes
|  | Cooking Range | Electric Range | No | 2.3 | 19.75 | 4 | 799 | [5 empty] | 2023 | Home Depot |  | https://www.homedepot.com/p/Hotpoint-20-in-2-3-cu-ft-Freestanding-Electric-Range-in-White-RAS200DMWW/306296819 | Yes
|  | Cooking Range | Electric Range | No | 2.3 | 20 | 4 | 836.75 | [5 empty] | 2023 | Home Depot |  | https://www.homedepot.com/p/Summit-Appliance-20-in-2-3-cu-ft-Slide-In-Electric-Range-in-White-REX2051WRT/309701002 | Yes
|  | Cooking Range | Electric Range | No | 2.3 | 18.75 | 4 | 926.25 | [5 empty] | 2023 | Home Depot |  | https://www.homedepot.com/p/Summit-Appliance-20-in-2-3-cu-ft-Slide-In-Electric-Range-in-Stainless-Steel-REX2071SSRT/309701005 | Yes
Summit Appliance | RG200WS1 | Cooking Range | Gas Range | No | 2.3 | 19.5 | 4 | 665.29 | [5 empty] | 2023 | Home Depot |  | https://www.homedepot.com/p/Summit-Appliance-20-in-2-3-cu-ft-Gas-Range-in-White-RG200WS1/316697019 | Yes
Summit Appliance | PRO201SS | Cooking Range | Gas Range | No | 2.3 | 20 | 4 | 857 | [5 empty] | 2023 | Home Depot |  | https://www.homedepot.com/p/Summit-Appliance-20-in-2-3-cu-ft-Gas-Range-in-Stainless-Steel-PRO201SS/309893891 | Yes
|  | Cooking Range | Gas Range | No | 2.3 | 23.4 | 4 | 1099 | [5 empty] | 2023 | Home Depot |  | https://www.homedepot.com/p/Forno-Breno-24-in-Gas-Range-4-Sealed-Burners-FFSGS6272-24/325579532 | Yes
|  | Cooking Range | Electric Range | No | 2.4 | 20 | 4 | 817.39 | [5 empty] | 2023 | Home Depot |  | https://www.homedepot.com/p/Premier-20-in-2-42-cu-ft-Electric-Range-in-White-EAK100OP/202988057 | Yes
|  | Cooking Range | Electric Range | No | 2.4 | 20 | 4 | 895.31 | [5 empty] | 2023 | Home Depot |  | https://www.homedepot.com/p/Premier-20-in-2-42-cu-ft-Electric-Range-in-White-EAKLOHOP/202988064 | Yes
|  | Cooking Range | Electric Range | No | 2.4 | 20 | 5 | 1007.83 | [5 empty] | 2023 | Home Depot |  | https://www.homedepot.com/p/Premier-20-in-2-42-cu-ft-Freestanding-Smooth-Top-Electric-Range-in-White-EAS2X0OP/300052039 | Yes
|  | Cooking Range | Electric Range | No | 2.4 | 24.13 | 4 | 1480.4 | [5 empty] | 2023 | Home Depot |  | https://www.homedepot.com/p/Summit-Appliance-24-in-2-4-cu-ft-Slide-In-Electric-Range-in-Stainless-Steel-CLRE24E/317646337 | Yes
|  | Cooking Range | Gas Range | No | 2.4 | 20 | 4 | 831.61 | [5 empty] | 2023 | Home Depot |  | https://www.homedepot.com/p/Premier-20-in-2-42-cu-ft-Gas-Range-in-White-SAK100OP/202988017 | Yes
|  | Cooking Range | Gas Range | No | 2.4 | 20.19 | 4 | 1028.2 | [5 empty] | 2023 | Home Depot |  | https://www.homedepot.com/p/Premier-20-in-2-42-cu-ft-Freestanding-Gas-Range-with-Sealed-Burners-in-Black-SHK100BP/204590998 | Yes
|  | Cooking Range | Gas Range | No | 2.4 | 20 | 4 | 1069.13 | [5 empty] | 2023 | Home Depot |  | https://www.homedepot.com/p/Premier-20-in-2-42-cu-ft-Freestanding-Gas-Range-in-White-SAK220OP/202988019 | Yes
|  | Cooking Range | Gas Range | No | 2.4 | 20 | 4 | 1094.16 | [5 empty] | 2023 | Home Depot |  | https://www.homedepot.com/p/Premier-20-in-2-42-cu-ft-Battery-Spark-Ignition-Gas-Range-in-White-BHK5X0OP/205389925 | Yes
|  | Cooking Range | Gas Range | No | 2.4 | 20.19 | 4 | 1143.96 | [5 empty] | 2023 | Home Depot |  | https://www.homedepot.com/p/Premier-20-in-2-42-cu-ft-Gas-Range-in-Black-SAK220BP/205390046 | Yes
Unique | UGP-20G OF1 W | Cooking Range | Gas Range | No | 2.4 | 20 | 4 | 1334.99 | [5 empty] | 2023 | Home Depot |  | https://www.homedepot.com/p/Unique-20-in-2-4-cu-ft-Propane-Gas-Off-Grid-Range-with-Battery-Ignition-Sealed-Burners-in-White-UGP-20G-OF1-W/306699581 | Yes
|  | Cooking Range | Gas Range | No | 2.4 | 20 | 4 | 1666.46 | [5 empty] | 2023 | Home Depot |  | https://www.homedepot.com/p/Premier-20-in-2-42-cu-ft-Freestanding-Gas-Range-with-Sealed-Burners-in-Black-SHK220BP/204591014 | Yes
|  | Cooking Range | Gas Range | No | 2.4 | 20 | 4 | 2127.08 | [5 empty] | 2023 | Home Depot |  | https://www.homedepot.com/p/Premier-ProSeries-20-in-2-42-cu-ft-Freestanding-Gas-Range-with-Sealed-Burners-in-Stainless-Steel-P20S3102PS/207173020 | Yes
|  | Cooking Range | Gas Range | No | 2.4 | 23.63 | 4 | 3499 | [5 empty] | 2023 | Home Depot |  | https://www.homedepot.com/p/Hallman-24-in-2-4-cu-ft-Single-Oven-Italian-Gas-Range-with-True-Convection-4-Burners-Brass-Trim-in-Matte-Graphite-HGR24BSMG/304503152 | Yes
|  | Cooking Range | Gas Range | No | 2.4 | 23.63 | 4 | 3509 | [5 empty] | 2023 | Home Depot |  | https://www.homedepot.com/p/Hallman-24-in-2-4-cu-ft-Single-Oven-Italian-Gas-Range-with-True-Convection-4-Burners-LP-Gas-Brass-Trim-Stainless-Steel-HGR24BSSSLP/304542476 | Yes
|  | Cooking Range | Gas Range | No | 2.4 | 23.63 | 4 | 3509 | [5 empty] | 2023 | Home Depot |  | https://www.homedepot.com/p/Hallman-24-in-2-4-cu-ft-Single-Oven-Italian-Gas-Range-with-True-Convection-4-Burners-Brass-Trim-in-Stainless-Steel-HGR24BSSS/304544164 | Yes
|  | Cooking Range | Gas Range | No | 2.4 | 23.63 | 4 | 3509 | [5 empty] | 2023 | Home Depot |  | https://www.homedepot.com/p/Hallman-24-in-2-4-cu-ft-Single-Oven-Italian-Gas-Range-with-True-Convection-4-Burners-Chrome-Trim-in-Emerald-Green-HGR24CMGN/304516259 | Yes
|  | Cooking Range | Gas Range | No | 2.5 | 20 | 4 | 687.01 | [5 empty] | 2023 | Home Depot |  | https://www.homedepot.com/p/Summit-Appliance-20-in-2-46-cu-ft-Gas-Range-in-White-WNM1107/202694710 | Yes
|  | Cooking Range | Gas Range | No | 2.5 | 20 | 4 | 745.72 | [5 empty] | 2023 | Home Depot |  | https://www.homedepot.com/p/Summit-Appliance-20-in-2-46-cu-ft-LP-Gas-Range-in-White-Battery-Powered-WLM110P/318336945 | Yes
|  | Cooking Range | Electric Range | No | 2.6 | 19.5 | 4 | 737 | [5 empty] | 2023 | Home Depot |  | https://www.homedepot.com/p/Amana-2-6-cu-ft-Electric-Range-in-White-AEP222VAW/100665814 | Yes
Amana | AGG222VDW | Cooking Range | Gas Range | No | 2.6 | 19.75 | 4 | 737 | [5 empty] | 2023 | Home Depot |  | https://www.homedepot.com/p/Amana-20-in-2-6-cu-ft-Gas-Range-in-White-AGG222VDW/100658987 | Yes
|  | Cooking Range | Gas Range | No | 2.7 | 20 | 4 | 359 | [5 empty] | 2023 | Home Depot |  | https://www.homedepot.com/p/Whirlpool-20-in-2-7-cu-ft-Gas-Range-with-Self-Cleaning-Oven-in-Stainless-Steel-LWWR5000S/315101119 | Yes
Magic Chef | MCSRG24S2 | Cooking Range | Gas Range | No | 2.7 | 23.6 | 4 | 1099 | [5 empty] | 2023 | Home Depot |  | https://www.homedepot.com/p/Magic-Chef-24-in-4-Burner-Freestanding-Gas-Range-in-Stainless-Steel-MCSRG24S2/324722309 | Yes
|  | Cooking Range | Gas Range | No | 2.7 | 23.6 | 4 | 1161.66 | [5 empty] | 2023 | Home Depot |  | https://www.homedepot.com/p/Cosmo-24-in-2-73-cu-ft-Single-Oven-Gas-Range-with-4-Burner-Cooktop-and-Heavy-Duty-Cast-Iron-Grates-in-Stainless-Steel-COS-244AGC/308840919 | Yes
|  | Cooking Range | Gas Range | No | 2.7 | 23.25 | 4 | 1185.24 | [5 empty] | 2023 | Home Depot |  | https://www.homedepot.com/p/Summit-Appliance-24-in-2-7-cu-ft-Slide-In-Gas-Range-in-Stainless-Steel-and-Black-PRO24G/203736972 | Yes
|  | Cooking Range | Gas Range | No | 2.8 | 24 | 4 | 3899.95 | [5 empty] | 2023 | Home Depot |  | https://www.homedepot.com/p/ZLINE-Kitchen-and-Bath-ZLINE-24-in-2-8-cu-ft-Gas-Range-with-Gas-Stove-and-Gas-Oven-in-Black-Stainless-Steel-with-Champagne-Bronze-Accents-RGBZ-24-CB/322592306 | Yes
|  | Cooking Range | Electric Range | No | 2.9 | 23.5 | 4 | 649 | [5 empty] | 2023 | Home Depot |  | https://www.homedepot.com/p/Summit-Appliance-24-in-2-9-cu-ft-Electric-Range-in-White-RE2411W/308495872 | Yes
Summit Appliance | RG244WS | Cooking Range | Gas Range | No | 2.9 | 23.5 | 4 | 651.25 | [5 empty] | 2023 | Home Depot |  | https://www.homedepot.com/p/Summit-Appliance-24-in-2-9-cu-ft-Gas-Range-in-White-RG244WS/308495918 | Yes
|  | Cooking Range | Gas Range | No | 2.9 | 23.5 | 4 | 651.25 | [5 empty] | 2023 | Home Depot |  | https://www.homedepot.com/p/Summit-Appliance-24-in-2-9-cu-ft-Gas-Range-in-White-RG244WS1/316697120 | Yes
|  | Cooking Range | Electric Range | No | 2.9 | 23.75 | 4 | 799 | [5 empty] | 2023 | Home Depot |  | https://www.homedepot.com/p/Hotpoint-24-in-2-9-cu-ft-Electric-Range-Oven-in-White-RAS240DMWW/306294962 | Yes
|  | Cooking Range | Electric Range | No | 2.9 | 23.75 | 4 | 849 | [5 empty] | 2023 | Home Depot |  | https://www.homedepot.com/p/Hotpoint-24-in-2-9-cu-ft-Electric-Range-Oven-in-White-RAS300DMWW/306294968 | Yes
|  | Cooking Range | Electric Range | No | 2.9 | 23.4 | 4 | 899.99 | [5 empty] | 2023 | Home Depot |  | https://www.homedepot.com/p/LANBO-24-in-4-Element-Freestanding-Single-Oven-Electric-Range-in-Stainless-Steel-with-Air-Fry-Rotisserie-and-True-Convection-LB-ERT24RC-S/326075916 | Yes
|  | Cooking Range | Electric Range | No | 2.9 | 23.5 | 4 | 928.13 | [5 empty] | 2023 | Home Depot |  | https://www.homedepot.com/p/Summit-Appliance-24-in-2-9-cu-ft-Electric-Range-in-White-RE2411W1/316698023 | Yes
|  | Cooking Range | Electric Range | No | 2.9 | 24 | 4 | 1145 | [5 empty] | 2023 | Home Depot |  | https://www.homedepot.com/p/Summit-Appliance-24-in-2-9-cu-ft-Slide-In-Electric-Range-in-Stainless-Steel-TEM610BRWY/204489389 | Yes
|  | Cooking Range | Electric Range | No | 2.9 | 23.88 | 4 | 1299 | [5 empty] | 2023 | Home Depot |  | https://www.homedepot.com/p/GE-24-in-2-9-cu-ft-Element-Freestanding-Electric-Range-in-Stainless-Steel-JAS640RMSS/306283705 | Yes
|  | Cooking Range | Electric Range | No | 2.9 | 36 | 4 | 1390 | [5 empty] | 2023 | Home Depot |  | https://www.homedepot.com/p/Summit-Appliance-36-in-2-9-cu-ft-Electric-Range-in-White-WEM430KW/204489400 | Yes
|  | Cooking Range | Electric Range | No | 2.9 | 24 | 4 | 1699 | [5 empty] | 2023 | Home Depot |  | https://www.homedepot.com/p/Haier-24-in-2-9-cu-ft-Electric-Range-with-Self-Cleaning-Convection-Oven-in-Stainless-Steel-QAS740RMSS/306195372 | Yes
|  | Cooking Range | Gas Range | No | 2.9 | 24 | 4 | 834.26 | [5 empty] | 2023 | Home Depot |  | https://www.homedepot.com/p/Summit-Appliance-24-in-2-9-cu-ft-Gas-Range-in-White-WNM6307KW/204489752 | Yes
Hotpoint | RGAS300DMWW | Cooking Range | Gas Range | No | 2.9 | 23.75 | 4 | 899 | [5 empty] | 2023 | Home Depot |  | https://www.homedepot.com/p/Hotpoint-24-in-2-9-cu-ft-Freestanding-Gas-Range-in-White-RGAS300DMWW/306308766 | Yes
Haier | QGAS740RMSS | Cooking Range | Gas Range | No | 2.9 | 24 | 4 | 1098 | [5 empty] | 2023 | Home Depot |  | https://www.homedepot.com/p/Haier-24-in-2-9-cu-ft-Gas-Range-with-Convection-Oven-in-Stainless-Steel-QGAS740RMSS/306286591 | Yes
GE | JGAS640RMSS | Cooking Range | Gas Range | No | 2.9 | 24 | 4 | 1199 | [5 empty] | 2023 | Home Depot |  | https://www.homedepot.com/p/GE-24-in-2-9-cu-ft-Freestanding-Gas-Range-in-Stainless-Steel-JGAS640RMSS/306295594 | Yes
|  | Cooking Range | Gas Range | No | 2.9 | 24 | 4 | 1502.53 | [5 empty] | 2023 | Home Depot |  | https://www.homedepot.com/p/Unique-Appliances-Classic-Retro-24-in-2-9-cu-ft-Retro-Gas-Range-with-Convection-Oven-in-Marshmallow-White-UGP-24CR-W/312503548 | Yes
|  | Cooking Range | Electric Range | No | 3 | 24 | 4 | 936.37 | [5 empty] | 2023 | Home Depot |  | https://www.homedepot.com/p/Premier-24-in-2-97-cu-ft-Electric-Range-in-White-ECK100OP/202988066 | Yes
|  | Cooking Range | Electric Range | No | 3 | 24 | 5 | 1089 | [5 empty] | 2023 | Home Depot |  | https://www.homedepot.com/p/Premier-24-in-2-97-cu-ft-Freestanding-Smooth-Top-Electric-Range-in-White-ECS2X0OP/300052169 | Yes
|  | Cooking Range | Electric Range | No | 3 | 24 | 4 | 1367 | [5 empty] | 2023 | Home Depot |  | https://www.homedepot.com/p/Whirlpool-2-96-cu-ft-Single-Oven-Electric-Range-with-Upswept-Spill-Guard-Cooktop-in-Stainless-Steel-WFE500M4HS/305572839 | Yes
|  | Cooking Range | Electric Range | No | 3 | 27.13 | 4 | 1949 | [5 empty] | 2023 | Home Depot |  | https://www.homedepot.com/p/GE-27-in-3-0-cu-ft-Drop-In-Electric-Range-with-Self-Cleaning-Oven-in-White-JM250DTWW/321036259 | Yes
|  | Cooking Range | Electric Range | No | 3 | 27.13 | 4 | 1949 | [5 empty] | 2023 | Home Depot |  | https://www.homedepot.com/p/GE-27-in-Drop-In-Electric-Range-with-Self-Cleaning-Oven-in-White-JM250DFWW/204388778 | Yes
|  | Cooking Range | Gas Range | No | 3 | 24 | 4 | 1457 | [5 empty] | 2023 | Home Depot |  | https://www.homedepot.com/p/Whirlpool-3-0-cu-ft-Gas-Range-with-Sealed-Burners-in-Stainless-Steel-WFG500M4HS/305573380 | Yes
|  | Cooking Range | Gas Range | No | 3 | 24 | 4 | 1526.78 | [5 empty] | 2023 | Home Depot |  | https://www.homedepot.com/p/Premier-24-in-2-97-cu-ft-Freestanding-Gas-Range-in-Black-SCK100BP/202988430 | Yes
|  | Cooking Range | Gas Range | No | 3 | 24 | 4 | 1544.83 | [5 empty] | 2023 | Home Depot |  | https://www.homedepot.com/p/Premier-24-in-2-97-cu-ft-Freestanding-Gas-Range-in-Black-SCK3XRBP/202988026 | Yes
|  | Cooking Range | Gas Range | No | 3 | 24 | 4 | 1734.28 | [5 empty] | 2023 | Home Depot |  | https://www.homedepot.com/p/Premier-24-in-2-97-cu-ft-Freestanding-Sealed-Burner-Spark-Ignition-Gas-Range-in-Black-SJK340BP/202988039 | Yes
|  | Cooking Range | Gas Range | No | 3 | 24 | 4 | 2264.02 | [5 empty] | 2023 | Home Depot |  | https://www.homedepot.com/p/Premier-ProSeries-24-in-2-97-cu-ft-Freestanding-Gas-Range-with-Sealed-Burners-in-Stainless-Steel-P24S3402PS/207173082 | Yes
|  | Cooking Range | Gas Range | No | 3.1 | 24 | 4 | 1599.99 | [5 empty] | 2023 | Home Depot |  | https://www.homedepot.com/p/Unique-Appliances-Off-Grid-Classic-Retro-24-in-3-cu-ft-Retro-Propane-Gas-Range-with-Battery-Ignition-in-Marshmallow-White-UGP-24CR-OF1-W/319680113 | Yes
Bosch | HGS8655UC | Cooking Range | Gas Range | No | 3.5 | 35.94 | 6 | 4899 | [5 empty] | 2023 | Home Depot |  | https://www.homedepot.com/p/Bosch-800-Series-36-in-3-5-cu-ft-Industrial-Style-Gas-Range-with-6-Burners-in-Stainless-Steel-HGS8655UC/313882302 | Yes
|  | Cooking Range | Electric Range | Induction | 3.7 | 36 | 5 | 6199 | [5 empty] | 2023 | Home Depot |  | https://www.homedepot.com/p/Bosch-800-Series-36-in-3-7-cu-ft-5-Element-Electric-Industrial-Style-Induction-Range-with-Convection-Pro-in-Stainless-Steel-HIS8655U/321966491 | No
Cosmo | COS-EPGR244 | Cooking Range | Gas Range | No | 3.7 | 23.8 | 4 | 1549.99 | [5 empty] | 2023 | Home Depot |  | https://www.homedepot.com/p/Cosmo-24-in-3-73-cu-ft-Commercial-Style-Gas-Range-with-Single-Convection-Oven-in-Stainless-Steel-COS-EPGR244/318581319 | Yes
|  | Cooking Range | Gas Range | No | 3.7 | 23.875 | 4 | 1799 | [5 empty] | 2023 | Home Depot |  | https://www.homedepot.com/p/Thor-Kitchen-24-in-3-7-cu-ft-Gas-Range-with-Convection-in-Stainless-Steel-LRG2401U/319120270 | Yes
|  | Cooking Range | Gas Range | No | 3.7 | 23.875 | 4 | 1899 | [5 empty] | 2023 | Home Depot |  | https://www.homedepot.com/p/Thor-Kitchen-24-in-3-7-cu-ft-LP-Gas-Range-with-Convection-in-Stainless-Steel-LRG2401ULP/319121175 | Yes
Bosch | HGS8055UC | Cooking Range | Gas Range | No | 3.7 | 29.94 | 5 | 3699 | [5 empty] | 2023 | Home Depot |  | https://www.homedepot.com/p/Bosch-800-Series-30-in-3-7-cu-ft-Industrial-Style-Gas-Range-with-5-Burners-in-Stainless-Steel-HGS8055UC/313882300 | Yes
|  | Cooking Range | Gas Range | No | 3.8 | 20 | 4 | 231 | [5 empty] | 2023 | Home Depot |  | https://www.homedepot.com/p/Amana-20-in-4-Burner-Freestanding-Gas-Range-in-Stainless-Steel-LAGR5300D/325415064 | Yes
Cosmo | COS-965AGFC | Cooking Range | Gas Range | No | 3.8 | 35.5 | 5 | 1829.99 | [5 empty] | 2023 | Home Depot |  | https://www.homedepot.com/p/Cosmo-36-in-3-8-cu-ft-Single-Oven-Gas-Range-with-5-Burner-Cooktop-and-Heavy-Duty-Cast-Iron-Grates-in-Stainless-Steel-COS-965AGFC/304009213 | Yes
Cosmo | COS-965AGC | Cooking Range | Gas Range | No | 3.8 | 35.5 | 5 | 1829.99 | [5 empty] | 2023 | Home Depot |  | https://www.homedepot.com/p/Cosmo-36-in-3-8-cu-ft-Single-Oven-Gas-Range-with-5-Burner-Cooktop-and-Heavy-Duty-Cast-Iron-Grates-in-Stainless-Steel-COS-965AGC/303997475 | Yes
Forno | FFSGS6156-36 | Cooking Range | Dual Fuel Range | No | 5.4 | 36 | 6 | 2099 | [5 empty] | 2023 | Home Depot |  | https://www.homedepot.com/p/Forno-Galiano-36-in-Freestanding-Pro-Gas-Range-with-6-Sealed-Burners-and-Electric-240-Volt-Oven-in-Stainless-Steel-FFSGS6156-36/312994078 | No
|  | Cooking Range | Gas Range | No | 3.8 | 36 | 5 | 3623.65 | [5 empty] | 2023 | Home Depot |  | https://www.homedepot.com/p/Ancona-36-in-3-8-cu-ft-5-Burners-Dual-Fuel-Gas-Range-in-Stainless-Steel-with-True-European-Convection-Oven-AN-2221/317008661 | Yes
|  | Cooking Range | Electric Range | No | 3.9 | 30 | 5 | 2251.46 | [5 empty] | 2023 | Home Depot |  | https://www.homedepot.com/p/Unique-Appliances-Classic-Retro-30-5-element-Freestanding-Electric-Range-with-Convection-Oven-in-Ocean-Mist-Turquoise-UGP-30CR-EC-T/322964228 | Yes
|  | Cooking Range | Electric Range | Induction | 3.9 | 29.938 | 4 | 4399 | [5 empty] | 2023 | Home Depot |  | https://www.homedepot.com/p/Bosch-800-Series-30-in-3-9-cu-ft-4-Element-Electric-Industrial-Style-Induction-Range-with-Convection-Pro-in-Stainless-Steel-HIS8055U/321966486 | No
|  | Cooking Range | Gas Range | No | 3.9 | 30 | 4 | 970 | [5 empty] | 2023 | Home Depot |  | https://www.homedepot.com/p/Premier-30-in-3-91-cu-ft-Freestanding-Gas-Range-in-White-SFK100OP/202988028 | Yes
|  | Cooking Range | Gas Range | No | 3.9 | 36 | 4 | 1253 | [5 empty] | 2023 | Home Depot |  | https://www.homedepot.com/p/Premier-36-in-3-91-cu-ft-Battery-Spark-Ignition-Gas-Range-in-White-BLK100OP/203358163 | Yes
|  | Cooking Range | Gas Range | No | 3.9 | 30 | 4 | 1387.24 | [5 empty] | 2023 | Home Depot |  | https://www.homedepot.com/p/Premier-30-in-3-91-cu-ft-Recessed-Gas-Range-in-Stainless-Steel-4-Burner-with-Power-Cord-SFK600BP/311148474 | Yes
Unique Appliances | UGP-30CR LG | Cooking Range | Gas Range | No | 3.9 | 30 | 4 | 1793.53 | [5 empty] | 2023 | Home Depot |  | https://www.homedepot.com/p/Unique-Appliances-Classic-Retro-30-in-3-9-cu-ft-Retro-Gas-Range-with-Convection-Oven-in-Summer-Mint-Green-UGP-30CR-LG/316320726 | Yes
|  | Cooking Range | Gas Range | No | 3.9 | 30 | 4 | 1799 | [5 empty] | 2023 | Home Depot |  | https://www.homedepot.com/p/30-in-3-9-cu-ft-4-Burner-Off-Grid-Freestanding-Propane-Gas-Range-in-Stainless-Steel-UGP-30G-OF2-S-S/320625643 | Yes
|  | Cooking Range | Gas Range | No | 3.9 | 36 | 4 | 1831.36 | [5 empty] | 2023 | Home Depot |  | https://www.homedepot.com/p/Premier-36-in-3-91-cu-ft-Freestanding-Gas-Range-in-White-with-Black-Trim-SLK240WP/202988045 | Yes
|  | Cooking Range | Gas Range | No | 3.9 | 30 | 4 | 2397.58 | [5 empty] | 2023 | Home Depot |  | https://www.homedepot.com/p/Premier-ProSeries-30-in-3-91-cu-ft-Battery-Spark-Ignition-Gas-Range-in-Stainless-Steel-P30B3202PS/207175698 | Yes
|  | Cooking Range | Gas Range | No | 3.9 | 30 | 4 | 2406.23 | [5 empty] | 2023 | Home Depot |  | https://www.homedepot.com/p/Premier-ProSeries-30-in-3-91-cu-ft-Gas-Range-in-Stainless-Steel-P30S3202PS/207175706 | Yes
|  | Cooking Range | Gas Range | No | 3.9 | 30 | 4 | 2471.73 | [5 empty] | 2023 | Home Depot |  | https://www.homedepot.com/p/Premier-ProSeries-30-in-3-91-cu-ft-Battery-Spark-Ignition-Gas-Range-in-Stainless-Steel-P30B3102PS/207175702 | Yes
|  | Cooking Range | Gas Range | No | 3.9 | 36 | 6 | 2528.79 | [5 empty] | 2023 | Home Depot |  | https://www.homedepot.com/p/Premier-36-in-3-91-cu-ft-Gas-Range-with-Sealed-Burners-in-Black-STK2X0BP/207175511 | Yes
|  | Cooking Range | Gas Range | No | 3.9 | 36 | 6 | 2559.02 | [5 empty] | 2023 | Home Depot |  | https://www.homedepot.com/p/Premier-ProSeries-36-in-3-91-cu-ft-Gas-Range-in-Stainless-Steel-P36S148BP/202988103 | Yes
|  | Cooking Range | Gas Range | No | 3.9 | 36 | 6 | 2997.62 | [5 empty] | 2023 | Home Depot |  | https://www.homedepot.com/p/Premier-ProSeries-36-in-3-91-cu-ft-Gas-Range-in-Stainless-Steel-P36S3282PS/207175741 | Yes
|  | Cooking Range | Gas Range | No | 3.9 | 36 | 6 | 3185.91 | [5 empty] | 2023 | Home Depot |  | https://www.homedepot.com/p/Premier-ProSeries-36-in-3-91-cu-ft-Gas-Range-in-Stainless-Steel-P36S3182PS/207175739 | Yes
|  | Cooking Range | Gas Range | No | 3.9 | 36 | 6 | 3265.76 | [5 empty] | 2023 | Home Depot |  | https://www.homedepot.com/p/Premier-ProSeries-36-in-3-91-cu-ft-Battery-Spark-Ignition-Gas-Range-in-Stainless-Steel-P36B3182PS/207175738 | Yes
KitchenAid | KFGC500JSS | Cooking Range | Gas Range | No | 4.1 | 29.88 | 4 | 4139 | [5 empty] | 2023 | Home Depot |  | https://www.homedepot.com/p/KitchenAid-30-in-4-1-cu-ft-Smart-Commercial-Style-Gas-Range-with-Self-Cleaning-and-True-Convection-in-Stainless-Steel-KFGC500JSS/311780769 | Yes
Kucht | KNG301-W | Cooking Range | Gas Range | No | 4.2 | 30 | 4 | 2085.5 | [5 empty] | 2023 | Home Depot |  | https://www.homedepot.com/p/Kucht-Pro-Style-30-in-4-2-cu-ft-Natural-Gas-Range-with-Sealed-Burners-and-Convection-Oven-in-White-Oven-Door-KNG301-W/313903481 | Yes
|  | Cooking Range | Gas Range | No | 4.2 | 30 | 4 | 2219.08 | [5 empty] | 2023 | Home Depot |  | https://www.homedepot.com/p/Kucht-Pro-Style-30-in-4-2-cu-ft-Propane-Gas-Range-with-Sealed-Burners-and-Convection-Oven-with-Silver-Oven-Door-KNG301-LP-S/313902113 | Yes
|  | Cooking Range | Gas Range | No | 4.2 | 35.4 | 4 | 2314.57 | [5 empty] | 2023 | Home Depot |  | https://www.homedepot.com/p/Empava-30-in-4-2-cu-ft-Pro-Style-Slide-In-Single-Oven-Gas-Range-with-4-Sealed-Burners-in-Stainless-Steel-EMPV-30GR03/313007952 | Yes
|  | Cooking Range | Gas Range | No | 4.2 | 30 | 4 | 2420 | [5 empty] | 2023 | Home Depot |  | https://www.homedepot.com/p/Kucht-Professional-30-in-4-2-cu-ft-Natural-Gas-Range-with-Power-Burner-and-Convection-Oven-in-Stainless-Steel-KFX300/315781215 | Yes
|  | Cooking Range | Gas Range | No | 4.2 | 30 | 4 | 2468.75 | [5 empty] | 2023 | Home Depot |  | https://www.homedepot.com/p/Empava-30-in-4-2-cu-ft-Single-Oven-Gas-Range-with-4-Sealed-Ultra-High-Low-Burners-in-Stainless-Steel-EMP-30GR07/318752190 | Yes
|  | Cooking Range | Gas Range | No | 4.2 | 30 | 4 | 2525.6 | [5 empty] | 2023 | Home Depot |  | https://www.homedepot.com/p/Kucht-Professional-30-in-4-2-cu-ft-Natural-Gas-Range-with-Power-Burner-Convection-Oven-in-Stainless-Steel-with-Black-Knobs-KFX300-K/317423374 | Yes
Kucht | KFX300/LP | Cooking Range | Gas Range | No | 4.2 | 30 | 4 | 2526.19 | [5 empty] | 2023 | Home Depot |  | https://www.homedepot.com/p/Kucht-Professional-30-in-4-2-cu-ft-Propane-Gas-Range-with-Power-Burner-and-Convection-Oven-in-Stainless-Steel-KFX300-LP/315781219 | Yes
|  | Cooking Range | Gas Range | No | 4.2 | 30 | 4 | 2527.5 | [5 empty] | 2023 | Home Depot |  | https://www.homedepot.com/p/Empava-30-in-4-2-cu-ft-Single-Oven-Freestanding-Gas-Range-with-4-Burners-in-Stainless-Steel-EPV-30GR07/318963664 | Yes
|  | Cooking Range | Gas Range | No | 4.2 | 30 | 4 | 2543.2 | [5 empty] | 2023 | Home Depot |  | https://www.homedepot.com/p/Kucht-Professional-30-in-4-2-cu-ft-Natural-Gas-Range-with-Power-Burner-Convection-Oven-in-Stainless-Steel-with-Blue-Knobs-KFX300-B/317423373 | Yes
|  | Cooking Range | Gas Range | No | 4.2 | 30 | 4 | 2552 | [5 empty] | 2023 | Home Depot |  | https://www.homedepot.com/p/Kucht-Professional-30-in-4-2-cu-ft-Propane-Gas-Range-with-Power-Burner-Convection-Oven-in-Stainless-Steel-with-Black-Knobs-KFX300-LP-K/317429814 | Yes
|  | Cooking Range | Gas Range | No | 4.2 | 35.4 | 4 | 2582.21 | [5 empty] | 2023 | Home Depot |  | https://www.homedepot.com/p/Empava-Pro-Style-Freestanding-30-in-4-2-cu-ft-Single-Oven-Gas-Range-with-4-Sealed-Burners-in-Stainless-Steel-EMP-30GR03/314114523 | Yes
|  | Cooking Range | Gas Range | No | 4.2 | 30 | 4 | 2599 | [5 empty] | 2023 | Home Depot |  | https://www.homedepot.com/p/Thor-Kitchen-30-in-4-2-cu-ft-Gas-Range-in-Stainless-Steel-HRG3080U/300934931 | Yes
|  | Cooking Range | Gas Range | No | 4.2 | 30 | 4 | 2699 | [5 empty] | 2023 | Home Depot |  | https://www.homedepot.com/p/Thor-Kitchen-Pre-Converted-Propane-30-in-4-2-cu-ft-Gas-Range-in-Stainless-Steel-HRG3080ULP/313181388 | Yes
|  | Cooking Range | Gas Range | No | 4.2 | 30 | 4 | 2699 | [5 empty] | 2023 | Home Depot |  | https://www.homedepot.com/p/Hallman-BOLD-30-4-2-Cu-Ft-4-Burner-Freestanding-All-Gas-Range-with-Gas-Stove-and-Gas-Oven-in-White-HBRG30CMWT/323486068 | Yes
|  | Cooking Range | Gas Range | No | 4.2 | 30 | 4 | 2699 | [5 empty] | 2023 | Home Depot |  | https://www.homedepot.com/p/Hallman-BOLD-30-in-4-2-cu-ft-4-Burner-Freestanding-All-Gas-Range-with-Gas-Stove-and-Gas-Oven-in-White-HBRG30CMWT-LP/323486046 | Yes
|  | Cooking Range | Gas Range | No | 4.2 | 30 | 4 | 2699 | [5 empty] | 2023 | Home Depot |  | https://www.homedepot.com/p/Hallman-BOLD-30-in-4-2-cu-ft-4-Burner-Freestanding-All-Gas-Range-with-Gas-Stove-and-Gas-Oven-in-Black-Stainless-Steel-HBRG30CMGB-LP/323354210 | Yes
|  | Cooking Range | Gas Range | No | 4.2 | 30 | 4 | 2710.3 | [5 empty] | 2023 | Home Depot |  | https://www.homedepot.com/p/Kucht-Custom-Color-KNG-30-in-4-2-cu-ft-Natural-Gas-Range-with-Convection-Oven-in-Black-with-Black-Knobs-and-Gold-Handle-KNG301-K-GOLD/317902328 | Yes
|  | Cooking Range | Gas Range | No | 4.2 | 30 | 4 | 2725 | [5 empty] | 2023 | Home Depot |  | https://www.homedepot.com/p/Kucht-Custom-KNG-30-in-4-2-cu-ft-Natural-Gas-Range-with-Convection-Oven-in-White-with-White-Knobs-and-Gold-Handle-KNG301-W-GOLD/317777098 | Yes
|  | Cooking Range | Gas Range | No | 4.2 | 30 | 4 | 2725 | [5 empty] | 2023 | Home Depot |  | https://www.homedepot.com/p/Kucht-30-in-4-2-cu-ft-Natural-Gas-Range-with-Convection-Oven-in-White-with-White-Knobs-and-Rose-Gold-Handle-KNG301-W-ROSE/317835034 | Yes
|  | Cooking Range | Gas Range | No | 4.2 | 30 | 4 | 2725 | [5 empty] | 2023 | Home Depot |  | https://www.homedepot.com/p/Kucht-30-in-4-2-cu-ft-Natural-Gas-Range-with-Convection-Oven-in-Black-with-Black-Knobs-and-Rose-Gold-Handle-KNG301-K-ROSE/317928460 | Yes
|  | Cooking Range | Gas Range | No | 4.2 | 30 | 4 | 2779.93 | [5 empty] | 2023 | Home Depot |  | https://www.homedepot.com/p/Kucht-Custom-KNG-30-in-4-2-cu-ft-Propane-Gas-Range-with-Convection-Oven-in-Black-with-Black-Knobs-and-Gold-Handle-KNG301LP-K-GOLD/318190066 | Yes
|  | Cooking Range | Gas Range | No | 4.2 | 30 | 4 | 2812.5 | [5 empty] | 2023 | Home Depot |  | https://www.homedepot.com/p/Kucht-Custom-KNG-Color-30-in-4-2-cu-ft-Propane-Gas-Range-with-Convection-Oven-in-White-with-White-Knobs-and-Gold-Handle-KNG301LP-W-GOLD/317862756 | Yes
|  | Cooking Range | Gas Range | No | 4.2 | 30 | 4 | 2812.5 | [5 empty] | 2023 | Home Depot |  | https://www.homedepot.com/p/Kucht-Custom-Color-KNG-30-in-4-2-cu-ft-Propane-Gas-Range-with-Convection-Oven-in-White-with-Rose-Gold-Handle-KNG301LP-W-ROSE/317900711 | Yes
|  | Cooking Range | Gas Range | No | 4.2 | 30 | 4 | 2999 | [5 empty] | 2023 | Home Depot |  | https://www.homedepot.com/p/Hallman-BOLD-30-in-4-2-Cu-ft-4-Burner-Freestanding-All-Gas-Range-with-LP-Gas-Stove-and-Gas-Oven-White-with-Brass-Trim-HBRG30BSWT-LP/326536471 | Yes
|  | Cooking Range | Gas Range | No | 4.2 | 30 | 4 | 2999 | [5 empty] | 2023 | Home Depot |  | https://www.homedepot.com/p/Hallman-CLASSICO-30-in-4-2-Cu-ft-4-Burner-Freestanding-Dual-Fuel-Range-Gas-Stove-Electric-Oven-White-Brass-Trim-HBRG30BSWT/326536457 | Yes
|  | Cooking Range | Gas Range | No | 4.2 | 30 | 4 | 2999 | [5 empty] | 2023 | Home Depot |  | https://www.homedepot.com/p/Hallman-BOLD-30-in-4-2-Cu-ft-4-Burner-Freestanding-All-Gas-Range-with-LP-Gas-Stove-and-Gas-Oven-Matte-Graphite-Brass-Trim-HBRG30BSMG-LP/326536435 | Yes
|  | Cooking Range | Gas Range | No | 4.2 | 30 | 4 | 2999 | [5 empty] | 2023 | Home Depot |  | https://www.homedepot.com/p/Hallman-CLASSICO-30-in-4-2-Cu-ft-4-Burner-Freestanding-Dual-Fuel-Range-Gas-Stove-Electric-Oven-Matte-Graphite-Brass-Trim-HBRG30BSMG/326536418 | Yes
|  | Cooking Range | Gas Range | No | 4.2 | 30 | 4 | 2999 | [5 empty] | 2023 | Home Depot |  | https://www.homedepot.com/p/Hallman-BOLD-30-in-4-2-Cu-ft-4-Burner-Freestanding-All-Gas-Range-with-LP-Gas-Stove-and-Gas-Oven-Glossy-Black-with-Brass-Trim-HBRG30BSGB-LP/326536402 | Yes
|  | Cooking Range | Gas Range | No | 4.2 | 30 | 4 | 2999 | [5 empty] | 2023 | Home Depot |  | https://www.homedepot.com/p/Hallman-BOLD-30-in-4-2-Cu-ft-4-Burner-Freestanding-All-Gas-Range-with-Gas-Stove-and-Gas-Oven-Glossy-Black-with-Brass-Trim-HBRG30BSGB/326536391 | Yes
|  | Cooking Range | Gas Range | No | 4.2 | 30 | 4 | 2999 | [5 empty] | 2023 | Home Depot |  | https://www.homedepot.com/p/Hallman-BOLD-30-in-4-2-Cu-ft-4-Burner-Freestanding-All-Gas-Range-with-LP-Gas-Stove-and-Gas-Oven-Stainless-steel-Brass-Trim-HBRG30BSSS-LP/326536361 | Yes
|  | Cooking Range | Gas Range | No | 4.2 | 30 | 4 | 2999 | [5 empty] | 2023 | Home Depot |  | https://www.homedepot.com/p/Hallman-BOLD-30-in-4-2-Cu-ft-4-Burner-Freestanding-All-Gas-Range-with-Gas-Stove-and-Gas-Oven-Stainless-steel-with-Brass-Trim-HBRG30BSSS/326536328 | Yes
|  | Cooking Range | Gas Range | No | 4.2 | 30 | 4 | 3299 | [5 empty] | 2023 | Home Depot |  | https://www.homedepot.com/p/Hallman-CLASSICO-30-in-4-2-Cu-ft-4-Burner-Freestanding-All-Gas-Range-with-LP-Gas-Stove-and-Gas-Oven-White-with-Brass-Trim-HCLRG30BSWT-LP/326562422 | Yes
|  | Cooking Range | Gas Range | No | 4.2 | 30 | 4 | 3299 | [5 empty] | 2023 | Home Depot |  | https://www.homedepot.com/p/Hallman-CLASSICO-30-in-4-2-Cu-ft-4-Burner-Freestanding-All-Gas-Range-with-Gas-Stove-and-Gas-Oven-Glossy-Black-Brass-Trim-HCLRG30BSGB/326562417 | Yes
|  | Cooking Range | Gas Range | No | 4.2 | 30 | 4 | 3299 | [5 empty] | 2023 | Home Depot |  | https://www.homedepot.com/p/Hallman-CLASSICO-30-in-4-2Cu-ft-4-Burner-Freestanding-All-Gas-Range-with-LP-Gas-Stove-and-Gas-Oven-Stainless-steel-Brass-Trim-HCLRG30BSSS-LP/326562416 | Yes
|  | Cooking Range | Gas Range | No | 4.2 | 30 | 4 | 3299 | [5 empty] | 2023 | Home Depot |  | https://www.homedepot.com/p/Hallman-CLASSICO-30-in-4-2-Cu-ft-4-Burner-Freestanding-All-Gas-Range-with-Gas-Stove-and-Gas-Oven-Stainless-steel-Brass-Trim-HCLRG30BSSS/326562414 | Yes
|  | Cooking Range | Gas Range | No | 4.2 | 30 | 4 | 3308.21 | [5 empty] | 2023 | Home Depot |  | https://www.homedepot.com/p/Kucht-Pro-Style-30-in-4-2-cu-ft-Natural-Gas-Range-with-Convection-Oven-in-Stainless-Steel-and-Silver-Oven-Door-KN3024UC/316470591 | Yes
|  | Cooking Range | Gas Range | No | 4.2 | 30 | 4 | 3490 | [5 empty] | 2023 | Home Depot |  | https://www.homedepot.com/p/Kucht-Gemstone-Professional-30-in-4-2-cu-ft-4-Burners-Natural-Gas-Range-with-Convection-Oven-in-Titanium-Stainless-Steel-KEG303/325664633 | Yes
|  | Cooking Range | Gas Range | No | 4.2 | 30 | 4 | 3590 | [5 empty] | 2023 | Home Depot |  | https://www.homedepot.com/p/Kucht-Gemstone-Professional-30-in-4-2-cu-ft-4-Burners-Propane-Gas-Range-with-Convection-Oven-in-Titanium-Stainless-Steel-KEG303-LP/325665743 | Yes
|  | Cooking Range | Gas Range | No | 4.2 | 30 | 4 | 3799 | [5 empty] | 2023 | Home Depot |  | https://www.homedepot.com/p/Hallman-CLASSICO-30-in-4-Burner-Freestanding-Single-Oven-Gas-Range-with-LP-Gas-Stove-and-Gas-Oven-in-White-HCLRG30CMWT-LP/323922570 | Yes
|  | Cooking Range | Gas Range | No | 4.2 | 30 | 4 | 3799 | [5 empty] | 2023 | Home Depot |  | https://www.homedepot.com/p/Hallman-CLASSICO-30-in-4-Burner-Freestanding-Single-Oven-Gas-Range-with-LP-Gas-Stove-and-Gas-Oven-in-Grey-Family-HCLRG30CMMG-LP/323922553 | Yes
|  | Cooking Range | Gas Range | No | 4.2 | 30 | 4 | 3799 | [5 empty] | 2023 | Home Depot |  | https://www.homedepot.com/p/Hallman-CLASSICO-30-in-4-Burner-Freestanding-All-Gas-Range-with-LP-Gas-Stove-and-Gas-Oven-in-Stainless-Steel-with-Chrome-Trim-HCLRG30CMSS-LP/323920645 | Yes
|  | Cooking Range | Gas Range | No | 4.2 | 48 | 8 | 4099 | [5 empty] | 2023 | Home Depot |  | https://www.homedepot.com/p/Hallman-BOLD-48-IN-8-Burner-Freestanding-Double-Oven-Gas-Range-with-Gas-Stove-and-Gas-Oven-in-Black-Stainless-steel-HBRG48CMGB/323704201 | Yes
|  | Cooking Range | Gas Range | No | 4.2 | 48 | 8 | 4399 | [5 empty] | 2023 | Home Depot |  | https://www.homedepot.com/p/Hallman-BOLD-48-in-TTL-6-7-Cu-ft-8-Burner-Freestanding-All-Gas-Range-with-Gas-Stove-and-Gas-Oven-White-with-Brass-Trim-HBRG48BSWT/326567463 | Yes
|  | Cooking Range | Gas Range | No | 4.2 | 48 | 8 | 4399 | [5 empty] | 2023 | Home Depot |  | https://www.homedepot.com/p/Hallman-BOLD-48-in-TTL-6-7-Cu-ft-8-Burner-Freestanding-All-Gas-Range-LP-Gas-Stove-and-Gas-Oven-Matte-Graphite-Brass-Trim-HBRG48BSMG-LP/326567462 | Yes
|  | Cooking Range | Gas Range | No | 4.2 | 48 | 8 | 4399 | [5 empty] | 2023 | Home Depot |  | https://www.homedepot.com/p/Hallman-BOLD-48-in-TTL-6-7-Cu-ft-8-Burner-Freestanding-All-Gas-Range-LP-Gas-Stove-and-Gas-Oven-Stainless-steel-Brass-Trim-HBRG48BSSS-LP/326567455 | Yes
|  | Cooking Range | Gas Range | No | 4.2 | 48 | 8 | 4399 | [5 empty] | 2023 | Home Depot |  | https://www.homedepot.com/p/Hallman-BOLD-48-in-TTL-6-7-Cu-ft-8-Burner-Freestanding-All-Gas-Range-with-Gas-Stove-and-Gas-Oven-Stainless-steel-Brass-Trim-HBRG48BSSS/326567454 | Yes
|  | Cooking Range | Gas Range | No | 4.2 | 48 | 8 | 4899 | [5 empty] | 2023 | Home Depot |  | https://www.homedepot.com/p/Hallman-CLASSICO-48-in-TTL-6-7-Cu-ft-8-Burner-Freestanding-All-Gas-Range-with-Gas-Stove-and-Gas-Oven-White-with-Brass-Trim-HCLRG48BSWT/326570906 | Yes
|  | Cooking Range | Gas Range | No | 4.2 | 48 | 8 | 4899 | [5 empty] | 2023 | Home Depot |  | https://www.homedepot.com/p/Hallman-CLASSICO-48-in-TTL-6-7-Cu-ft-8-Burner-Freestanding-All-Gas-Range-LP-Gas-Stove-and-Gas-Oven-Matte-Graphite-Brass-Trim-HCLRG48BSMG-LP/326570905 | Yes
|  | Cooking Range | Gas Range | No | 4.2 | 48 | 8 | 4899 | [5 empty] | 2023 | Home Depot |  | https://www.homedepot.com/p/Hallman-CLASSICO-48-in-TTL-6-7-Cu-ft-8-Burner-Freestanding-All-Gas-Range-Gas-Stove-and-Gas-Oven-Matte-Graphite-Brass-Trim-HCLRG48BSMG/326570904 | Yes
|  | Cooking Range | Gas Range | No | 4.2 | 48 | 8 | 4899 | [5 empty] | 2023 | Home Depot |  | https://www.homedepot.com/p/Hallman-CLASSICO-48-in-TTL-6-7-Cu-ft-8-Burner-Freestanding-All-Gas-Range-with-Gas-Stove-Gas-Oven-Glossy-Black-Brass-Trim-HCLRG48BSGB/326570902 | Yes
|  | Cooking Range | Gas Range | No | 4.2 | 48 | 8 | 4899 | [5 empty] | 2023 | Home Depot |  | https://www.homedepot.com/p/Hallman-CLASSICO-48-in-TTL-6-7-Cu-ft-8-Burner-Freestanding-All-Gas-Range-LP-Gas-Stove-Gas-Oven-Stainless-steel-Brass-Trim-HCLRG48BSSS-LP/326570901 | Yes
|  | Cooking Range | Gas Range | No | 4.2 | 48 | 8 | 4899 | [5 empty] | 2023 | Home Depot |  | https://www.homedepot.com/p/Hallman-CLASSICO-48-in-TTL-6-7-Cu-ft-8-Burner-Freestanding-All-Gas-Range-Gas-Stove-and-Gas-Oven-Stainless-steel-Brass-Trim-HCLRG48BSSS/326570900 | Yes
|  | Cooking Range | Electric Range | No | 4.3 | 30 | 4 | 1999 | [5 empty] | 2023 | Home Depot |  | https://www.homedepot.com/p/Forno-Galiano-30-in-Freestanding-Electric-Range-FFSEL6083-30/326333957 | Yes
|  | Cooking Range | Electric Range | No | 4.3 | 35.4 | 5 | 2327.03 | [5 empty] | 2023 | Home Depot |  | https://www.homedepot.com/p/Koolmore-36-in-5-Elements-Freestanding-Electric-Range-with-Convection-Oven-in-Stainless-Steel-with-Legs-4-3-cu-ft-KM-FR36EE-SS/323701247 | Yes
|  | Cooking Range | Electric Range | No | 4.3 | 30 | 4 | 2399 | [5 empty] | 2023 | Home Depot |  | https://www.homedepot.com/p/Forno-Galiano-30-in-Freestanding-French-Door-Electric-Range-FFSEL6917-30/326333982 | Yes
Koolmore | GRS-36-5B | Cooking Range | Gas Range | No | 4.3 | 35.5 | 5 | 1704.38 | [5 empty] | 2023 | Home Depot |  | https://www.homedepot.com/p/Koolmore-36-in-5-Burner-Freestanding-Gas-Range-in-Stainless-Steel-GRS-36-5B/320731902 | Yes
|  | Cooking Range | Gas Range | No | 4.3 | 35.4 | 5 | 1920.59 | [5 empty] | 2023 | Home Depot |  | https://www.homedepot.com/p/Empava-36-in-5-Burner-Slide-In-Gas-Range-with-4-3-cu-ft-Single-Oven-in-Stainless-Steel-EMP-36GR12/325304292 | Yes
Forno | FFSGS6244-48 | Cooking Range | Gas Range | No | 4.3 | 48 | 8 | 2999 | [5 empty] | 2023 | Home Depot |  | https://www.homedepot.com/p/Forno-48-in-6-58-cu-ft-Capacity-Professional-Freestanding-Double-Oven-Gas-Range-with-8-Italian-Burners-in-Stainless-Steel-FFSGS6244-48/312994050 | Yes
|  | Cooking Range | Gas Range | No | 4.3 | 60 | 10 | 7999 | [5 empty] | 2023 | Home Depot |  | https://www.homedepot.com/p/Forno-Capriasca-Titanium-Professional-60-in-Freestanding-Pro-Style-Double-Oven-Gas-Range-in-Stainless-Steel-FFSGS6260-60/323713080 | Yes
|  | Cooking Range | Gas Range | No | 4.3 | 60 | 10 | 7999 | [5 empty] | 2023 | Home Depot |  | https://www.homedepot.com/p/Forno-Capriasca-Titanium-60-in-10-Burner-Double-Oven-Dual-Fuel-Range-with-Gas-Stove-and-Electric-Oven-in-Stainless-Steel-FFSGS6187-60/323713085 | Yes
|  | Cooking Range | Gas Range | No | 4.32 | 30 | 5 | 2599 | [5 empty] | 2023 | Home Depot |  | https://www.homedepot.com/p/Forno-Capriasca-30-in-4-32-cu-ft-Gas-Range-with-5-Gas-Burners-Oven-in-Stainless-Steel-FFSGS6260-30/312994349 | Yes
|  | Cooking Range | Gas Range | No | 4.32 | 30 | 5 | 2999 | [5 empty] | 2023 | Home Depot |  | https://www.homedepot.com/p/Forno-Alta-Qualita-30-in-Pro-Style-French-Door-Gas-Range-with-5-Defendi-Italian-Buner-in-Stainless-Steel-FFSGS6444-30/325121094 | Yes
|  | Cooking Range | Gas Range | No | 4.32 | 30 | 5 | 3098 | [5 empty] | 2023 | Home Depot |  | https://www.homedepot.com/p/Forno-Capriasca-30-in-4-32-cu-ft-Oven-Gas-Range-with-5-Gas-Burners-in-Stainless-Steel-with-Blue-Door-FFSGS6260-30BLU/321074315 | Yes
|  | Cooking Range | Gas Range | No | 4.32 | 30 | 5 | 3098 | [5 empty] | 2023 | Home Depot |  | https://www.homedepot.com/p/Forno-Capriasca-30-in-4-32-cu-ft-Oven-Gas-Range-with-5-Gas-Burners-in-Stainless-Steel-with-Black-Door-FFSGS6260-30BLK/321074313 | Yes
|  | Cooking Range | Gas Range | No | 4.32 | 30 | 5 | 3098 | [5 empty] | 2023 | Home Depot |  | https://www.homedepot.com/p/Forno-Capriasca-30-in-4-32-cu-ft-Oven-Gas-Range-with-5-Gas-Burners-in-Stainless-Steel-with-White-Door-FFSGS6260-30WHT/321074318 | Yes
|  | Cooking Range | Gas Range | No | 4.32 | 30 | 5 | 3098 | [5 empty] | 2023 | Home Depot |  | https://www.homedepot.com/p/Forno-Capriasca-30-in-4-32-cu-ft-Oven-Gas-Range-with-5-Gas-Burners-in-Stainless-Steel-with-Red-Door-FFSGS6260-30RED/321074317 | Yes
|  | Cooking Range | Gas Range | No | 4.32 | 30 | 5 | 3499 | [5 empty] | 2023 | Home Depot |  | https://www.homedepot.com/p/Forno-Capriasca-30-in-Freestanding-French-Door-Double-Oven-Dual-Fuel-Range-5-Burner-Stainless-Steel-FFSGS6460-30/325654133 | Yes
|  | Cooking Range | Electric Range | No | 4.4 | 31.25 | 4 | 999 | [5 empty] | 2023 | Home Depot |  | https://www.homedepot.com/p/GE-30-in-4-4-cu-ft-Slide-In-Electric-Range-in-Black-JSS28DNBB/100654738 | Yes
|  | Cooking Range | Electric Range | No | 4.4 | 31.25 | 4 | 2049 | [5 empty] | 2023 | Home Depot |  | https://www.homedepot.com/p/GE-4-4-cu-ft-Drop-In-Electric-Range-with-Self-Cleaning-Oven-in-Stainless-Steel-JD630SFSS/204388773 | Yes
|  | Cooking Range | Electric Range | No | 4.4 | 31.25 | 4 | 2099 | [5 empty] | 2023 | Home Depot |  | https://www.homedepot.com/p/GE-30-in-4-4-cu-ft-Drop-In-Electric-Range-with-Self-Cleaning-Oven-in-Stainless-Steel-JD630STSS/321036041 | Yes
|  | Cooking Range | Gas Range | No | 4.5 | 30 | 5 | 2273.06 | [5 empty] | 2023 | Home Depot |  | https://www.homedepot.com/p/Empava-30-in-4-5-cu-ft-Single-Oven-Freestanding-Gas-Range-with-5-Burners-in-Stainless-Steel-with-Storage-Drawer-EMPV-30GR10/318963726 | Yes
|  | Cooking Range | Gas Range | No | 4.5 | 30 | 4 | 2279 | [5 empty] | 2023 | Home Depot |  | https://www.homedepot.com/p/NXR-Entree-30-in-4-5-cu-ft-Professional-Style-Liquid-Propane-Range-with-Convection-Oven-in-Stainless-Steel-and-Black-NK3055LP/313032725 | Yes
|  | Cooking Range | Gas Range | No | 4.5 | 30 | 4 | 2279 | [5 empty] | 2023 | Home Depot |  | https://www.homedepot.com/p/NXR-Entree-30-in-4-5-cu-ft-Professional-Style-Liquid-Propane-Range-with-Convection-Oven-in-Stainless-Steel-and-Gold-NK3055LP-G/314862023 | Yes
|  | Cooking Range | Gas Range | No | 4.5 | 30 | 4 | 2489 | [5 empty] | 2023 | Home Depot |  | https://www.homedepot.com/p/NXR-Entree-Bundle-30-in-4-5-cu-ft-Pro-Style-Gas-Range-with-Convection-Oven-and-Range-Hood-in-Stainless-Steel-and-Gold-NK3055EHBD-G/316299320 | Yes
|  | Cooking Range | Gas Range | No | 4.5 | 30 | 4 | 2599 | [5 empty] | 2023 | Home Depot |  | https://www.homedepot.com/p/NXR-Entree-Bundle-30-in-4-5-cu-ft-Pro-Style-Gas-Range-with-Convection-Oven-and-Range-Hood-in-Stainless-Steel-and-Gold-NK3055BD-G/314911196 | Yes
|  | Cooking Range | Gas Range | No | 4.5 | 35.8 | 6 | 2658.67 | [5 empty] | 2023 | Home Depot |  | https://www.homedepot.com/p/Cosmo-36-in-4-5-cu-ft-Gas-Range-with-6-Burners-in-Stainless-Steel-with-Rose-Gold-Custom-Handle-and-Knob-Kit-COS-2PKG-173/326633043 | Yes
Cosmo | COS-GRP366 | Cooking Range | Gas Range | No | 4.5 | 35.8 | 6 | 2679.9 | [5 empty] | 2023 | Home Depot |  | https://www.homedepot.com/p/Cosmo-Commercial-Style-36-in-4-5-cu-ft-Gas-Range-with-6-Italian-Burners-and-Heavy-Duty-Cast-Iron-Grates-in-Stainless-Steel-COS-GRP366/308839133 | Yes
|  | Cooking Range | Gas Range | No | 4.5 | 30 | 4 | 2759 | [5 empty] | 2023 | Home Depot |  | https://www.homedepot.com/p/NXR-Entree-Bundle-30-in-4-5-cu-ft-Pro-Style-Liquid-Propane-Range-Convection-Oven-Range-Hood-in-Stainless-Steel-and-Black-NK3055BDLP/313101752 | Yes
|  | Cooking Range | Gas Range | No | 4.55 | 30 | 5 | 1246 | [5 empty] | 2023 | Home Depot |  | https://www.homedepot.com/p/CASAINC-30-in-4-55-cu-ft-Freestanding-Single-Oven-Gas-Range-in-Stainless-Steel-with-Convection-Fan-and-5-Burner-CA-HXJ300R/324004574 | Yes
Cosmo | COS-EPGR304 | Cooking Range | Gas Range | No | 4.55 | 30 | 5 | 1724.99 | [5 empty] | 2023 | Home Depot |  | https://www.homedepot.com/p/Cosmo-30-in-4-55-cu-ft-Commercial-Style-Gas-Range-with-Convection-Oven-in-Stainless-Steel-with-Storage-Drawer-COS-EPGR304/314013046 | Yes
Thor Kitchen | LRG3001U | Cooking Range | Gas Range | No | 4.55 | 30 | 5 | 1999 | [5 empty] | 2023 | Home Depot |  | https://www.homedepot.com/p/Thor-Kitchen-30-in-4-55-cu-ft-Professional-Gas-Range-in-Stainless-Steel-LRG3001U/301948740 | Yes
Thor Kitchen | LRG3001ULP | Cooking Range | Gas Range | No | 4.55 | 30 | 5 | 2099 | [5 empty] | 2023 | Home Depot |  | https://www.homedepot.com/p/Thor-Kitchen-Pre-Converted-Propane-30-in-4-55-cu-ft-Professional-Gas-Range-in-Stainless-Steel-with-Five-Burners-Single-Oven-LRG3001ULP/313181426 | Yes
|  | Cooking Range | Electric Range | No | 4.6 | 29.75 | 5 | 2399 | [5 empty] | 2023 | Home Depot |  | https://www.homedepot.com/p/Thor-Kitchen-30-in-4-55-cu-ft-Single-Oven-Electric-Range-with-Convection-in-Stainless-Steel-HRE3001/318912018 | Yes
|  | Cooking Range | Electric Range | No | 4.6 | 31.5 | 5 | 2399 | [5 empty] | 2023 | Home Depot |  | https://www.homedepot.com/p/Bosch-800-Series-30-in-5-Element-Slide-In-Electric-Range-in-Stainless-Steel-with-True-Convection-Oven-and-Self-Cleaning-HEI8056U/310648563 | Yes
|  | Cooking Range | Electric Range | No | 4.6 | 31.5 | 5 | 2999 | [5 empty] | 2023 | Home Depot |  | https://www.homedepot.com/p/Bosch-Benchmark-Benchmark-Series-30-in-4-6-cu-ft-Slide-In-Electric-Range-with-Self-Cleaning-Convection-Oven-in-Stainless-Steel-HEIP056U/310648564 | Yes
|  | Cooking Range | Electric Range | Induction | 4.6 | 30 | 4 | 3799 | [5 empty] | 2023 | Home Depot |  | https://www.homedepot.com/p/Bosch-800-Series-30-in-4-6-cu-ft-Slide-In-Induction-Range-with-Self-Cleaning-Convection-Oven-in-Stainless-Steel-HII8057U/320370038 | Yes
|  | Cooking Range | Electric Range | Induction | 4.6 | 30 | 4 | 4099 | [5 empty] | 2023 | Home Depot |  | https://www.homedepot.com/p/Bosch-Benchmark-Benchmark-Series-30-in-4-6-cu-ft-Slide-In-Induction-Range-with-Self-Cleaning-Convection-Oven-in-Stainless-Steel-HIIP057U/320370037 | No
|  | Cooking Range | Gas Range | No | 4.6 | 29.875 | 4 | 2599 | 3349 |  |  |  |  | 2023 | Home Depot |  | https://www.homedepot.com/p/Thor-Kitchen-Tilt-Panel-30-in-4-Burners-Freestanding-Gas-Range-with-self-cleaning-convection-oven-in-Stainless-Steel-TRG3001/323268902 | Yes
|  | Cooking Range | Gas Range | No | 4.6 | 29.875 | 4 | 2699 | 3399 |  |  |  |  | 2023 | Home Depot |  | https://www.homedepot.com/p/Thor-Kitchen-Tilt-Panel-30-in-4-Burners-Freestanding-Gas-Range-with-self-cleaning-convection-oven-in-Stainless-Steel-LP-model-TRG3001LP/324496316 | Yes
GE | JGBS10DEMWW | Cooking Range | Gas Range | No | 4.8 | 30 | 4 | 528 | 4449 |  |  |  |  | 2023 | Home Depot |  | https://www.homedepot.com/p/GE-30-in-4-8-cu-ft-Freestanding-Gas-Range-in-White-JGBS10DEMWW/306284883 | Yes
GE | JGBS30DEKWW | Cooking Range | Gas Range | No | 4.8 | 30 | 4 | 548 | 1304 |  |  |  |  | 2023 | Home Depot |  | https://www.homedepot.com/p/GE-30-in-4-8-cu-ft-Freestanding-Gas-Range-in-White-JGBS30DEKWW/302621577 | Yes
|  | Cooking Range | Gas Range | No | 4.8 | 30 | 4 | 629 | 1889 |  |  |  |  | 2023 | Home Depot |  | https://www.homedepot.com/p/Hotpoint-30-in-4-8-cu-ft-Freestanding-Gas-Range-in-White-RGBS300DMWW/306309074 | Yes
GE | JGBS61RPSS | Cooking Range | Gas Range | No | 4.8 | 30 | 4 | 648 | 4299 |  |  |  |  | 2023 | Home Depot |  | https://www.homedepot.com/p/GE-30-in-4-8-cu-ft-Freestanding-Gas-Range-in-Stainless-Steel-JGBS61RPSS/313241905 | Yes
GE | JGBS60DEKWW | Cooking Range | Gas Range | No | 4.8 | 30 | 4 | 749 | 4999 |  |  |  |  | 2023 | Home Depot |  | https://www.homedepot.com/p/GE-30-in-4-8-cu-ft-Freestanding-Gas-Range-in-White-JGBS60DEKWW/206942967 | Yes
|  | Cooking Range | Gas Range | No | 4.8 | 30 | 4 | 749 | 2248 |  |  |  |  | 2023 | Home Depot |  | https://www.homedepot.com/p/Hotpoint-30-in-4-8-cu-ft-Gas-Range-in-White-RGBS200DMWW/306308806 | Yes
|  | Cooking Range | Gas Range | No | 4.8 | 30 | 4 | 749 | 2598 |  |  |  |  | 2023 | Home Depot |  | https://www.homedepot.com/p/Hotpoint-30-in-4-8-cu-ft-Gas-Range-in-Black-RGBS400DMBB/306309210 | Yes
|  | Cooking Range | Electric Range | No | 4.8 | 29.88 | 4 | 528 | 3099 |  |  |  |  | 2023 | Home Depot |  | https://www.homedepot.com/p/Amana-4-8-cu-ft-Electric-Range-in-White-ACR4303MFW/300124165 | Yes
|  | Cooking Range | Electric Range | No | 4.8 | 29.88 | 4 | 569 | 3448 |  |  |  |  | 2023 | Home Depot |  | https://www.homedepot.com/p/Amana-4-8-cu-ft-Electric-Range-in-White-ACR2303MFW/300182487 | Yes
|  | Cooking Range | Electric Range | No | 4.8 | 29.875 | 4 | 598 | 3799 |  |  |  |  | 2023 | Home Depot |  | https://www.homedepot.com/p/Amana-30-in-4-Element-Freestanding-Electric-Range-in-Stainless-Steel-AER6303MMS/321998664 | Yes
|  | Cooking Range | Electric Range | No | 4.8 | 30 | 4 | 598 | 3899 |  |  |  |  | 2023 | Home Depot |  | https://www.homedepot.com/p/Whirlpool-30-in-4-8-cu-ft-4-Burner-Electric-Range-with-Keep-Warm-Setting-in-Stainless-Steel-with-Storage-Drawer-WFC150M0JS/312759646 | Yes
|  | Cooking Range | Electric Range | No | 4.8 | 29.87 | 4 | 698 | 4599 |  |  |  |  | 2023 | Home Depot |  | https://www.homedepot.com/p/Amana-30-in-4-Element-Freestanding-Electric-Range-in-Stainless-Steel-AER6603SMS/322000056 | Yes
|  | Cooking Range | Electric Range | No | 4.8 | 29.88 | 4 | 737 | [5 empty] | 2023 | Home Depot |  | https://www.homedepot.com/p/Amana-4-8-cu-ft-Electric-Range-in-White-ACR4503SFW/300126552 | Yes
|  | Cooking Range | Electric Range | No | 4.8 | 29.88 | 4 | 782 | [5 empty] | 2023 | Home Depot |  | https://www.homedepot.com/p/Amana-4-8-cu-ft-Electric-Range-in-White-AER6603SFW/300143489 | Yes
|  | Cooking Range | Electric Range | No | 4.8 | 29.88 | 4 | 998 | [5 empty] | 2023 | Home Depot |  | https://www.homedepot.com/p/Whirlpool-30-in-4-8-cu-ft-Electric-Range-in-White-WEE515S0LW/317876280 | Yes
|  | Cooking Range | Electric Range | No | 4.8 | 29.88 | 4 | 998 | [5 empty] | 2023 | Home Depot |  | https://www.homedepot.com/p/Whirlpool-4-8-cu-ft-Electric-Range-in-Black-WEE515S0LB/317875445 | Yes
|  | Cooking Range | Electric Range | No | 4.8 | 29.88 | 4 | 998 | [5 empty] | 2023 | Home Depot |  | https://www.homedepot.com/p/Whirlpool-4-8-cu-ft-Single-Oven-Electric-Range-in-Stainless-Steel-WEE515S0LS/317855385 | Yes
|  | Cooking Range | Electric Range | No | 4.8 | 29.88 | 4 | 1214 | [5 empty] | 2023 | Home Depot |  | https://www.homedepot.com/p/Whirlpool-4-8-cu-ft-Single-Oven-Electric-Range-with-Frozen-Bake-Technology-in-Black-WEC310S0LB/318048571 | Yes
|  | Cooking Range | Electric Range | No | 4.8 | 29.88 | 4 | 1259 | [5 empty] | 2023 | Home Depot |  | https://www.homedepot.com/p/Whirlpool-4-8-cu-ft-Single-Oven-Electric-Range-with-Frozen-Bake-Technology-in-Stainless-Steel-WEC310S0LS/318302100 | Yes
|  | Cooking Range | Electric Range | No | 4.8 | 29.88 | 4 | 1574 | [5 empty] | 2023 | Home Depot |  | https://www.homedepot.com/p/Whirlpool-30-in-4-8-cu-ft-Electric-Range-in-Black-Stainless-WEE515S0LV/317875768 | Yes
|  | Cooking Range | Electric Range | No | 4.8 | 29.88 | 4 | 1619 | [5 empty] | 2023 | Home Depot |  | https://www.homedepot.com/p/Whirlpool-30-in-4-8-cu-ft-Electric-Range-in-White-WEE515SALW/317880336 | Yes
Bosch | HGI8056UC | Cooking Range | Gas Range | No | 4.8 | 31.5 | 5 | 2549 | [5 empty] | 2023 | Home Depot |  | https://www.homedepot.com/p/Bosch-800-Series-30-in-5-Burner-Slide-In-Gas-Range-in-Stainless-Steel-with-4-8-cu-Ft-True-Convection-and-Self-Cleaning-Oven-HGI8056UC/310572876 | Yes
|  | Cooking Range | Gas Cooktop | No | 5.5 | 36 | 6 | 3129 | [5 empty] | 2023 | Home Depot |  | https://www.homedepot.com/p/NXR-Entree-Bundle-36-in-5-5-cu-ft-Pro-Style-Gas-Range-with-Convection-Oven-and-Range-Hood-in-Stainless-Steel-and-Black-NK3611BD/302275989 | No
|  | Cooking Range | Gas Range | No | 4.8 | 31.5 | 5 | 2949 | [5 empty] | 2023 | Home Depot |  | https://www.homedepot.com/p/Bosch-Benchmark-Benchmark-Series-30-in-4-8-cu-ft-Slide-In-Gas-Range-with-Self-Cleaning-Convection-Oven-in-Stainless-Steel-HGIP056UC/310572875 | Yes
|  | Cooking Range | Dual Fuel Range | No | 4.2 | 48 | 8 | 4899 | [5 empty] | 2023 | Home Depot |  | https://www.homedepot.com/p/Hallman-CLASSICO-48-in-TTL-6-7-Cu-ft-8-Burner-Freestanding-Dual-Fuel-Range-LP-Gas-StoveElectric-Oven-Glossy-Black-Brass-Trim-HCLRDF48BSGB-LP/326571080 | No
|  | Cooking Range | Electric Range | No | 4.9 | 30 | 5 | 649 | [5 empty] | 2023 | Home Depot |  | https://www.homedepot.com/p/Frigidaire-4-9-cu-ft-Electric-Range-in-White-FFEF3052TW/305488625 | Yes
Frigidaire | FCRG3052AS | Cooking Range | Gas Range | No | 5 | 29.88 | 5 | 598 | [5 empty] | 2023 | Home Depot |  | https://www.homedepot.com/p/Frigidaire-30-in-5-Burner-Freestanding-Gas-Range-in-Stainless-Steel-FCRG3052AS/310575941 | Yes
|  | Cooking Range | Gas Range | No | 5 | 29.88 | 4 | 648 | [5 empty] | 2023 | Home Depot |  | https://www.homedepot.com/p/Amana-5-0-cu-ft-Gas-Range-in-White-AGR6603SFW/300144450 | Yes
|  | Cooking Range | Gas Range | No | 5 | 30.125 | 4 | 648 | [5 empty] | 2023 | Home Depot |  | https://www.homedepot.com/p/Amana-5-cu-ft-30-in-4-Burner-Freestanding-Gas-Range-with-Self-Clean-Option-in-Stainless-Steel-AGR6603SMS/323255570 | Yes
GE | JGBS66REKSS | Cooking Range | Gas Range | No | 5 | 30 | 5 | 678 | [5 empty] | 2023 | Home Depot |  | https://www.homedepot.com/p/GE-30-in-5-0-cu-ft-Freestanding-Gas-Range-in-Stainless-Steel-with-Griddle-JGBS66REKSS/206943135 | Yes
|  | Cooking Range | Gas Range | No | 5 | 29.88 | 4 | 791 | [5 empty] | 2023 | Home Depot |  | https://www.homedepot.com/p/Frigidaire-30-in-5-0-cu-ft-Gas-Range-with-Manual-Clean-in-White-FCRG3015AW/311223507 | Yes
Frigidaire | FFGF3054TS | Cooking Range | Gas Range | No | 5 | 29.88 | 5 | 798 | [5 empty] | 2023 | Home Depot |  | https://www.homedepot.com/p/Frigidaire-30-in-5-Burner-Freestanding-Gas-Range-in-Stainless-Steel-with-Self-Cleaning-Oven-FFGF3054TS/302767116 | Yes
GE | JGB660SPSS | Cooking Range | Gas Range | No | 5 | 30 | 5 | 798 | [5 empty] | 2023 | Home Depot |  | https://www.homedepot.com/p/GE-30-in-5-cu-ft-Gas-Range-with-Self-Cleaning-Oven-in-Stainless-Steel-with-Griddle-JGB660SPSS/314137965 | Yes
GE | JGB735SPSS | Cooking Range | Gas Range | No | 5 | 30 | 5 | 848 | [5 empty] | 2023 | Home Depot |  | https://www.homedepot.com/p/GE-30-in-5-0-cu-ft-Gas-Range-with-Self-Cleaning-Convection-Oven-and-Air-Fry-in-Stainless-Steel-JGB735SPSS/314138082 | Yes
Whirlpool | WFG525S0JZ | Cooking Range | Gas Range | No | 5 | 29.88 | 5 | 878 | [5 empty] | 2023 | Home Depot |  | https://www.homedepot.com/p/Whirlpool-5-0-cu-ft-Gas-Range-with-Self-Cleaning-and-Center-Oval-Burner-in-Fingerprint-Resistant-Stainless-Steel-WFG525S0JZ/311372703 | Yes
|  | Cooking Range | Gas Range | No | 5 | 29.88 | 5 | 898 | [5 empty] | 2023 | Home Depot |  | https://www.homedepot.com/p/Whirlpool-5-cu-ft-Gas-Range-with-Air-Fry-Oven-in-Stainless-Steel-WFG535S0LS/318042815 | Yes
|  | Cooking Range | Gas Range | No | 5 | 30 | 5 | 898 | [5 empty] | 2023 | Home Depot |  | https://www.homedepot.com/p/FRIGIDAIRE-GALLERY-30-in-5-cu-ft-Gas-Range-with-Steam-Clean-Quick-Bake-Convection-in-Smudge-Proof-Stainless-Steel-GCRG3038AF/312107684 | Yes
GE | JGB635DEKWW | Cooking Range | Gas Range | No | 5 | 30 | 4 | 899 | [5 empty] | 2023 | Home Depot |  | https://www.homedepot.com/p/GE-30-in-5-0-cu-ft-Freestanding-Gas-Range-in-White-with-Self-Clean-JGB635DEKWW/206943404 | Yes
Whirlpool | WFG550S0LZ | Cooking Range | Gas Range | No | 5 | 29.88 | 5 | 928 | [5 empty] | 2023 | Home Depot |  | https://www.homedepot.com/p/Whirlpool-30-in-5-0-cu-ft-Gas-Range-with-Air-Fry-in-Fingerprint-Resistant-Stainless-Steel-WFG550S0LZ/317978921 | Yes
|  | Cooking Range | Gas Range | No | 5 | 29.875 | 4 | 935 | [5 empty] | 2023 | Home Depot |  | https://www.homedepot.com/p/Whirlpool-30-in-4-Burner-Freestanding-Gas-Range-with-2-SpeedHeat-Burners-in-Black-WFG515S0MB/323274026 | Yes
FRIGIDAIRE GALLERY | GCRG3060AF | Cooking Range | Gas Range | No | 5 | 30 | 5 | 948 | [5 empty] | 2023 | Home Depot |  | https://www.homedepot.com/p/FRIGIDAIRE-GALLERY-30-in-5-Burner-Freestanding-Gas-Range-in-Stainless-Steel-with-Convection-and-Air-Fry-GCRG3060AF/311898337 | Yes
|  | Cooking Range | Gas Range | No | 5 | 29.88 | 5 | 978 | [5 empty] | 2023 | Home Depot |  | https://www.homedepot.com/p/Whirlpool-5-cu-ft-Gas-Range-with-Air-Fry-Oven-in-Black-Stainless-WFG550S0LV/318030650 | Yes
|  | Cooking Range | Gas Range | No | 5 | 29.875 | 4 | 980 | [5 empty] | 2023 | Home Depot |  | https://www.homedepot.com/p/Whirlpool-5-cu-ft-30-in-4-Burner-Freestanding-Gas-Range-with-2-SpeedHeat-Burners-in-Stainless-Steel-WFG515S0MS/323272929 | Yes
|  | Cooking Range | Electric Range | No | 5 | 30 | 4 | 528 | [5 empty] | 2023 | Home Depot |  | https://www.homedepot.com/p/GE-30-in-5-0-cu-ft-Freestanding-Electric-Range-in-White-JBS160DMWW/306258315 | Yes
|  | Cooking Range | Electric Range | No | 5 | 30 | 4 | 578 | [5 empty] | 2023 | Home Depot |  | https://www.homedepot.com/p/GE-30-in-5-0-cu-ft-Freestanding-Electric-Range-in-White-JB256DMWW/306258612 | Yes
|  | Cooking Range | Electric Range | No | 5 | 30 | 4 | 629 | [5 empty] | 2023 | Home Depot |  | https://www.homedepot.com/p/Hotpoint-30-in-5-0-cu-ft-Electric-Range-in-White-RBS160DMWW/306307262 | Yes
|  | Cooking Range | Electric Range | No | 5 | 30 | 4 | 629 | [5 empty] | 2023 | Home Depot |  | https://www.homedepot.com/p/GE-30-in-5-0-cu-ft-Electric-Range-in-Stainless-Steel-JBS360RMSS/306260249 | Yes
|  | Cooking Range | Electric Range | No | 5 | 30 | 4 | 729 | [5 empty] | 2023 | Home Depot |  | https://www.homedepot.com/p/Hotpoint-30-in-5-0-cu-ft-Electric-Range-in-White-RBS360DMWW/306308675 | Yes
|  | Cooking Range | Electric Range | No | 5 | 30 | 4 | 749 | [5 empty] | 2023 | Home Depot |  | https://www.homedepot.com/p/GE-5-0-cu-ft-Electric-Range-Oven-in-Stainless-Steel-JBS360RRSS/318450172 | Yes
|  | Cooking Range | Gas Range | No | 5 | 29.88 | 5 | 1079 | [5 empty] | 2023 | Home Depot |  | https://www.homedepot.com/p/Maytag-5-0-cu-ft-Gas-Range-with-5th-Oval-Burner-in-Fingerprint-Resistant-Stainless-Steel-MGR6600FZ/301061491 | Yes
|  | Cooking Range | Electric Range | No | 5 | 29.88 | 4 | 749 | [5 empty] | 2023 | Home Depot |  | https://www.homedepot.com/p/GE-5-0-cu-ft-Electric-Range-with-Self-Cleaning-Oven-in-White-JBP15DMWW/100615260 | Yes
|  | Cooking Range | Electric Range | No | 5 | 30 | 4 | 829 | [5 empty] | 2023 | Home Depot |  | https://www.homedepot.com/p/GE-30-in-5-cu-ft-Electric-Range-with-Self-Cleaning-Oven-in-Stainless-Steel-JB256RMSS/306258769 | Yes
|  | Cooking Range | Gas Range | No | 5 | 29.88 | 4 | 1098 | [5 empty] | 2023 | Home Depot |  | https://www.homedepot.com/p/Whirlpool-30-in-5-0-cu-ft-Gas-Range-with-Self-Cleaning-Oven-in-Stainless-Steel-WEG515S0LS/317874602 | Yes
|  | Cooking Range | Electric Range | No | 5 | 30 | 4 | 899 | [5 empty] | 2023 | Home Depot |  | https://www.homedepot.com/p/GE-30-in-5-0-cu-ft-Electric-Range-in-White-JBS460DMWW/306284629 | Yes
|  | Cooking Range | Electric Range | No | 5 | 30 | 4 | 1149 | [5 empty] | 2023 | Home Depot |  | https://www.homedepot.com/p/GE-30-in-5-0-cu-ft-Electric-Range-with-Self-Cleaning-Oven-in-White-JB480DMWW/306258121 | Yes
|  | Cooking Range | Electric Range | No | 5 | 29.88 | 4 | 1199 | [5 empty] | 2023 | Home Depot |  | https://www.homedepot.com/p/Frigidaire-30-in-5-cu-ft-Front-Control-Electric-Range-in-Stainless-Steel-FFEH3051VS/309564924 | Yes
|  | Cooking Range | Electric Range | No | 5 | 29.75 | 5 | 1228.03 | [5 empty] | 2023 | Home Depot |  | https://www.homedepot.com/p/Bravo-KITCHEN-30-in-5-Element-Electric-Range-with-Bake-Convection-Broil-and-Steam-Clean-in-Stainless-Steel-BV301RE/321322681 | Yes
|  | Cooking Range | Electric Range | No | 5 | 30 | 4 | 1249 | [5 empty] | 2023 | Home Depot |  | https://www.homedepot.com/p/GE-30-in-5-0-cu-ft-Electric-Range-with-Self-Cleaning-Oven-in-White-JB480DTWW/323217856 | Yes
|  | Cooking Range | Gas Range | No | 5 | 29.8 | 5 | 1149.99 | [5 empty] | 2023 | Home Depot |  | https://www.homedepot.com/p/Cosmo-30-in-5-0-cu-ft-Single-Oven-Gas-Range-with-5-Burner-Cooktop-and-Heavy-Duty-Cast-Iron-Grates-in-Stainless-Steel-COS-305AGC/322663366 | Yes
|  | Cooking Range | Electric Range | No | 5 | 30 | 4 | 1249 | [5 empty] | 2023 | Home Depot |  | https://www.homedepot.com/p/GE-30-in-5-0-cu-ft-Electric-Range-with-Self-Cleaning-Oven-in-Black-JB480DTBB/323217940 | Yes
|  | Cooking Range | Electric Range | No | 5 | 30 | 4 | 1249 | [5 empty] | 2023 | Home Depot |  | https://www.homedepot.com/p/GE-30-in-5-0-cu-ft-Electric-Range-with-Self-Cleaning-Oven-in-Stainless-Steel-JB480SMSS/306258142 | Yes
|  | Cooking Range | Electric Range | No | 5 | 29.88 | 5 | 1299 | [5 empty] | 2023 | Home Depot |  | https://www.homedepot.com/p/Frigidaire-30-in-5-Element-Slide-In-Electric-Range-in-Stainless-Steel-with-Self-Cleaning-Oven-FFEH3054US/306757872 | Yes
|  | Cooking Range | Electric Range | No | 5 | 29.8 | 5 | 1484.99 | [5 empty] | 2023 | Home Depot |  | https://www.homedepot.com/p/Cosmo-Commercial-Style-30-in-5-cu-ft-5-Burner-Electric-Range-with-Self-Cleaning-Convection-Oven-in-Stainless-Steel-COS-305AERC/312423492 | Yes
|  | Cooking Range | Gas Range | No | 5 | 29.9 | 5 | 1463.49 | [5 empty] | 2023 | Home Depot |  | https://www.homedepot.com/p/Koolmore-30-in-5-Burner-Freestanding-Gas-Range-in-Stainless-Steel-GRS-30-5B/320772367 | Yes
|  | Cooking Range | Gas Range | No | 5 | 29.9 | 5 | 1500.84 | [5 empty] | 2023 | Home Depot |  | https://www.homedepot.com/p/Empava-30-in-5-0-cu-ft-Slide-In-Single-Oven-Gas-Range-with-5-Sealed-Burner-Cooktop-and-Drawer-in-Stainless-Steel-EMPV-30GR06/320817291 | Yes
|  | Cooking Range | Gas Range | No | 5 | 29.88 | 4 | 1574 | [5 empty] | 2023 | Home Depot |  | https://www.homedepot.com/p/Whirlpool-5-cu-ft-Gas-Range-with-Frozen-Bake-Technology-in-Black-Stainless-WEG515S0LV/318348020 | Yes
Amana | AGR6303MMW | Cooking Range | Gas Range | No | 5.1 | 29.87 | 4 | 548 | [5 empty] | 2023 | Home Depot |  | https://www.homedepot.com/p/Amana-5-1-cu-ft-30-in-4-Burner-Freestanding-Gas-Range-in-White-AGR6303MMW/322478248 | Yes
Amana | AGR6303MMS | Cooking Range | Gas Range | No | 5.1 | 29.87 | 4 | 578 | [5 empty] | 2023 | Home Depot |  | https://www.homedepot.com/p/Amana-5-1-cu-ft-30-in-4-Burner-Freestanding-Gas-Range-in-Stainless-Steel-AGR6303MMS/322477480 | Yes
Amana | AGR4230BAW | Cooking Range | Gas Range | No | 5.1 | 29.88 | 4 | 602 | [5 empty] | 2023 | Home Depot |  | https://www.homedepot.com/p/Amana-5-1-cu-ft-Gas-Range-in-White-AGR4230BAW/205074325 | Yes
Whirlpool | WFG320M0MS | Cooking Range | Gas Range | No | 5.1 | 29.87 | 4 | 628 | [5 empty] | 2023 | Home Depot |  | https://www.homedepot.com/p/Whirlpool-30-in-4-Burner-Freestanding-Gas-Range-in-Stainless-Steel-WFG320M0MS/322488448 | Yes
Whirlpool | WFG505M0MW | Cooking Range | Gas Range | No | 5.1 | 29.875 | 5 | 648 | [5 empty] | 2023 | Home Depot |  | https://www.homedepot.com/p/Whirlpool-30-in-5-Burner-Freestanding-Gas-Range-in-White-WFG505M0MW/322436404 | Yes
|  | Cooking Range | Gas Range | No | 5.1 | 29.9 | 6 | 669 | [5 empty] | 2023 | Home Depot |  | https://www.homedepot.com/p/Whirlpool-30-in-5-1-cu-ft-Gas-Range-with-Self-Cleaning-in-Stainless-Steel-LWFR7200S/314930550 | Yes
Whirlpool | WFG505M0MS | Cooking Range | Gas Range | No | 5.1 | 29.875 | 5 | 678 | [5 empty] | 2023 | Home Depot |  | https://www.homedepot.com/p/Whirlpool-30-in-5-Burner-Freestanding-Gas-Range-in-Stainless-Steel-WFG505M0MS/322419135 | Yes
Frigidaire | FCFG3062AS | Cooking Range | Gas Range | No | 5.1 | 30 | 5 | 798 | [5 empty] | 2023 | Home Depot |  | https://www.homedepot.com/p/Frigidaire-30-in-5-Burner-Front-Control-Gas-Range-with-Steam-Clean-in-Stainless-Steel-FCFG3062AS/323813539 | Yes
Frigidaire | FCFG3083AS | Cooking Range | Gas Range | No | 5.1 | 30 | 5 | 848 | [5 empty] | 2023 | Home Depot |  | https://www.homedepot.com/p/Frigidaire-30-in-5-Burners-Slide-In-Front-Control-Gas-Range-with-Convection-in-Stainless-Steel-FCFG3083AS/322694946 | Yes
|  | Cooking Range | Gas Range | No | 5.1 | 29.9 | 5 | 849 | [5 empty] | 2023 | Home Depot |  | https://www.homedepot.com/p/Whirlpool-30-in-5-1-cu-ft-Gas-Range-with-Self-Cleaning-Oven-in-Stainless-Steel-LWFR7300S/315095176 | Yes
|  | Cooking Range | Gas Range | No | 5.1 | 30 | 5 | 898 | [5 empty] | 2023 | Home Depot |  | https://www.homedepot.com/p/Frigidaire-30-in-5-1-cu-ft-5-burner-Freestanding-Gas-Range-in-Stainless-Steel-with-Air-Fry-FCRG3083AS/325989737 | Yes
KitchenAid | KFGC506JSS | Cooking Range | Gas Range | No | 5.1 | 35.88 | 6 | 5849 | [5 empty] | 2023 | Home Depot |  | https://www.homedepot.com/p/KitchenAid-36-in-5-1-cu-ft-Smart-Commercial-Style-Gas-Range-with-Self-Cleaning-and-True-Convection-in-Stainless-Steel-KFGC506JSS/311782818 | Yes
|  | Cooking Range | Gas Range | No | 5.2 | 36 | 6 | 2448.51 | [5 empty] | 2023 | Home Depot |  | https://www.homedepot.com/p/MUELLER-36-in-5-2-cu-ft-Freestanding-Gas-Range-with-6-Burners-and-Convection-Oven-in-Stainless-Steel-with-Blue-Knobs-GR-600B/319581115 | Yes
JANSKA | GR-600 G | Cooking Range | Gas Range | No | 5.2 | 36 | 6 | 2539.65 | [5 empty] | 2023 | Home Depot |  | https://www.homedepot.com/p/JANSKA-36-in-5-2-cu-ft-6-Burners-Gas-Range-and-Convection-Oven-with-Gold-Knobs-and-Handle-in-Stainless-Steel-GR-600-G/320550048 | Yes
|  | Cooking Range | Gas Range | No | 5.2 | 36 | 6 | 2744 | [5 empty] | 2023 | Home Depot |  | https://www.homedepot.com/p/Empava-36-in-5-2-cu-ft-Gas-Range-with-Single-Oven-in-Stainless-Steel-EMPV-36GR08/315557608 | Yes
|  | Cooking Range | Gas Range | No | 5.2 | 36 | 6 | 2817.5 | [5 empty] | 2023 | Home Depot |  | https://www.homedepot.com/p/Empava-36-in-5-2-cu-ft-Single-Oven-Slide-In-with-6-Burners-Gas-Range-in-Stainless-Steel-EPV-36GR08/318963675 | Yes
|  | Cooking Range | Gas Range | No | 5.2 | 36 | 6 | 2877.38 | [5 empty] | 2023 | Home Depot |  | https://www.homedepot.com/p/Empava-36-in-5-2-cu-ft-Single-Oven-Gas-Range-with-6-Sealed-Ultra-High-Low-Burners-in-Stainless-Steel-EMP-36GR08/318752300 | Yes
Kucht | KNG361-S | Cooking Range | Gas Range | No | 5.2 | 36 | 6 | 2956.5 | [5 empty] | 2023 | Home Depot |  | https://www.homedepot.com/p/Kucht-Pro-Style-36-in-5-2-cu-ft-Natural-Gas-Range-with-Convection-Oven-in-Stainless-Steel-and-Silver-Oven-Door-KNG361-S/313691706 | Yes
|  | Cooking Range | Gas Range | No | 5.2 | 36 | 6 | 2999 | [5 empty] | 2023 | Home Depot |  | https://www.homedepot.com/p/Classic-Retro-36-in-5-2-cu-ft-6-Burner-Freestanding-Retro-Gas-Range-with-Convection-Oven-in-Marshmallow-White-UGP-36CR-W/324887691 | Yes
Kucht | KNG361/LP-S | Cooking Range | Gas Range | No | 5.2 | 36 | 6 | 3046.5 | [5 empty] | 2023 | Home Depot |  | https://www.homedepot.com/p/Kucht-Pro-Style-36-in-5-2-cu-ft-Propane-Gas-Range-with-Convection-Oven-in-Stainless-Steel-and-Silver-Oven-Door-KNG361-LP-S/313865960 | Yes
Kucht | KFX360 | Cooking Range | Gas Range | No | 5.2 | 36 | 6 | 3124 | [5 empty] | 2023 | Home Depot |  | https://www.homedepot.com/p/Kucht-Professional-36-in-5-2-cu-ft-Natural-Gas-Range-with-Two-21K-Power-Burners-and-Convection-Oven-in-Stainless-Steel-KFX360/315781240 | Yes
|  | Cooking Range | Gas Range | No | 5.2 | 28.75 | 6 | 3199 | [5 empty] | 2023 | Home Depot |  | https://www.homedepot.com/p/Hallman-BOLD-36-in-5-2-Cu-ft-6-Burner-Freestanding-All-Gas-Range-with-Gas-Stove-and-Gas-Oven-White-with-Brass-Trim-HBRG36BSWT/326563924 | Yes
|  | Cooking Range | Gas Range | No | 5.2 | 28.75 | 6 | 3199 | [5 empty] | 2023 | Home Depot |  | https://www.homedepot.com/p/Hallman-BOLD-36-in-5-2-Cu-ft-6-Burner-Freestanding-All-Gas-Range-with-LP-Gas-Stove-and-Gas-Oven-Matte-Graphite-Brass-Trim-HBRG36BSMG-LP/326563923 | Yes
|  | Cooking Range | Gas Range | No | 5.2 | 28.75 | 6 | 3199 | [5 empty] | 2023 | Home Depot |  | https://www.homedepot.com/p/Hallman-BOLD-36-in-5-2-Cu-ft-6-Burner-Freestanding-All-Gas-Range-with-Gas-Stove-and-Gas-Oven-Matte-Graphite-with-Brass-Trim-HBRG36BSMG/326563922 | Yes
|  | Cooking Range | Gas Range | No | 5.2 | 28.75 | 6 | 3199 | [5 empty] | 2023 | Home Depot |  | https://www.homedepot.com/p/Hallman-BOLD-36-in-5-2-Cu-ft-6-Burner-Freestanding-All-Gas-Range-with-LP-Gas-Stove-and-Gas-Oven-Glossy-Black-with-Brass-Trim-HBRG36BSGB-LP/326563921 | Yes
|  | Cooking Range | Gas Range | No | 5.2 | 28.75 | 6 | 3199 | [5 empty] | 2023 | Home Depot |  | https://www.homedepot.com/p/Hallman-BOLD-36-in-5-2-Cu-ft-6-Burner-Freestanding-All-Gas-Range-LP-Gas-Stove-and-Gas-Oven-Stainless-steel-with-Brass-Trim-HBRG36BSSS-LP/326563919 | Yes
|  | Cooking Range | Gas Range | No | 5.2 | 28.75 | 6 | 3199 | [5 empty] | 2023 | Home Depot |  | https://www.homedepot.com/p/Hallman-BOLD-36-in-5-2-Cu-ft-6-Burner-Freestanding-All-Gas-Range-with-Gas-Stove-and-Gas-Oven-Stainless-steel-with-Brass-Trim-HBRG36BSSS/326563918 | Yes
|  | Cooking Range | Gas Range | No | 5.2 | 36 | 6 | 3360.39 | [5 empty] | 2023 | Home Depot |  | https://www.homedepot.com/p/Kucht-Professional-36-in-5-2-cu-ft-Propane-Gas-Range-with-Two-21K-Power-Burners-and-Convection-Oven-in-Stainless-Steel-KFX360-LP/315781255 | Yes
|  | Cooking Range | Gas Range | No | 5.2 | 36 | 6 | 3499 | [5 empty] | 2023 | Home Depot |  | https://www.homedepot.com/p/Brama-36-in-5-2-cu-ft-Gas-Range-in-Stainless-Steel-BR-36SSGG/318316070 | Yes
|  | Cooking Range | Dual Fuel Range | No | 4.2 | 48 | 8 | 4899 | [5 empty] | 2023 | Home Depot |  | https://www.homedepot.com/p/Hallman-CLASSICO-48-in-TTL-6-7-Cu-ft-8-Burner-Freestanding-Dual-Fuel-Range-LP-Gas-Stove-and-Electric-Oven-White-Brass-Trim-HCLRDF48BSWT-LP/326571085 | No
|  | Cooking Range | Dual Fuel Range | No | 4.2 | 48 | 8 | 4899 | [5 empty] | 2023 | Home Depot |  | https://www.homedepot.com/p/Hallman-CLASSICO-48-in-TTL-6-7-Cu-ft-8-Burner-Freestanding-Dual-Fuel-Range-Gas-Stove-and-Electric-Oven-White-with-Brass-Trim-HCLRDF48BSWT/326571083 | No
|  | Cooking Range | Dual Fuel Range | No | 4.2 | 48 | 8 | 4899 | [5 empty] | 2023 | Home Depot |  | https://www.homedepot.com/p/Hallman-CLASSICO-48-in-TTL6-7-Cu-ft-8-Burner-Freestanding-Dual-Fuel-Range-LP-Gas-Stove-Electric-OvenMatte-Graphite-Brass-Trim-HCLRDF48BSMG-LP/326571082 | No
|  | Cooking Range | Dual Fuel Range | No | 4.2 | 48 | 8 | 4899 | [5 empty] | 2023 | Home Depot |  | https://www.homedepot.com/p/Hallman-CLASSICO-48-in-TTL-6-7-Cu-ft-8-Freestanding-All-Gas-Range-LP-Gas-Stove-and-Gas-Oven-Stainless-steel-Brass-Trim-HCLRDF48BSSS-LP/326571078 | No
|  | Cooking Range | Gas Range | No | 5.2 | 28.75 | 6 | 3799 | [5 empty] | 2023 | Home Depot |  | https://www.homedepot.com/p/Hallman-CLASSICO-36-in-5-2-Cu-ft-6-Burner-Freestanding-All-Gas-Range-with-Gas-Stove-and-Gas-Oven-Glossy-Black-Brass-Trim-HCLRG36BSGB/326570162 | Yes
|  | Cooking Range | Gas Range | No | 5.2 | 28.75 | 6 | 3799 | [5 empty] | 2023 | Home Depot |  | https://www.homedepot.com/p/Hallman-CLASSICO-36-in-5-2-Cu-ft-6-Burner-Freestanding-All-Gas-Range-with-LP-Gas-Stove-and-Gas-Oven-in-White-with-Brass-Trim-HCLRG36BSWT-LP/326570167 | Yes
|  | Cooking Range | Gas Range | No | 5.2 | 28.75 | 6 | 3799 | [5 empty] | 2023 | Home Depot |  | https://www.homedepot.com/p/Hallman-CLASSICO-36-in-5-2-Cu-ft-6-Burner-Freestanding-All-Gas-Range-with-Gas-Stove-and-Gas-Oven-in-White-with-Brass-Trim-HCLRG36BSWT/326570166 | Yes
|  | Cooking Range | Gas Range | No | 5.2 | 28.75 | 6 | 3799 | [5 empty] | 2023 | Home Depot |  | https://www.homedepot.com/p/Hallman-CLASSICO-36-in-5-2-Cu-ft-6-Burner-Freestanding-All-Gas-Range-with-Gas-Stove-and-Gas-Oven-Matte-Graphite-Brass-Trim-HCLRG36BSMG/326570164 | Yes
|  | Cooking Range | Gas Range | No | 5.2 | 28.75 | 6 | 3799 | [5 empty] | 2023 | Home Depot |  | https://www.homedepot.com/p/Hallman-CLASSICO-36-in-5-2Cu-ft-6-Burner-Freestanding-All-Gas-Range-with-LP-Gas-Stove-and-Gas-Oven-Glossy-Black-Brass-Trim-HCLRG36BSGB-LP/326570163 | Yes
|  | Cooking Range | Gas Range | No | 5.2 | 28.75 | 6 | 3799 | [5 empty] | 2023 | Home Depot |  | https://www.homedepot.com/p/Hallman-CLASSICO-36-in-5-2-Cu-ft-6-Burner-Freestanding-All-Gas-Range-with-Gas-Stove-and-Gas-Oven-Stainless-steel-Brass-Trim-HCLRG36BSSS/326570160 | Yes
|  | Cooking Range | Gas Range | No | 5.2 | 36 | 6 | 3804.16 | [5 empty] | 2023 | Home Depot |  | https://www.homedepot.com/p/Kucht-Custom-KNG-36-in-5-2-cu-ft-Natural-Gas-Range-with-Convection-Oven-in-White-with-White-Knobs-and-Gold-Handle-KNG361-W-GOLD/318214587 | Yes
|  | Cooking Range | Gas Range | No | 5.2 | 36 | 6 | 3849 | [5 empty] | 2023 | Home Depot |  | https://www.homedepot.com/p/Thor-Kitchen-36-in-5-2-cu-ft-Oven-Gas-Range-in-Stainless-Steel-HRG3618U/207207486 | Yes
|  | Cooking Range | Gas Range | No | 5.2 | 36 | 6 | 3862.5 | [5 empty] | 2023 | Home Depot |  | https://www.homedepot.com/p/Kucht-Custom-KNG-36-in-5-2-cu-ft-Natural-Gas-Range-with-Convection-Oven-in-White-with-White-Knobs-and-Rose-Handle-KNG361-W-ROSE/318389163 | Yes
|  | Cooking Range | Gas Range | No | 5.2 | 36 | 6 | 3972.2 | [5 empty] | 2023 | Home Depot |  | https://www.homedepot.com/p/Kucht-Custom-KNG-36-in-5-2-cu-ft-Propane-Gas-Range-with-Convection-Oven-in-White-with-White-Knobs-and-Gold-Handle-KNG361LP-W-GOLD/318396072 | Yes
|  | Cooking Range | Gas Range | No | 5.2 | 36 | 6 | 3972.2 | [5 empty] | 2023 | Home Depot |  | https://www.homedepot.com/p/Kucht-Custom-KNG-36-in-5-2-cu-ft-Propane-Gas-Range-with-Convection-Oven-in-Black-with-Black-Knobs-and-Gold-Handle-KNG361LP-K-GOLD/318396290 | Yes
|  | Cooking Range | Gas Range | No | 5.2 | 36 | 6 | 3999 | [5 empty] | 2023 | Home Depot |  | https://www.homedepot.com/p/Thor-Kitchen-Pre-Converted-Propane-36-in-5-2-cu-ft-Oven-Range-in-Stainless-Steel-HRG3618ULP/313181400 | Yes
|  | Cooking Range | Gas Range | No | 5.2 | 36 | 6 | 4350 | [5 empty] | 2023 | Home Depot |  | https://www.homedepot.com/p/Kucht-Gemstone-Professional-36-in-5-2-cu-ft-Propane-Gas-Range-with-Convection-Oven-in-Titanium-Stainless-Steel-KEG363-LP/325557692 | Yes
|  | Cooking Range | Gas Range | No | 5.2 | 36 | 6 | 4671.25 | [5 empty] | 2023 | Home Depot |  | https://www.homedepot.com/p/Kucht-Professional-36-in-5-2-cu-ft-Natural-Gas-Range-with-Convection-Oven-in-Stainless-Steel-and-Silver-Oven-Door-KN3624UC/316792383 | Yes
|  | Cooking Range | Gas Range | No | 5.2 | 36 | 6 | 7000 | [5 empty] | 2023 | Home Depot |  | https://www.homedepot.com/p/Ancona-36-in-6-Burners-Freestanding-Gas-Range-and-Convection-Oven-in-Stainless-Steel-with-White-Door-AN-2236WHT/320222224 | Yes
GE | JGSS66SELSS | Cooking Range | Gas Range | No | 5.3 | 30 | 5 | 898 | [5 empty] | 2023 | Home Depot |  | https://www.homedepot.com/p/GE-30-in-5-3-cu-ft-Slide-In-Gas-Range-in-Stainless-Steel-with-Griddle-JGSS66SELSS/302558862 | Yes
|  | Cooking Range | Electric Range | No | 5.3 | 30 | 4 | 578 | [5 empty] | 2023 | Home Depot |  | https://www.homedepot.com/p/GE-30-in-5-3-cu-ft-Free-Standing-Electric-Range-in-White-with-Self-Clean-JB258DMWW/306260081 | Yes
|  | Cooking Range | Electric Range | No | 5.3 | 29.88 | 5 | 598 | [5 empty] | 2023 | Home Depot |  | https://www.homedepot.com/p/Frigidaire-30-in-5-Element-Freestanding-Electric-Range-in-Stainless-Steel-FCRE3052AS/310575855 | Yes
|  | Cooking Range | Electric Range | No | 5.3 | 29.88 | 4 | 628 | [5 empty] | 2023 | Home Depot |  | https://www.homedepot.com/p/30-in-5-3-cu-ft-4-Burner-Electric-Range-in-White-with-Storage-Drawer-WFE320M0JW/312761054 | Yes
|  | Cooking Range | Electric Range | No | 5.3 | 29.88 | 4 | 648 | [5 empty] | 2023 | Home Depot |  | https://www.homedepot.com/p/GE-30-in-5-3-cu-ft-Freestanding-Electric-Range-in-Stainless-Steel-JBS60RKSS/206942877 | Yes
|  | Cooking Range | Electric Range | No | 5.3 | 29.88 | 4 | 678 | [5 empty] | 2023 | Home Depot |  | https://www.homedepot.com/p/Whirlpool-30-in-5-3-cu-ft-4-Burner-Electric-Range-in-Stainless-Steel-with-Storage-Drawer-WFE320M0JS/312761109 | Yes
|  | Cooking Range | Electric Range | No | 5.3 | 30 | 5 | 678 | [5 empty] | 2023 | Home Depot |  | https://www.homedepot.com/p/Whirlpool-5-3-cu-ft-Electric-Range-with-Steam-Clean-and-5-Elements-in-White-WFE505W0HW/302943483 | Yes
|  | Cooking Range | Electric Range | No | 5.3 | 29.88 | 4 | 701 | [5 empty] | 2023 | Home Depot |  | https://www.homedepot.com/p/Frigidaire-30-in-5-3-cu-ft-Electric-Range-with-Manual-Clean-in-White-FCRC3012AW/311223356 | Yes
|  | Cooking Range | Electric Range | No | 5.3 | 29.88 | 4 | 764 | [5 empty] | 2023 | Home Depot |  | https://www.homedepot.com/p/Frigidaire-30-in-5-3-cu-ft-Electric-Range-with-Self-Clean-in-Stainless-Steel-FFEF3016VS/311224810 | Yes
|  | Cooking Range | Electric Range | No | 5.3 | 29.88 | 4 | 778 | [5 empty] | 2023 | Home Depot |  | https://www.homedepot.com/p/GE-30-in-5-3-cu-ft-Freestanding-Electric-Range-in-Stainless-Steel-JB645RKSS/206942923 | Yes
|  | Cooking Range | Electric Range | No | 5.3 | 29.88 | 5 | 798 | [5 empty] | 2023 | Home Depot |  | https://www.homedepot.com/p/Maytag-5-3-cu-ft-Electric-Range-with-Shatter-Resistant-Cooktop-in-Fingerprint-Resistant-Stainless-Steel-MER6600FZ/301612250 | Yes
|  | Cooking Range | Electric Range | No | 5.3 | 29.88 | 5 | 798 | [5 empty] | 2023 | Home Depot |  | https://www.homedepot.com/p/GE-30-in-5-3-cu-ft-Freestanding-Electric-Range-in-Stainless-Steel-with-Convection-Air-Fry-Cooking-JB655SKSS/206942969 | Yes
|  | Cooking Range | Electric Range | No | 5.3 | 29.88 | 5 | 828 | [5 empty] | 2023 | Home Depot |  | https://www.homedepot.com/p/GE-30-in-5-3-cu-ft-Freestanding-Electric-Range-in-Stainless-Steel-with-Convection-Air-Fry-Cooking-JB735SPSS/314138205 | Yes
|  | Cooking Range | Electric Range | No | 5.3 | 30 | 5 | 828 | [5 empty] | 2023 | Home Depot |  | https://www.homedepot.com/p/Frigidaire-30-in-5-Element-Slide-In-Front-Control-Electric-Range-with-Steam-Clean-in-White-FCFE3062AW/322707087 | Yes
|  | Cooking Range | Electric Range | No | 5.3 | 30 | 5 | 848 | [5 empty] | 2023 | Home Depot |  | https://www.homedepot.com/p/Frigidaire-30-in-5-3-cu-ft-5-Element-Freestanding-Electric-Range-in-Stainless-Steel-with-Air-Fry-FCRE3083AS/325989281 | Yes
|  | Cooking Range | Electric Range | No | 5.3 | 29.88 | 5 | 848 | [5 empty] | 2023 | Home Depot |  | https://www.homedepot.com/p/Whirlpool-5-3-cu-ft-Single-Oven-Electric-Range-with-Air-Fry-Oven-in-Stainless-Steel-WFE535S0LS/318033388 | Yes
|  | Cooking Range | Electric Range | No | 5.3 | 30 | 5 | 848 | [5 empty] | 2023 | Home Depot |  | https://www.homedepot.com/p/Frigidaire-30-in-5-Element-Slide-In-Front-Control-Electric-Range-with-Convection-in-Stainless-Steel-FCFE3083AS/322665751 | Yes
|  | Cooking Range | Electric Range | No | 5.3 | 29.88 | 4 | 849 | [5 empty] | 2023 | Home Depot |  | https://www.homedepot.com/p/GE-30-in-5-3-cu-ft-Electric-Range-in-White-with-Self-Clean-JB625DKWW/206926829 | Yes
|  | Cooking Range | Electric Range | No | 5.3 | 29.88 | 4 | 898 | [5 empty] | 2023 | Home Depot |  | https://www.homedepot.com/p/GE-30-in-5-3-cu-ft-Slide-In-Electric-Range-in-Stainless-Steel-with-Self-Clean-JS645SLSS/302557702 | Yes
|  | Cooking Range | Electric Range | No | 5.3 | 29.88 | 4 | 989 | [5 empty] | 2023 | Home Depot |  | https://www.homedepot.com/p/Whirlpool-5-3-cu-ft-Electric-Range-with-4-Elements-and-Frozen-Bake-Technology-in-Stainless-Steel-WFE515S0JS/311192642 | Yes
|  | Cooking Range | Electric Range | No | 5.3 | 29.88 | 5 | 1043 | [5 empty] | 2023 | Home Depot |  | https://www.homedepot.com/p/Whirlpool-30-in-5-3-cu-ft-Electric-Range-with-5-Elements-and-Frozen-Bake-Technology-in-Fingerprint-Resistant-Stainless-Steel-WFE525S0JZ/311181256 | Yes
|  | Cooking Range | Electric Range | No | 5.3 | 29.88 | 5 | 1124 | [5 empty] | 2023 | Home Depot |  | https://www.homedepot.com/p/Whirlpool-30-in-5-3-cu-ft-Electric-Range-in-White-WFE550S0LW/317892809 | Yes
|  | Cooking Range | Electric Range | Induction | 5.3 | 30 | 4 | 1198 | [5 empty] | 2023 | Home Depot |  | https://www.homedepot.com/p/Frigidaire-30-in-5-3-cu-ft-4-Element-Slide-In-Front-Control-Induction-Range-with-Convection-in-Stainless-Steel-FCFI3083AS/323867171 | No
|  | Cooking Range | Electric Range | No | 5.3 | 29.88 | 5 | 1298 | [5 empty] | 2023 | Home Depot |  | https://www.homedepot.com/p/GE-30-in-5-3-cu-ft-Slide-In-Electric-Range-in-Stainless-Steel-with-Convection-Air-Fry-Cooking-JS760SPSS/314614303 | Yes
|  | Cooking Range | Dual Fuel Range | No | 4.32 | 30 | 5 | 2999 | [5 empty] | 2023 | Home Depot |  | https://www.homedepot.com/p/Forno-Galiano-30-in-Freestanding-French-Door-Double-Oven-Dual-Fuel-Range-5-Burners-Stainless-Steel-FFSGS6356-30/325632364 | No
|  | Cooking Range | Electric Range | No | 5.3 | 29.88 | 5 | 1349 | [5 empty] | 2023 | Home Depot |  | https://www.homedepot.com/p/GE-Profile-30-in-5-3-cu-ft-Freestanding-Electric-Range-in-Fingerprint-Resistant-Stainless-with-True-Convection-and-Air-Fry-PB935YPFS/314137970 | Yes
|  | Cooking Range | Electric Range | No | 5.3 | 29.88 | 5 | 1998 | [5 empty] | 2023 | Home Depot |  | https://www.homedepot.com/p/GE-Profile-30-in-5-3-cu-ft-Slide-In-Electric-Range-in-Fingerprint-Resistant-Stainless-with-True-Convection-Air-Fry-Cooking-PSS93YPFS/313247017 | Yes
|  | Cooking Range | Electric Range | No | 5.3 | 29.88 | 5 | 2549 | [5 empty] | 2023 | Home Depot |  | https://www.homedepot.com/p/GE-Profile-30-in-5-3-cu-ft-Slide-In-Electric-Range-in-Black-Stainless-with-True-Convection-Air-Fry-Cooking-PSS93BPTS/313247131 | Yes
|  | Cooking Range | Electric Range | Induction | 5.3 | 29.88 | 4 | 3349 | [5 empty] | 2023 | Home Depot |  | https://www.homedepot.com/p/GE-Profile-30-in-5-3-cu-ft-Smart-Slide-In-Induction-Range-in-Fingerprint-Resistant-Stainless-with-True-Convection-and-Air-Fry-PHS930YPFS/312980607 | Yes
|  | Cooking Range | Electric Range | Induction | 5.3 | 29.88 | 5 | 3399 | [5 empty] | 2023 | Home Depot |  | https://www.homedepot.com/p/GE-Profile-Profile-5-3-cu-ft-Smart-Slide-in-Induction-Range-with-Self-Cleaning-Convection-Oven-in-Black-Stainless-Steel-PHS930BPTS/312980608 | Yes
|  | Cooking Range | Electric Range | Induction | 5.3 | 29.875 | 5 | 4449 | [5 empty] | 2023 | Home Depot |  | https://www.homedepot.com/p/GE-Profile-Profile-30-in-5-3-cu-ft-Smart-Slide-In-Induction-Range-with-Self-Cleaning-Convection-Oven-in-Stainless-Steel-PHS93XYPFS/315999221 | Yes
|  | Cooking Range | Electric Range | No | 5.36 | 36 | 5 | 2799 | [5 empty] | 2023 | Home Depot |  | https://www.homedepot.com/p/Forno-Galiano-36-in-Freestanding-French-Door-Electric-Range-FFSEL6917-36/326334012 | Yes
|  | Cooking Range | Electric Range | No | 5.4 | 30 | 5 | 798 | [5 empty] | 2023 | Home Depot |  | https://www.homedepot.com/p/FRIGIDAIRE-GALLERY-30-in-5-4-cu-ft-Single-Oven-Electric-Range-with-Steam-Clean-Quick-Bake-Convection-Smudge-Proof-Stainless-Steel-Oven-GCRE3038AF/312107665 | Yes
|  | Cooking Range | Electric Range | Induction | 5.4 | 29.88 | 4 | 1304 | [5 empty] | 2023 | Home Depot |  | https://www.homedepot.com/p/FRIGIDAIRE-GALLERY-30-in-4-Element-Freestanding-Induction-Range-in-Stainless-Steel-with-True-Convection-and-Air-Fry-GCRI3058AF/313233511 | Yes
|  | Cooking Range | Electric Range | No | 5.4 | 29.88 | 5 | 1709 | [5 empty] | 2023 | Home Depot |  | https://www.homedepot.com/p/FRIGIDAIRE-GALLERY-30-in-5-Element-Slide-In-Electric-Range-in-Stainless-Steel-with-Convection-and-Air-Fry-FGEH3047VF/309565223 | Yes
|  | Cooking Range | Electric Range | Induction | 5.4 | 29.88 | 4 | 1889 | [5 empty] | 2023 | Home Depot |  | https://www.homedepot.com/p/FRIGIDAIRE-GALLERY-30-in-4-Element-Slide-In-Induction-Range-in-Stainless-Steel-with-Convection-and-Air-Fry-FGIH3047VF/311224897 | Yes
Forno | FFSGS6244-36 | Cooking Range | Gas Range | No | 5.4 | 36 | 6 | 2099 | [5 empty] | 2023 | Home Depot |  | https://www.homedepot.com/p/Forno-Galiano-Professional-36-in-Freestanding-Gas-Range-in-Stainless-Steel-FFSGS6244-36/312994077 | Yes
|  | Cooking Range | Gas Range | No | 5.4 | 36 | 6 | 2999 | [5 empty] | 2023 | Home Depot |  | https://www.homedepot.com/p/Forno-Capriasca-36-in-5-36-cu-ft-Gas-Range-with-6-Gas-Burners-Oven-in-Stainless-Steel-FFSGS6260-36/312994079 | Yes
|  | Cooking Range | Gas Range | No | 5.4 | 36 | 6 | 3598 | [5 empty] | 2023 | Home Depot |  | https://www.homedepot.com/p/Forno-Capriasca-36-in-5-36-cu-ft-Gas-Range-with-6-Gas-Burners-Oven-in-Stainless-Steel-with-Red-Door-FFSGS6260-36RED/321074324 | Yes
|  | Cooking Range | Gas Range | No | 5.4 | 36 | 6 | 3598 | [5 empty] | 2023 | Home Depot |  | https://www.homedepot.com/p/Forno-Capriasca-36-in-5-36-cu-ft-Gas-Range-with-6-Gas-Burners-Oven-in-Stainless-Steel-with-White-Door-FFSGS6260-36WHT/321074341 | Yes
|  | Cooking Range | Gas Range | No | 5.4 | 36 | 6 | 3598 | [5 empty] | 2023 | Home Depot |  | https://www.homedepot.com/p/Forno-Capriasca-36-in-5-36-cu-ft-Gas-Range-with-6-Gas-Burners-Oven-in-Stainless-Steel-with-Blue-Door-FFSGS6260-36BLU/321074335 | Yes
NXR | NK3611-G | Cooking Range | Gas Range | No | 5.5 | 36 | 6 | 2399 | [5 empty] | 2023 | Home Depot |  | https://www.homedepot.com/p/NXR-Entree-36-in-5-5-cu-ft-Professional-Style-Gas-Range-with-Convection-Oven-in-Stainless-Steel-and-Gold-NK3611-G/314861916 | Yes
|  | Cooking Range | Gas Range | No | 5.5 | 36 | 6 | 2574 | [5 empty] | 2023 | Home Depot |  | https://www.homedepot.com/p/NXR-Entree-36-in-5-5-cu-ft-Professional-Style-Liquid-Propane-Range-with-Convection-Oven-in-Stainless-Steel-and-Gold-NK3611LP-G/314862073 | Yes
|  | Cooking Range | Gas Range | No | 5.5 | 36 | 6 | 2798 | [5 empty] | 2023 | Home Depot |  | https://www.homedepot.com/p/NXR-Entree-Bundle-36-in-5-5-cu-ft-Pro-Style-Gas-Range-with-Convection-Oven-and-Range-Hood-in-Stainless-Steel-and-Black-NK3611EHBD/314610601 | Yes
|  | Cooking Range | Gas Range | No | 5.5 | 36 | 6 | 2969 | [5 empty] | 2023 | Home Depot |  | https://www.homedepot.com/p/NXR-Entree-Bundle-36-in-5-5-cu-ft-Pro-Style-Gas-Range-with-Convection-Oven-and-Range-Hood-in-Stainless-Steel-and-Gold-NK3611EHBD-G/316299327 | Yes
|  | Cooking Range | Gas Range | No | 5.5 | 36 | 6 | 3149 | [5 empty] | 2023 | Home Depot |  | https://www.homedepot.com/p/NXR-Entree-Bundle-36-in-5-5-cu-ft-Pro-Style-Liquid-Propane-Gas-Range-Convection-Oven-and-Hood-in-Stainless-Steel-and-Gold-NK3611LPEHBD-G/316300168 | Yes
|  | Cooking Range | Gas Range | No | 5.5 | 36 | 6 | 3309 | [5 empty] | 2023 | Home Depot |  | https://www.homedepot.com/p/NXR-Entree-Bundle-36-in-5-5-cu-ft-Pro-Style-Liquid-Propane-Range-Convection-Oven-Range-Hood-in-Stainless-Steel-and-Black-NK3611BDLP/313101760 | Yes
|  | Cooking Range | Gas Range | No | 5.5 | 47.25 | 8 | 4181.09 | [5 empty] | 2023 | Home Depot |  | https://www.homedepot.com/p/Koolmore-48-In-8-Sealed-Burners-Freestanding-Double-Oven-Gas-Range-with-and-Convection-Oven-in-Stainless-Steel-KM-FR48GL-SS/323335061 | Yes
|  | Cooking Range | Gas Range | No | 5.5 | 48 | 8 | 4299.99 | [5 empty] | 2023 | Home Depot |  | https://www.homedepot.com/p/Cosmo-Commercial-Style-48-in-5-5-cu-ft-Double-Oven-Gas-Range-with-8-Italian-Burners-in-Stainless-Steel-COS-GRP486G/319244073 | Yes
|  | Cooking Range | Gas Range | No | 5.5 | 48 | 8 | 4460.05 | [5 empty] | 2023 | Home Depot |  | https://www.homedepot.com/p/Cosmo-48-in-5-5-cu-ft-Gas-Range-with-8-Burners-and-in-Stainless-Steel-with-Rose-Gold-Custom-Handle-and-Knob-Kit-COS-2PKG-176/326634188 | Yes
|  | Cooking Range | Gas Range | No | 5.5 | 48 | 8 | 4460.05 | [5 empty] | 2023 | Home Depot |  | https://www.homedepot.com/p/Cosmo-48-in-5-5-cu-ft-Gas-Range-with-8-Burners-Cast-Iron-Grates-in-Stainless-Steel-with-Black-Custom-Handle-and-Knob-Kit-COS-2PKG-175/326633814 | Yes
|  | Cooking Range | Gas Range | No | 5.5 | 48 | 8 | 4999 | [5 empty] | 2023 | Home Depot |  | https://www.homedepot.com/p/Brama-48-in-Double-Oven-3-5-and-2-cu-ft-Gas-Range-in-Stainless-Steel-BR-48SSGG/318317273 | Yes
GE | JGS760SPSS | Cooking Range | Gas Range | No | 5.6 | 30 | 5 | 1298 | [5 empty] | 2023 | Home Depot |  | https://www.homedepot.com/p/GE-30-in-5-6-cu-ft-Slide-In-Gas-Range-with-Self-Cleaning-Convection-Oven-and-Air-Fry-in-Stainless-Steel-JGS760SPSS/314514663 | Yes
GE Profile | PGB935YPFS | Cooking Range | Gas Range | No | 5.6 | 30 | 5 | 1499 | [5 empty] | 2023 | Home Depot |  | https://www.homedepot.com/p/GE-Profile-30-in-5-6-cu-ft-Smart-Freestanding-Gas-Range-in-Fingerprint-Resistant-Stainless-with-Convection-and-Air-Fry-PGB935YPFS/314138088 | Yes
FRIGIDAIRE GALLERY | FGGH3047VF | Cooking Range | Gas Range | No | 5.6 | 29.88 | 5 | 1799 | [5 empty] | 2023 | Home Depot |  | https://www.homedepot.com/p/FRIGIDAIRE-GALLERY-30-in-5-Burner-Slide-In-Gas-Range-in-Stainless-Steel-with-Convection-and-Air-Fry-FGGH3047VF/309565237 | Yes
GE Profile | PGS930YPFS | Cooking Range | Gas Range | No | 5.6 | 30 | 5 | 1998 | [5 empty] | 2023 | Home Depot |  | https://www.homedepot.com/p/GE-Profile-30-in-5-6-cu-ft-Smart-Slide-In-Gas-Range-in-Fingerprint-Resistant-Stainless-with-Convection-and-Air-Fry-PGS930YPFS/314371911 | Yes
|  | Cooking Range | Gas Range | No | 5.6 | 29.88 | 4 | 1999 | [5 empty] | 2023 | Home Depot |  | https://www.homedepot.com/p/Haier-5-6-cu-ft-Smart-Slide-in-Gas-Range-with-Self-Clean-and-Convection-in-Stainless-Steel-QGSS740RNSS/312920905 | Yes
|  | Cooking Range | Gas Range | No | 5.6 | 24 | 4 | 2081.25 | [5 empty] | 2023 | Home Depot |  | https://www.homedepot.com/p/24-in-2-9-cu-ft-4-Burner-Commercial-Gas-Range-with-Oven-in-Stainless-Steel-DXXCD-R4/324496134 | Yes
|  | Cooking Range | Gas Range | No | 5.6 | 24 | 4 | 2461.27 | [5 empty] | 2023 | Home Depot |  | https://www.homedepot.com/p/SABA-24-in-2-9-cu-ft-Commercial-4-Burner-Gas-Range-with-Oven-in-Stainless-Steel-GR-24/305014510 | Yes
|  | Cooking Range | Gas Range | No | 5.6 | 36 | 6 | 2720.35 | [5 empty] | 2023 | Home Depot |  | https://www.homedepot.com/p/SABA-36-in-4-5-cu-ft-Commercial-6-Burner-Gas-Range-in-Stainless-Steel-GR-36/305014511 | Yes
Cafe | CGS700P4MW2 | Cooking Range | Gas Range | No | 5.6 | 29.88 | 6 | 3599 | [5 empty] | 2023 | Home Depot |  | https://www.homedepot.com/p/Cafe-30-in-5-6-cu-ft-Smart-Gas-Range-with-Self-Clean-Oven-in-Matte-White-Fingerprint-Resistant-CGS700P4MW2/310343223 | Yes
|  | Cooking Range | Gas Range | No | 5.6 | 60 | 10 | 3748.75 | [5 empty] | 2023 | Home Depot |  | https://www.homedepot.com/p/60-in-W-10-Burner-Freestanding-Commercial-Double-Oven-Gas-Range-in-Stainless-Steel-DXXCD-R10/324493505 | Yes
|  | Cooking Range | Gas Range | No | 5.6 | 60 | 10 | 4757.17 | [5 empty] | 2023 | Home Depot |  | https://www.homedepot.com/p/SABA-60-in-5-9-cu-ft-Commercial-10-Burner-Double-Oven-Gas-Range-in-Stainless-Steel-GR-60/305014513 | Yes
|  | Cooking Range | Gas Range | No | 5.6 | 60 | 6 | 4993.72 | [5 empty] | 2023 | Home Depot |  | https://www.homedepot.com/p/60-in-6-Burner-Commercial-Double-Oven-Gas-Range-and-Griddle-in-Stainless-Steel-DXXCD-R6-24G/324472526 | Yes
|  | Cooking Range | Gas Range | No | 5.6 | 60 | 6 | 5397.5 | [5 empty] | 2023 | Home Depot |  | https://www.homedepot.com/p/60-in-W-6-Burner-Commercial-Double-Oven-Gas-Range-and-Griddle-and-Broiler-in-Stainless-Steel-DXXCD-R6-24B/324477236 | Yes
|  | Cooking Range | Gas Range | No | 5.6 | 60 | 6 | 5464.29 | [5 empty] | 2023 | Home Depot |  | https://www.homedepot.com/p/SABA-60-in-5-9-cu-ft-Commercial-6-Burner-Double-Oven-Gas-Range-and-Griddle-in-Stainless-Steel-GR60-G24/305014514 | Yes
|  | Cooking Range | Gas Range | No | 5.6 | 60 | 6 | 5873.45 | [5 empty] | 2023 | Home Depot |  | https://www.homedepot.com/p/SABA-60-in-5-6-cu-ft-Commercial-6-Burner-Double-Oven-Gas-Range-and-Griddle-and-Broiler-in-Stainless-Steel-GR60-GS24/305014512 | Yes
|  | Cooking Range | Electric Range | No | 5.7 | 29.88 | 5 | 898 | [5 empty] | 2023 | Home Depot |  | https://www.homedepot.com/p/FRIGIDAIRE-GALLERY-30-in-5-Element-Freestanding-Electric-Range-in-Stainless-Steel-with-Convection-and-Air-Fry-GCRE3060AF/311898302 | Yes
|  | Cooking Range | Electric Range | No | 5.7 | 29.88 | 4 | 1949 | [5 empty] | 2023 | Home Depot |  | https://www.homedepot.com/p/Haier-5-7-cu-ft-Smart-Slide-in-Electric-Range-with-Self-Cleaning-Convection-Oven-in-Stainless-Steel-QSS740RNSS/312920922 | Yes
|  | Cooking Range | Electric Range | No | 5.7 | 29.88 | 5 | 2899 | [5 empty] | 2023 | Home Depot |  | https://www.homedepot.com/p/Cafe-30-in-5-7-cu-ft-Smart-Slide-In-Electric-Range-w-Self-Cleaning-Convection-Oven-in-Matte-White-Fingerprint-Resistant-CES700P4MW2/310343222 | Yes
|  | Cooking Range | Electric Range | Induction | 5.7 | 29.88 | 5 | 4299 | [5 empty] | 2023 | Home Depot |  | https://www.homedepot.com/p/Cafe-30-in-5-7-cu-ft-Slide-In-Smart-Electric-Range-with-Convection-in-Stainless-Steel-Self-Clean-CHS900P2MS1/308803542 | Yes
|  | Cooking Range | Electric Range | Induction | 5.7 | 29.88 | 5 | 4999 | [5 empty] | 2023 | Home Depot |  | https://www.homedepot.com/p/Cafe-30-in-5-7-cu-ft-Slide-In-Smart-Induction-Range-with-Self-Cleaning-Convection-Oven-and-in-Stainless-Steel-CHS90XP2MS1/310685118 | Yes
LG | LRGL5823S | Cooking Range | Gas Range | No | 5.8 | 30 | 5 | 948 | [5 empty] | 2023 | Home Depot |  | https://www.homedepot.com/p/LG-5-8-cu-ft-Smart-Wi-Fi-Enabled-Fan-Convection-Gas-Single-Oven-Range-with-AirFry-and-EasyClean-in-Stainless-Steel-LRGL5823S/312460439 | Yes
Maytag | MGR8800FZ | Cooking Range | Gas Range | No | 5.8 | 29.88 | 5 | 1048 | [5 empty] | 2023 | Home Depot |  | https://www.homedepot.com/p/Maytag-5-8-cu-ft-Gas-Range-with-True-Convection-in-Fingerprint-Resistant-Stainless-Steel-MGR8800FZ/300122342 | Yes
KitchenAid | KFGG500ESS | Cooking Range | Gas Range | No | 5.8 | 29.88 | 5 | 1298 | [5 empty] | 2023 | Home Depot |  | https://www.homedepot.com/p/KitchenAid-5-8-cu-ft-Gas-Range-with-Self-Cleaning-Oven-in-Stainless-Steel-KFGG500ESS/205977147 | Yes
LG | LRGL5825F | Cooking Range | Gas Range | No | 5.8 | 30 | 5 | 1349 | [5 empty] | 2023 | Home Depot |  | https://www.homedepot.com/p/LG-5-8-cu-ft-Smart-Wi-Fi-Enabled-True-Convection-InstaView-Gas-Range-Oven-with-Air-Fry-in-Printproof-Stainless-Steel-LRGL5825F/312460413 | Yes
LG | LSGL5831F | Cooking Range | Gas Range | No | 5.8 | 30 | 5 | 1349 | [5 empty] | 2023 | Home Depot |  | https://www.homedepot.com/p/LG-30-in-Slide-In-Gas-Range-with-5-Elements-in-Stainless-Steel-LSGL5831F/315878914 | Yes
|  | Cooking Range | Gas Range | No | 5.8 | 30 | 5 | 1367 | [5 empty] | 2023 | Home Depot |  | https://www.homedepot.com/p/Whirlpool-5-8-cu-ft-Gas-Freestanding-Range-in-Fingerprint-Resistant-Stainless-Steel-with-FROZEN-BAKE-Technology-WFG775H0HZ/302844237 | Yes
LG | LSGL5833F | Cooking Range | Gas Range | No | 5.8 | 29.88 | 5 | 1498 | [5 empty] | 2023 | Home Depot |  | https://www.homedepot.com/p/LG-30-in-5-8-cu-ft-Slide-in-Smart-Gas-Range-with-5-Burners-in-PrintProof-Stainless-Steel-LSGL5833F/315868285 | Yes
Whirlpool | WEG745H0LZ | Cooking Range | Gas Range | No | 5.8 | 30 | 5 | 1934 | [5 empty] | 2023 | Home Depot |  | https://www.homedepot.com/p/Whirlpool-5-8-cu-ft-Gas-Range-with-Air-Fry-Oven-in-Fingerprint-Resistant-Stainless-Steel-WEG745H0LZ/318045898 | Yes
|  | Cooking Range | Gas Range | No | 5.8 | 29.875 | 5 | 2099 | [5 empty] | 2023 | Home Depot |  | https://www.homedepot.com/p/Maytag-30-in-5-Burners-Slide-In-Gas-Range-in-Fingerprint-Resistant-Stainless-Steel-MGS8800PZ/325746731 | Yes
|  | Cooking Range | Gas Range | No | 5.8 | 29.88 | 5 | 2159 | [5 empty] | 2023 | Home Depot |  | https://www.homedepot.com/p/Maytag-5-8-cu-ft-Slide-In-Gas-Range-with-True-Convection-in-Fingerprint-Resistant-Stainless-Steel-MGS8800FZ/300197270 | Yes
|  | Cooking Range | Gas Range | No | 5.8 | 29.88 | 5 | 2159 | [5 empty] | 2023 | Home Depot |  | https://www.homedepot.com/p/Whirlpool-5-8-cu-ft-Smart-Contemporary-Handle-Slide-in-Gas-Range-with-Air-Fry-With-Connection-in-Stainless-Steel-WEGA25H0HZ/303500412 | Yes
|  | Cooking Range | Gas Range | No | 5.8 | 30 | 5 | 2159 | [5 empty] | 2023 | Home Depot |  | https://www.homedepot.com/p/Whirlpool-5-8-cu-ft-Smart-Slide-In-Gas-Range-with-Air-Fry-When-Connected-in-Resistant-Stainless-Steel-WEG750H0HZ/302777792 | Yes
KitchenAid | KSGG700ESS | Cooking Range | Gas Range | No | 5.8 | 29.88 | 5 | 2339 | [5 empty] | 2023 | Home Depot |  | https://www.homedepot.com/p/KitchenAid-5-8-cu-ft-Slide-In-Gas-Range-with-Self-Cleaning-Convection-Oven-in-Stainless-Steel-KSGG700ESS/205898296 | Yes
Samsung | NX60A6111SS | Cooking Range | Gas Range | No | 6 | 29.9 | 5 | 898 | [5 empty] | 2023 | Home Depot |  | https://www.homedepot.com/p/Samsung-6-0-cu-ft-Smart-Freestanding-Gas-Range-with-Integrated-Griddle-in-Stainless-Steel-NX60A6111SS/315491750 | Yes
Samsung | NX60A6511SS | Cooking Range | Gas Range | No | 6 | 29.9 | 5 | 918 | [5 empty] | 2023 | Home Depot |  | https://www.homedepot.com/p/Samsung-6-cu-ft-Smart-Wi-Fi-Enabled-Convection-Gas-Range-with-No-Preheat-AirFry-in-Stainless-Steel-NX60A6511SS/315493076 | Yes
Samsung | NX60A6311SS | Cooking Range | Gas Range | No | 6 | 29.9 | 5 | 998 | [5 empty] | 2023 | Home Depot |  | https://www.homedepot.com/p/Samsung-6-0-cu-ft-Smart-Freestanding-Gas-Range-with-18K-BTU-Dual-Power-Burner-in-Stainless-Steel-NX60A6311SS/315492998 | Yes
Samsung | NX60T8111SS | Cooking Range | Gas Range | No | 6 | 29.93 | 5 | 998 | [5 empty] | 2023 | Home Depot |  | https://www.homedepot.com/p/Samsung-30-in-6-0-cu-ft-Slide-In-Gas-Range-with-Self-Cleaning-Oven-in-Stainless-Steel-NX60T8111SS/313697682 | Yes
Samsung | NX60A6711SS | Cooking Range | Gas Range | No | 6 | 29.9 | 5 | 1298 | [5 empty] | 2023 | Home Depot |  | https://www.homedepot.com/p/Samsung-6-cu-ft-Smart-Wi-Fi-Enabled-Convection-Gas-Range-with-No-Preheat-AirFry-in-Stainless-Steel-NX60A6711SS/315493149 | Yes
FRIGIDAIRE GALLERY | GCFG3060BF | Cooking Range | Gas Range | No | 6 | 30 | 5 | 1298 | [5 empty] | 2023 | Home Depot |  | https://www.homedepot.com/p/FRIGIDAIRE-GALLERY-30-in-6-cu-ft-5-Burner-Slide-In-Gas-Range-with-Total-Convection-in-Air-Fry-in-Smudge-Proof-Stainless-Steel-GCFG3060BF/324588968 | Yes
Samsung | NX60A6751SS | Cooking Range | Gas Range | No | 6 | 29.93 | 5 | 1388 | [5 empty] | 2023 | Home Depot |  | https://www.homedepot.com/p/Samsung-6-cu-ft-30-in-Freestanding-Smart-Double-Oven-Gas-Range-with-Air-Fry-Fingerprint-Resistant-in-Stainless-Steel-NX60A6751SS/318200455 | Yes
Samsung | NX60BG8315SS | Cooking Range | Gas Range | No | 6 | 29.825 | 5 | 1598 | [5 empty] | 2023 | Home Depot |  | https://www.homedepot.com/p/Samsung-30-in-6-cu-ft-Smart-5-Burner-Slide-In-Gas-Range-with-Air-Fry-and-Convection-Oven-in-Stainless-Steel-NX60BG8315SS/323868060 | Yes
|  | Cooking Range | Gas Range | No | 6 | 29.9 | 5 | 1598 | [5 empty] | 2023 | Home Depot |  | https://www.homedepot.com/p/Samsung-30-in-6-cu-ft-Slide-In-Gas-Convection-Range-Oven-in-Fingerprint-Resistant-Stainless-Steel-NX60T8311SS/313928576 | Yes
Whirlpool | WGG745S0FS | Cooking Range | Gas Range | No | 6 | 29.94 | 5 | 1709 | [5 empty] | 2023 | Home Depot |  | https://www.homedepot.com/p/Whirlpool-6-0-cu-ft-Double-Oven-Gas-Range-with-Center-Oval-Burner-in-Stainless-Steel-WGG745S0FS/207104548 | Yes
Samsung | NX60T8511SS | Cooking Range | Gas Range | No | 6 | 29.9 | 5 | 1998 | [5 empty] | 2023 | Home Depot |  | https://www.homedepot.com/p/Samsung-30-in-6-cu-ft-5-Burner-Slide-In-Gas-Range-with-Air-Fry-and-Fan-Convection-in-Stainless-Steel-NX60T8511SS/313928497 | Yes
|  | Cooking Range | Gas Range | No | 6 | 29.94 | 5 | 2069 | [5 empty] | 2023 | Home Depot |  | https://www.homedepot.com/p/Maytag-6-0-cu-ft-Double-Oven-Gas-Range-with-True-Convection-Oven-in-Fingerprint-Resistant-Stainless-Steel-MGT8800FZ/301868361 | Yes
|  | Cooking Range | Gas Range | No | 6 | 36 | 6 | 2132 | [5 empty] | 2023 | Home Depot |  | https://www.homedepot.com/p/CASAINC-36-in-6-0-cu-ft-Freestanding-Single-Oven-Gas-Range-in-Stainless-Steel-with-Convection-Fan-and-6-Burner-CA-HXJ360R/324004589 | Yes
KitchenAid | KFGD500ESS | Cooking Range | Gas Range | No | 6 | 29.94 | 5 | 2249 | [5 empty] | 2023 | Home Depot |  | https://www.homedepot.com/p/KitchenAid-6-0-cu-ft-Double-Oven-Gas-Range-with-Self-Cleaning-Convection-Oven-in-Stainless-Steel-KFGD500ESS/205998253 | Yes
Samsung | NX60BB871112 | Cooking Range | Gas Range | No | 6 | 29.9 | 5 | 2598 | [5 empty] | 2023 | Home Depot |  | https://www.homedepot.com/p/Samsung-Bespoke-6-cu-ft-5-Burner-Smart-Slide-In-Gas-Range-with-Self-Cleaning-Convection-Oven-and-Air-Fry-in-White-Glass-NX60BB871112/320025209 | Yes
Cosmo | COS-EPGR366 | Cooking Range | Gas Range | No | 6 | 36 | 6 | 2664.99 | [5 empty] | 2023 | Home Depot |  | https://www.homedepot.com/p/Cosmo-36-in-6-0-cu-ft-Commercial-Style-Gas-Range-with-Convection-Oven-in-Stainless-Steel-with-Storage-Drawer-COS-EPGR366/313785880 | Yes
Thor Kitchen | LRG3601U | Cooking Range | Gas Range | No | 6 | 36 | 6 | 2999 | [5 empty] | 2023 | Home Depot |  | https://www.homedepot.com/p/Thor-Kitchen-36-6-0-Cu-Ft-Single-Oven-Professional-Gas-Range-in-Stainless-Steel-LRG3601U/307663704 | Yes
Samsung | NX60T8751SS | Cooking Range | Gas Range | No | 6 | 29.9 | 5 | 3098 | [5 empty] | 2023 | Home Depot |  | https://www.homedepot.com/p/Samsung-30-in-6-cu-ft-Flex-Duo-Slide-in-Gas-Range-with-Smart-Dial-and-Air-Fry-in-Fingerprint-Resistant-Stainless-Steel-NX60T8751SS/314144832 | Yes
Thor Kitchen | LRG3601ULP | Cooking Range | Gas Range | No | 6 | 36 | 6 | 3149 | [5 empty] | 2023 | Home Depot |  | https://www.homedepot.com/p/Thor-Kitchen-Pre-Converted-Propane-36-in-6-0-cu-Ft-Single-Oven-Professional-Gas-Range-in-Stainless-Steel-with-6-Burners-LRG3601ULP/313181429 | Yes
Thor Kitchen | TRG3601 | Cooking Range | Gas Range | No | 6 | 35.875 | 6 | 3299 | [5 empty] | 2023 | Home Depot |  | https://www.homedepot.com/p/Thor-Kitchen-Tilt-Panel-36-in-6-Burners-Freestanding-Gas-Range-with-self-cleaning-and-air-fry-convection-oven-in-Stainless-Steel-TRG3601/324496377 | Yes
|  | Cooking Range | Gas Range | No | 6 | 35.875 | 6 | 3449 | [5 empty] | 2023 | Home Depot |  | https://www.homedepot.com/p/Thor-Kitchen-Tilt-Panel-36-in-6-Burners-Freestanding-Gas-Range-with-self-cleaning-air-fry-convection-oven-in-Stainless-Steel-in-LP-TRG3601ULP/324706289 | Yes
|  | Cooking Range | Electric Range | Induction | 6.2 | 30 | 5 | 1898 | [5 empty] | 2023 | Home Depot |  | https://www.homedepot.com/p/FRIGIDAIRE-GALLERY-30-in-6-2-cu-ft-5-Element-Slide-In-Induction-Range-in-Smudge-Proof-Stainless-Steel-with-Total-Convection-and-Air-Fry-GCFI3060BF/325645579 | No
Cafe | CGY366P2TS1 | Cooking Range | Gas Range | No | 6.2 | 35.88 | 6 | 6599 | [5 empty] | 2023 | Home Depot |  | https://www.homedepot.com/p/Cafe-36-in-6-2-cu-ft-Smart-Slide-In-Gas-Range-in-Stainless-Steel-with-6-Burners-Air-Fry-and-Convection-CGY366P2TS1/316364668 | Yes
LG | LSGL6335F | Cooking Range | Gas Range | No | 6.3 | 29.88 | 5 | 1698 | [5 empty] | 2023 | Home Depot |  | https://www.homedepot.com/p/LG-6-3-cu-ft-Slide-in-Gas-Range-with-EasyClean-Instaview-and-Air-Fry-in-Printproof-Stainless-Steel-LSGL6335F/315878728 | Yes
|  | Cooking Range | Electric Range | No | 6.3 | 30 | 5 | 849 | [5 empty] | 2023 | Home Depot |  | https://www.homedepot.com/p/LG-6-3-cu-ft-Single-Oven-Electric-Range-with-EasyClean-Wi-Fi-Enabled-in-Stainless-Steel-LREL6321S/312775889 | Yes
|  | Cooking Range | Electric Range | No | 6.3 | 29.9 | 4 | 898 | [5 empty] | 2023 | Home Depot |  | https://www.homedepot.com/p/Samsung-6-3-cu-ft-Smart-Freestanding-Electric-Range-with-Steam-Clean-in-Stainless-Steel-NE63A6111SS/315603065 | Yes
|  | Cooking Range | Electric Range | No | 6.3 | 29.9 | 5 | 918 | [5 empty] | 2023 | Home Depot |  | https://www.homedepot.com/p/Samsung-6-3-cu-ft-Smart-Wi-Fi-Enabled-Convection-Electric-Range-with-No-Preheat-AirFry-in-Stainless-Steel-NE63A6511SS/315616497 | Yes
|  | Cooking Range | Electric Range | No | 6.3 | 30 | 5 | 948 | [5 empty] | 2023 | Home Depot |  | https://www.homedepot.com/p/LG-30-in-6-3-cu-ft-Smart-Wi-Fi-Enabled-Fan-Convection-Electric-Range-Oven-with-AirFry-and-EasyClean-in-Stainless-Steel-LREL6323S/312460280 | Yes
|  | Cooking Range | Electric Range | No | 6.3 | 29.88 | 5 | 1148 | [5 empty] | 2023 | Home Depot |  | https://www.homedepot.com/p/LG-6-3-cu-ft-Smart-True-Convection-InstaView-Electric-Range-Single-Oven-with-Air-Fry-in-Printproof-Stainless-Steel-LREL6325F/312460220 | Yes
|  | Cooking Range | Electric Range | No | 6.3 | 29.88 | 5 | 1148 | [5 empty] | 2023 | Home Depot |  | https://www.homedepot.com/p/LG-30-in-6-3-cu-ft-Single-Oven-Slide-In-Electric-Range-with-5-Elements-in-Stainless-Steel-LSEL6331F/315867506 | Yes
|  | Cooking Range | Electric Range | No | 6.3 | 29.9 | 5 | 1248 | [5 empty] | 2023 | Home Depot |  | https://www.homedepot.com/p/Samsung-6-3-cu-ft-Smart-Wi-Fi-Enabled-Convection-Electric-Range-with-No-Preheat-AirFry-in-Stainless-Steel-NE63A6711SS/315616447 | Yes
LG | LSGL6337F | Cooking Range | Gas Range | No | 6.3 | 30 | 5 | 2198 | [5 empty] | 2023 | Home Depot |  | https://www.homedepot.com/p/LG-6-3-cu-ft-Smart-Slide-In-Gas-Range-with-ProBake-Convection-Air-Sous-Vide-in-PrintProof-Stainless-Steel-LSGL6337F/315878151 | Yes
|  | Cooking Range | Electric Range | No | 6.3 | 29.93 | 5 | 1328 | [5 empty] | 2023 | Home Depot |  | https://www.homedepot.com/p/Samsung-6-3-cu-ft-30-in-Smart-Freestanding-Double-Oven-Electric-Range-with-Flex-Duo-in-Fingerprint-Resistant-Stainless-Steel-NE63A6751SS/318200100 | Yes
|  | Cooking Range | Electric Range | Induction | 6.3 | 29.93 | 4 | 1328 | [5 empty] | 2023 | Home Depot |  | https://www.homedepot.com/p/Samsung-30-in-6-3-cu-ft-Slide-In-Induction-Range-with-Self-Cleaning-Oven-in-Stainless-Steel-NE63B8211SS/320714840 | No
|  | Cooking Range | Electric Range | No | 6.3 | 29.94 | 5 | 1548 | [5 empty] | 2023 | Home Depot |  | https://www.homedepot.com/p/Samsung-30-in-6-3-cu-ft-Smart-5-Element-Slide-In-Electric-Range-with-Air-Fry-and-Convection-Oven-in-Stainless-Steel-NE63BG8315SS/322437970 | Yes
|  | Cooking Range | Electric Range | No | 6.3 | 29.9 | 5 | 1548 | [5 empty] | 2023 | Home Depot |  | https://www.homedepot.com/p/Samsung-30-in-6-3-cu-ft-Slide-In-Electric-Convection-Range-Oven-in-Fingerprint-Resistant-Stainless-Steel-NE63T8311SS/313928540 | Yes
|  | Cooking Range | Gas Range | No | 6.3 | 29.87 | 5 | 2298 | [5 empty] | 2023 | Home Depot |  | https://www.homedepot.com/p/LG-STUDIO-30-in-6-3-cu-ft-Slide-in-Gas-Range-with-ProBake-Convection-Easy-Clean-Instaview-and-Air-Fry-in-Stainless-Steel-LSGS6338F/318454048 | Yes
|  | Cooking Range | Electric Range | No | 6.3 | 29.94 | 5 | 1748 | [5 empty] | 2023 | Home Depot |  | https://www.homedepot.com/p/Samsung-Bespoke-30-in-6-3-cu-ft-5-Element-Smart-Slide-In-Electric-Range-in-White-Glass-with-Convection-Oven-and-Air-Fry-NE63CB831512/323868364 | Yes
|  | Cooking Range | Electric Range | No | 6.3 | 29.9 | 5 | 1848 | [5 empty] | 2023 | Home Depot |  | https://www.homedepot.com/p/Samsung-30-in-6-3-cu-ft-Smart-5-Element-Slide-In-Electric-Range-with-Air-Fry-Convection-Oven-in-Stainless-Steel-NE63T8511SS/313871700 | Yes
|  | Cooking Range | Electric Range | No | 6.3 | 29.88 | 5 | 2098 | [5 empty] | 2023 | Home Depot |  | https://www.homedepot.com/p/LG-6-3-cu-ft-Smart-Slide-In-Electric-Range-with-ProBake-Convection-Air-Sous-Vide-in-PrintProof-Stainless-Steel-LSEL6337F/315877788 | Yes
|  | Cooking Range | Electric Range | No | 6.3 | 29.87 | 5 | 2198 | [5 empty] | 2023 | Home Depot |  | https://www.homedepot.com/p/LG-STUDIO-30-in-6-3-cu-ft-Instaview-Slide-In-Electric-Range-W-ProBake-Air-Fry-Air-Sous-Vide-and-EasyClean-in-Stainless-Steel-LSES6338F/318333458 | Yes
|  | Cooking Range | Electric Range | Induction | 6.3 | 29.93 | 4 | 2248 | [5 empty] | 2023 | Home Depot |  | https://www.homedepot.com/p/Samsung-30-in-6-3-cu-ft-Slide-In-Induction-Range-with-Air-Fry-Convection-Oven-in-Fingerprint-Resistant-Stainless-Steel-NE63B8611SS/320714969 | Yes
|  | Cooking Range | Electric Range | Induction | 6.3 | 29.88 | 4 | 2598 | [5 empty] | 2023 | Home Depot |  | https://www.homedepot.com/p/LG-6-3-cu-ft-Smart-Induction-Slide-in-Range-with-ProBake-Convection-Air-Fry-Air-Sous-Vide-in-PrintProof-Stainless-Steel-LSIL6336F/324906207 | Yes
|  | Cooking Range | Electric Range | No | 6.3 | 30 | 5 | 2849 | [5 empty] | 2023 | Home Depot |  | https://www.homedepot.com/p/LG-STUDIO-30-in-6-3-cu-ft-Smart-Slide-In-Electric-Range-with-ProBake-Convection-Oven-and-Self-Clean-in-Stainless-Steel-LSSE3027ST/308398156 | Yes
|  | Cooking Range | Electric Range | No | 6.3 | 29.9 | 5 | 2948 | [5 empty] | 2023 | Home Depot |  | https://www.homedepot.com/p/Samsung-30-in-6-3-cu-ft-Flex-Duo-Slide-In-Electric-Range-with-Smart-Dial-and-Air-Fry-in-Fingerprint-Resistant-Stainless-Steel-NE63T8751SS/314141240 | Yes
|  | Cooking Range | Electric Range | Induction | 6.3 | 29.88 | 5 | 3099 | [5 empty] | 2023 | Home Depot |  | https://www.homedepot.com/p/LG-6-3-cu-ft-Smart-Slide-In-Electric-Range-with-ProBake-Convection-Induction-Self-Clean-in-Black-Stainless-Steel-LSE4616BD/305220193 | Yes
|  | Cooking Range | Electric Range | Induction | 6.3 | 29.9 | 4 | 3448 | [5 empty] | 2023 | Home Depot |  | https://www.homedepot.com/p/Samsung-6-3-cu-ft-4-Burner-Slide-In-Induction-Range-with-Air-Fry-in-Fingerprint-Resistant-Stainless-Steel-NE63T8911SS/314936136 | Yes
|  | Cooking Range | Electric Range | No | 6.3 | 29.88 | 5 | 3699 | [5 empty] | 2023 | Home Depot |  | https://www.homedepot.com/p/LG-STUDIO-30-in-6-3-cu-ft-Slide-in-Induction-Electric-Range-with-ProBake-Convection-Air-Fry-and-Air-Sous-Vide-in-Stainless-LSIS6338F/323154805 | Yes
|  | Cooking Range | Electric Range | Induction | 6.3 | 29.87 | 4 | 3799 | [5 empty] | 2023 | Home Depot |  | https://www.homedepot.com/p/LG-6-3-cu-ft-Smart-Slide-In-Electric-Range-with-ProBake-Convection-Induction-Self-Clean-Oven-in-Stainless-Steel-LSE4617ST/207032333 | Yes
|  | Cooking Range | Electric Range | Induction | 6.3 | 29.88 | 5 | 3899 | [5 empty] | 2023 | Home Depot |  | https://www.homedepot.com/p/LG-STUDIO-6-3-cu-ft-Smart-Induction-Slide-In-Range-with-EasyClean-in-PrintProof-Stainless-Steel-LSIS3018SS/312696591 | Yes
|  | Cooking Range | Electric Range | Induction | 6.3 | 29.9 | 4 | 4148 | [5 empty] | 2023 | Home Depot |  | https://www.homedepot.com/p/Samsung-6-3-cu-ft-4-Burner-Slide-In-Electric-Induction-Range-with-Air-Fry-in-Fingerprint-Resistant-Stainless-Steel-NE63T8951SS/315616645 | No
|  | Cooking Range | Gas Range | No | 6.3 | 30 | 5 | 3049 | [5 empty] | 2023 | Home Depot |  | https://www.homedepot.com/p/LG-STUDIO-30-in-6-3-cu-ft-Smart-Slide-In-Gas-Range-with-ProBake-Convection-Oven-and-Self-Clean-in-Stainless-Steel-LSSG3017ST/308491888 | Yes
KitchenAid | KFGC558JSS | Cooking Range | Gas Range | No | 6.3 | 47.88 | 6 | 9359 | [5 empty] | 2023 | Home Depot |  | https://www.homedepot.com/p/KitchenAid-48-in-6-3-cu-ft-Smart-Double-Oven-Commercial-Style-Gas-Range-with-Griddle-and-True-Convection-in-Stainless-Steel-KFGC558JSS/311789313 | Yes
|  | Cooking Range | Electric Range | No | 6.4 | 29.875 | 5 | 1199 | [5 empty] | 2023 | Home Depot |  | https://www.homedepot.com/p/Maytag-30-in-5-Elements-Slide-In-Electric-Range-in-Stainless-Steel-with-Air-Fry-MES8800PZ/325746813 | Yes
|  | Cooking Range | Electric Range | No | 6.4 | 29.88 | 5 | 1349 | [5 empty] | 2023 | Home Depot |  | https://www.homedepot.com/p/Whirlpool-6-4-cu-ft-Electric-Range-in-Fingerprint-Resistant-Stainless-Steel-with-Frozen-Bake-Technology-WFE775H0HZ/302048946 | Yes
|  | Cooking Range | Electric Range | No | 6.4 | 29.88 | 5 | 1398 | [5 empty] | 2023 | Home Depot |  | https://www.homedepot.com/p/Whirlpool-6-4-cu-ft-Single-Oven-Electric-Range-with-Air-Fry-Oven-in-Fingerprint-Resistant-Stainless-Steel-WEE745H0LZ/318044559 | Yes
|  | Cooking Range | Electric Range | No | 6.4 | 29.88 | 5 | 1574 | [5 empty] | 2023 | Home Depot |  | https://www.homedepot.com/p/Whirlpool-6-4-cu-ft-Smart-Electric-Range-with-Air-Fry-With-Connection-in-Fingerprint-Resistant-Black-Stainless-WFE975H0HV/302071158 | Yes
|  | Cooking Range | Electric Range | No | 6.4 | 29.88 | 5 | 2069 | [5 empty] | 2023 | Home Depot |  | https://www.homedepot.com/p/Whirlpool-6-4-cu-ft-Smart-Slide-in-Electric-Range-with-Scan-to-Cook-Technology-and-Air-Fry-With-Connection-in-Stainless-Steel-WEEA25H0HZ/303490927 | Yes
|  | Cooking Range | Electric Range | No | 6.4 | 30 | 5 | 2159 | [5 empty] | 2023 | Home Depot |  | https://www.homedepot.com/p/Whirlpool-6-4-cu-ft-Smart-Slide-In-Electric-Range-with-Air-Fry-When-Connected-in-Fingerprint-Resistant-Stainless-Steel-WEE750H0HZ/302778454 | Yes
|  | Cooking Range | Electric Range | No | 6.4 | 29.88 | 5 | 2339 | [5 empty] | 2023 | Home Depot |  | https://www.homedepot.com/p/KitchenAid-6-4-cu-ft-Slide-In-Electric-Range-with-Self-Cleaning-Convection-Oven-in-Stainless-Steel-KSEG700ESS/205890127 | Yes
|  | Cooking Range | Electric Range | No | 6.4 | 29.88 | 4 | 3329 | [5 empty] | 2023 | Home Depot |  | https://www.homedepot.com/p/KitchenAid-6-4-cu-ft-Downdraft-Slide-In-Electric-Range-with-Self-Cleaning-Convection-Oven-in-Stainless-Steel-KSEG950ESS/206047507 | Yes
|  | Cooking Range | Electric Range | No | 6.4 | 29.875 | 4 | 3699 | [5 empty] | 2023 | Home Depot |  | https://www.homedepot.com/p/KitchenAid-30-in-4-Element-Slide-In-Electric-Range-in-Stainless-Steel-with-Air-Fry-KSIS730PSS/325746160 | Yes
KitchenAid | KSGB900ESS | Cooking Range | Gas Range | No | 6.5 | 29.88 | 5 | 2789 | [5 empty] | 2023 | Home Depot |  | https://www.homedepot.com/p/KitchenAid-6-5-cu-ft-Slide-In-Gas-Range-with-Self-Cleaning-Convection-Oven-in-Stainless-Steel-KSGB900ESS/205996441 | Yes
Forno | FFSGS6291-48 | Cooking Range | Gas Range | No | 6.6 | 48 | 8 | 2999 | [5 empty] | 2023 | Home Depot |  | https://www.homedepot.com/p/Forno-Professional-48-in-Freestanding-Double-Oven-Dual-Fuel-Range-8-Burners-Stainless-Steel-with-AirFry-FFSGS6291-48/325579528 | Yes
|  | Cooking Range | Gas Range | No | 6.6 | 48 | 8 | 3698 | [5 empty] | 2023 | Home Depot |  | https://www.homedepot.com/p/Forno-Galiano-48-in-6-58-cu-ft-Double-Oven-Dual-Fuel-Range-with-Gas-Stove-and-Electric-Oven-in-Stainless-Steel-w-White-Door-FFSGS6156-48WHT/321072945 | Yes
|  | Cooking Range | Electric Range | No | 6.6 | 29.88 | 5 | 2049 | [5 empty] | 2023 | Home Depot |  | https://www.homedepot.com/p/GE-Profile-30-in-6-6-cu-ft-Smart-Freestanding-Double-Oven-Electric-Range-in-Fingerprint-Resistant-Stainless-with-Convection-PB965YPFS/315518806 | Yes
|  | Cooking Range | Electric Range | No | 6.6 | 29.88 | 5 | 2098 | [5 empty] | 2023 | Home Depot |  | https://www.homedepot.com/p/GE-30-in-6-6-cu-ft-Slide-In-Double-Oven-Electric-Range-in-Stainless-Steel-with-True-Convection-JSS86SPSS/313241172 | Yes
|  | Cooking Range | Electric Range | No | 6.6 | 29.88 | 5 | 3349 | [5 empty] | 2023 | Home Depot |  | https://www.homedepot.com/p/GE-Profile-30-in-6-6-cu-ft-Slide-In-Double-Oven-Electric-Range-in-Fingerprint-Resistant-Stainless-with-Convection-and-Air-Fry-PS960YPFS/315518809 | Yes
Forno | FFSGS6260-48 | Cooking Range | Gas Range | No | 6.6 | 48 | 8 | 3999 | [5 empty] | 2023 | Home Depot |  | https://www.homedepot.com/p/Forno-Capriasca-Titanium-Professional-48-in-Freestanding-Gas-Range-FFSGS6260-48/312994052 | Yes
Forno | FFSGS6444-48 | Cooking Range | Gas Range | No | 6.6 | 48 | 8 | 3999 | [5 empty] | 2023 | Home Depot |  | https://www.homedepot.com/p/Forno-Galiano-48-Freestanding-French-Door-Double-Oven-8-Burners-in-Stainless-Steel-FFSGS6444-48/325731864 | Yes
|  | Cooking Range | Gas Range | No | 6.6 | 48 | 8 | 3999 | [5 empty] | 2023 | Home Depot |  | https://www.homedepot.com/p/Forno-Galiano-48-in-Freestanding-French-Door-Double-Oven-Dual-Fuel-Range-8-Burners-Stainless-Steel-FFSGS6356-48/325653629 | Yes
|  | Cooking Range | Gas Range | No | 6.6 | 48 | 6 | 3999 | [5 empty] | 2023 | Home Depot |  | https://www.homedepot.com/p/Forno-Capriasca-48-in-6-58-cu-ft-Gas-Range-with-8-Gas-Burners-and-Double-Electric-240-Volt-Oven-in-Stainless-Steel-FFSGS6187-48/312994053 | Yes
|  | Cooking Range | Gas Range | No | 6.6 | 48 | 8 | 4499 | [5 empty] | 2023 | Home Depot |  | https://www.homedepot.com/p/Forno-Capriasca-48-in-Freestanding-French-Door-Double-Oven-Dual-Fuel-Range-8-Burner-Stainless-Steel-FFSGS6460-48/325654477 | Yes
|  | Cooking Range | Gas Range | No | 6.6 | 48 | 8 | 4499 | [5 empty] | 2023 | Home Depot |  | https://www.homedepot.com/p/Forno-Capriasca-48-in-Freestanding-French-Door-Dual-Fuel-Range-with-8-Burners-in-Stainless-Steel-FFSGS6387-48/325732149 | Yes
|  | Cooking Range | Gas Range | No | 6.6 | 48 | 6 | 4698 | [5 empty] | 2023 | Home Depot |  | https://www.homedepot.com/p/Forno-Capriasca-48-in-6-58-cu-ft-Double-Oven-Dual-Fuel-Range-with-Gas-Stove-and-Electric-Oven-in-Stainless-Steel-w-Blue-Door-FFSGS6187-48BLU/321072939 | Yes
|  | Cooking Range | Gas Range | No | 6.6 | 48 | 8 | 4698 | [5 empty] | 2023 | Home Depot |  | https://www.homedepot.com/p/Forno-Capriasca-48-in-8-Burner-Double-Oven-Dual-Fuel-Range-with-Gas-Stove-and-Electric-Oven-in-Stainless-Steel-with-Red-Door-FFSGS6260-48RED/321074302 | Yes
GE | JGSS86SPSS | Cooking Range | Gas Range | No | 6.7 | 30 | 5 | 2098 | [5 empty] | 2023 | Home Depot |  | https://www.homedepot.com/p/GE-30-in-6-7-cu-ft-Slide-In-Double-Oven-Gas-Range-in-Stainless-Steel-with-Griddle-JGSS86SPSS/313247002 | Yes
GE Profile | PGS960YPFS | Cooking Range | Gas Range | No | 6.7 | 30 | 5 | 2498 | [5 empty] | 2023 | Home Depot |  | https://www.homedepot.com/p/GE-Profile-30-in-6-7-cu-ft-Smart-Slide-In-Double-Oven-Gas-Range-in-Fingerprint-Resistant-Stainless-with-True-Convection-PGS960YPFS/315596588 | Yes
KitchenAid | KFDD500ESS | Cooking Range | Gas Range | No | 6.7 | 29.94 | 5 | 2699 | [5 empty] | 2023 | Home Depot |  | https://www.homedepot.com/p/KitchenAid-6-7-cu-ft-Double-Oven-Dual-Fuel-Gas-Range-with-Self-Cleaning-Convection-Oven-in-Stainless-Steel-KFDD500ESS/206007525 | Yes
|  | Cooking Range | Gas Range | No | 6.7 | 48 | 8 | 3757.09 | [5 empty] | 2023 | Home Depot |  | https://www.homedepot.com/p/JANSKA-Professional-48-in-6-7-cu-ft-8-Burners-Double-Oven-Gas-Range-w-Griddle-in-Stainless-Steel-with-Gold-Knobs-and-Handle-GR-670-G/321839536 | Yes
|  | Cooking Range | Gas Range | No | 6.7 | 48 | 8 | 3787.49 | [5 empty] | 2023 | Home Depot |  | https://www.homedepot.com/p/MUELLER-48-in-6-7-cu-ft-Freestanding-Double-Oven-Gas-Range-with-8-Burners-and-Griddle-in-Stainless-Steel-with-Blue-Knobs-GR-670B/319331270 | Yes
Cafe | CGS750P2MS1 | Cooking Range | Gas Range | No | 6.7 | 29.88 | 6 | 3799 | [5 empty] | 2023 | Home Depot |  | https://www.homedepot.com/p/Cafe-30-in-6-7-cu-ft-Smart-Slide-In-Double-Oven-Gas-Range-in-Stainless-Steel-with-Convection-and-Air-Fry-CGS750P2MS1/308803543 | Yes
|  | Cooking Range | Electric Range | No | 6.7 | 29.94 | 5 | 1548 | [5 empty] | 2023 | Home Depot |  | https://www.homedepot.com/p/Whirlpool-6-7-cu-ft-Double-Oven-Electric-Range-with-True-Convection-in-Stainless-Steel-WGE745C0FS/207102568 | Yes
|  | Cooking Range | Gas Range | No | 6.7 | 48 | 8 | 4121.25 | [5 empty] | 2023 | Home Depot |  | https://www.homedepot.com/p/JANSKA-Professional-Series-48-in-8-Burners-Freestanding-6-7-cu-ft-Double-Oven-Gas-Range-with-Griddle-in-Matte-Black-GR-670-BKP/320563378 | Yes
|  | Cooking Range | Electric Range | No | 6.7 | 29.94 | 5 | 1748 | [5 empty] | 2023 | Home Depot |  | https://www.homedepot.com/p/Maytag-6-7-cu-ft-Double-Oven-Electric-Range-with-Convection-Oven-in-Fingerprint-Resistant-Stainless-Steel-MET8800FZ/301072124 | Yes
|  | Cooking Range | Electric Range | No | 6.7 | 29.94 | 5 | 2249 | [5 empty] | 2023 | Home Depot |  | https://www.homedepot.com/p/KitchenAid-6-7-cu-ft-Double-Oven-Electric-Range-with-Self-Cleaning-Convection-Oven-in-Stainless-Steel-KFED500ESS/205997648 | Yes
|  | Cooking Range | Electric Range | No | 6.7 | 29.88 | 4 | 3599 | [5 empty] | 2023 | Home Depot |  | https://www.homedepot.com/p/Cafe-30-in-6-7-cu-ft-Freestanding-Electric-Range-in-Matte-White-with-True-Convection-CES750P4MW2/306337250 | Yes
|  | Cooking Range | Electric Range | Induction | 6.7 | 29.88 | 5 | 4599 | [5 empty] | 2023 | Home Depot |  | https://www.homedepot.com/p/Cafe-30-in-6-7-cu-ft-Smart-Slide-In-Double-Oven-Induction-Range-with-Convection-in-Stainless-Steel-CHS950P2MS1/308803541 | Yes
Kucht | KNG481-S | Cooking Range | Gas Range | No | 6.7 | 48 | 8 | 4938.54 | [5 empty] | 2023 | Home Depot |  | https://www.homedepot.com/p/Kucht-Pro-Style-48-in-6-7-cu-ft-Double-Oven-Natural-Gas-Range-with-8-Burners-in-Stainless-Steel-and-Silver-Oven-Doors-KNG481-S/313901911 | Yes
|  | Cooking Range | Gas Range | No | 6.7 | 48 | 8 | 5077.23 | [5 empty] | 2023 | Home Depot |  | https://www.homedepot.com/p/Kucht-Pro-Style-48-in-6-7-cu-ft-Double-Oven-Liquid-Propane-Range-with-8-Burners-in-Stainless-Steel-and-Silver-oven-Doors-KNG481-LP-S/313694028 | Yes
|  | Cooking Range | Gas Range | No | 6.7 | 48 | 7 | 5095.2 | [5 empty] | 2023 | Home Depot |  | https://www.homedepot.com/p/Kucht-Pro-Style-48-in-6-7-cu-ft-Double-Oven-Gas-Range-with-25K-Power-Burner-in-Stainless-Steel-and-Blue-Knobs-KFX480-B/317452089 | Yes
|  | Cooking Range | Gas Range | No | 6.7 | 48 | 7 | 5183.2 | [5 empty] | 2023 | Home Depot |  | https://www.homedepot.com/p/Kucht-Professional-48-in-6-7-cu-ft-Double-Oven-Propane-Gas-Range-with-25K-Power-Burner-Convection-Oven-in-Stainless-Steel-KFX480-LP/315781276 | Yes
|  | Cooking Range | Gas Range | No | 6.7 | 48 | 7 | 5183.2 | [5 empty] | 2023 | Home Depot |  | https://www.homedepot.com/p/Kucht-Pro-Style-48-in-6-7-cu-ft-Double-Oven-Gas-Range-LP-Ready-with-25K-Power-Burner-in-Stainless-Steel-and-Blue-Knobs-KFX480-LP-B/317461357 | Yes
Kucht | KFX480 | Cooking Range | Gas Range | No | 6.7 | 48 | 7 | 5315.6 | [5 empty] | 2023 | Home Depot |  | https://www.homedepot.com/p/Kucht-Professional-48-in-6-7-cu-ft-Double-Oven-Natural-Gas-Range-with-25K-Power-Burner-Convection-Oven-in-Stainless-Steel-KFX480/315781272 | Yes
Kucht | KNG481-W-GOLD | Cooking Range | Gas Range | No | 6.7 | 48 | 8 | 5687.1 | [5 empty] | 2023 | Home Depot |  | https://www.homedepot.com/p/Kucht-Custom-KNG-48-in-6-7-cu-ft-Natural-Gas-Range-Double-Oven-with-Convection-in-White-with-White-Knobs-and-Gold-Handle-KNG481-W-GOLD/318488353 | Yes
|  | Cooking Range | Gas Range | No | 6.7 | 48 | 8 | 5687.1 | [5 empty] | 2023 | Home Depot |  | https://www.homedepot.com/p/Kucht-Custom-KNG-48-in-6-7-cu-ft-Natural-Gas-Range-Double-Oven-with-Convection-in-Black-with-Black-Knobs-and-Gold-Handle-KNG481-K-GOLD/318485787 | Yes
|  | Cooking Range | Gas Range | No | 6.7 | 47.9 | 6 | 6399 | [5 empty] | 2023 | Home Depot |  | https://www.homedepot.com/p/Thor-Kitchen-48-in-6-7-cu-ft-Double-Oven-Gas-Range-with-Convection-Oven-in-Stainless-Steel-HRG4808U/207207523 | Yes
|  | Cooking Range | Gas Range | No | 6.7 | 47.9 | 6 | 6599 | [5 empty] | 2023 | Home Depot |  | https://www.homedepot.com/p/Thor-Kitchen-Pre-Converted-Propane-48-in-6-7-cu-ft-Double-Oven-Gas-Fuel-Range-with-Convection-Oven-in-Stainless-Steel-HRG4808ULP/313181405 | Yes
|  | Cooking Range | Gas Range | No | 6.7 | 48 | 8 | 6990 | [5 empty] | 2023 | Home Depot |  | https://www.homedepot.com/p/Kucht-Gemstone-48-in-6-7-cu-ft-8-Burners-Natural-Gas-Range-with-Two-Ovens-One-Convection-in-Titanium-Stainless-Steel-KEG483/325668156 | Yes
|  | Cooking Range | Gas Range | No | 6.7 | 48 | 8 | 7090 | [5 empty] | 2023 | Home Depot |  | https://www.homedepot.com/p/Kucht-Gemstone-48-in-6-7-cu-ft-8-Burners-Propane-Gas-Range-with-Two-Ovens-One-Convection-in-Titanium-Stainless-Steel-KEG483-LP/325668731 | Yes
|  | Cooking Range | Gas Range | No | 6.7 | 48 | 8 | 7170 | [5 empty] | 2023 | Home Depot |  | https://www.homedepot.com/p/Kucht-Bundle-48-in-6-7-cu-ft-Pro-Style-Natural-Double-Oven-Gas-Range-Range-Hood-Dishwasher-24-in-in-Stainless-Steel-KN4824UC/316888286 | Yes
|  | Cooking Range | Gas Range | No | 6.7 | 48 | 8 | 8375 | [5 empty] | 2023 | Home Depot |  | https://www.homedepot.com/p/Ancona-48-in-8-Burners-Freestanding-Gas-Range-and-Convection-Oven-in-Stainless-Steel-with-White-Door-AN-2248WHT/320222276 | Yes
GE | JGBS86SPSS | Cooking Range | Gas Range | No | 6.8 | 30 | 5 | 1198 | [5 empty] | 2023 | Home Depot |  | https://www.homedepot.com/p/GE-30-in-6-8-cu-ft-Freestanding-Double-Oven-Gas-Range-in-Stainless-Steel-with-Convection-and-Air-Fry-JGBS86SPSS/313246979 | Yes
GE Profile | PGB965YPFS | Cooking Range | Gas Range | No | 6.8 | 30 | 5 | 2299 | [5 empty] | 2023 | Home Depot |  | https://www.homedepot.com/p/GE-Profile-30-in-6-8-cu-ft-Smart-Freestanding-Double-Oven-Gas-Range-in-Fingerprint-Resistant-Stainless-with-Air-Fry-PGB965YPFS/317602189 | Yes
Cosmo | COS-EPGR486G | Cooking Range | Gas Range | No | 6.8 | 47.9 | 6 | 4299.99 | [5 empty] | 2023 | Home Depot |  | https://www.homedepot.com/p/Cosmo-48-in-6-8-cu-ft-Double-Oven-Commercial-Style-Gas-Range-with-Fan-Assist-Convection-Oven-in-Stainless-Steel-COS-EPGR486G/314102004 | Yes
|  | Cooking Range | Gas Range | No | 6.8 | 47.9 | 6 | 4899 | [5 empty] | 2023 | Home Depot |  | https://www.homedepot.com/p/Thor-Kitchen-48-in-6-8-cu-ft-Double-Oven-Gas-Range-in-Stainless-Steel-with-Griddle-and-6-Burners-LRG4807U/312609409 | Yes
|  | Cooking Range | Gas Range | No | 6.8 | 47.9 | 6 | 5099 | [5 empty] | 2023 | Home Depot |  | https://www.homedepot.com/p/Thor-Kitchen-Pre-Converted-Propane-48-in-6-8-cu-ft-Double-Oven-Gas-Range-in-Stainless-Steel-with-Griddle-and-6-Burners-LRG4807ULP/313181432 | Yes
LG | LDG4313ST | Cooking Range | Gas Range | No | 6.9 | 29.88 | 5 | 1799 | [5 empty] | 2023 | Home Depot |  | https://www.homedepot.com/p/LG-6-9-cu-ft-Double-Oven-Gas-Range-with-ProBake-Convection-Oven-Self-Clean-and-EasyClean-in-Stainless-Steel-LDG4313ST/206290120 | Yes
LG | LTGL6937F | Cooking Range | Gas Range | No | 6.9 | 29.88 | 5 | 2598 | [5 empty] | 2023 | Home Depot |  | https://www.homedepot.com/p/LG-6-9-cu-ft-Smart-Slide-In-Double-Oven-Gas-Range-with-ProBake-and-InstaView-in-PrintProof-Stainless-Steel-LTGL6937F/322414048 | Yes
|  | Cooking Range | Electric Range | No | 7.1 | 29.88 | 5 | 2789 | [5 empty] | 2023 | Home Depot |  | https://www.homedepot.com/p/KitchenAid-7-1-cu-ft-Slide-In-Electric-Range-with-Self-Cleaning-Convection-Oven-in-Stainless-Steel-KSEB900ESS/205902885 | Yes
|  | Cooking Range | Gas Range | No | 7.2 | 48 | 6 | 4699 | [5 empty] | 2023 | Home Depot |  | https://www.homedepot.com/p/NXR-Entree-48-in-7-2-cu-ft-Professional-Style-Gas-Range-with-Convection-Oven-in-Stainless-Steel-NK4811/300618705 | Yes
|  | Cooking Range | Gas Range | No | 7.2 | 48 | 6 | 5199 | [5 empty] | 2023 | Home Depot |  | https://www.homedepot.com/p/NXR-Entree-48-in-7-2-cu-ft-Professional-Style-Liquid-Propane-Range-with-Convection-Oven-in-Stainless-Steel-and-Black-NK4811LP/313032731 | Yes
|  | Cooking Range | Gas Range | No | 7.2 | 48 | 6 | 5509 | [5 empty] | 2023 | Home Depot |  | https://www.homedepot.com/p/NXR-Entree-Bundle-48-in-7-2-cu-ft-Pro-Style-Gas-Range-with-Convection-Oven-and-Range-Hood-in-Stainless-Steel-and-Black-NK4811EHBD/314610605 | Yes
|  | Cooking Range | Gas Range | No | 7.2 | 48 | 6 | 5509 | [5 empty] | 2023 | Home Depot |  | https://www.homedepot.com/p/NXR-Entree-Bundle-48-in-7-2-cu-ft-Pro-Style-Gas-Range-with-Convection-Oven-and-Range-Hood-in-Stainless-Steel-and-Gold-NK4811EHBD-G/316299425 | Yes
|  | Cooking Range | Dual Fuel Range | No | 6.3 | 29.88 | 5 | 2298 | [5 empty] | 2023 | Home Depot |  | https://www.homedepot.com/p/LG-6-3-cu-ft-30-in-Smart-ProBake-Slide-in-Dual-Fuel-Range-with-Gas-Stove-and-Electric-Oven-in-PrintProof-Stainless-Steel-LSDL6336F/320548728 | No
|  | Cooking Range | Dual Fuel Range | No | 7 | 29.88 | 6 | 4099 | [5 empty] | 2023 | Home Depot |  | https://www.homedepot.com/p/Cafe-30-in-7-0-cu-ft-Slide-In-Smart-Double-Oven-Dual-Fuel-Range-with-Convection-and-Self-Clean-in-Stainless-Steel-C2S950P2MS1/308798841 | No
|  | Cooking Range | Dual Fuel Range | No | 4.6 | 36 | 6 | 2899.95 | [5 empty] | 2023 | Home Depot |  | https://www.homedepot.com/p/ZLINE-Kitchen-and-Bath-36-in-4-6-cu-ft-Dual-Fuel-Range-with-Gas-Stove-and-Electric-Oven-in-Stainless-Steel-RA36-RA36/304660696 | No
|  | Cooking Range | Dual Fuel Range | No | 6.3 | 29.93 | 5 | 3698 | [5 empty] | 2023 | Home Depot |  | https://www.homedepot.com/p/Samsung-30-in-6-3-cu-ft-Flex-Duo-Slide-in-Dual-Fuel-Range-with-Air-Fry-in-Fingerprint-Resistant-Stainless-Steel-NY63T8751SS/314782829 | No
|  | Cooking Range | Dual Fuel Range | No | 4.3 | 48 | 6 | 2999 | [5 empty] | 2023 | Home Depot |  | https://www.homedepot.com/p/Forno-Galiano-48-in-Freestanding-Pro-Gas-Range-with-8-Sealed-Burners-and-Double-Electric-240-Volt-Oven-in-Stainless-Steel-FFSGS6156-48/312994051 | No
|  | Cooking Range | Dual Fuel Range | No | 4 | 35.375 | 5 | 1080.83 | [5 empty] | 2023 | Home Depot |  | https://www.homedepot.com/p/Bravo-KITCHEN-36-in-5-Burner-Dual-Fuel-Range-with-Gas-Stove-and-Electric-Oven-and-True-Convection-Bake-Function-in-Stainless-Steel-BV361RD/321265957 | No
|  | Cooking Range | Dual Fuel Range | No | 7.1 | 29.88 | 5 | 3059 | [5 empty] | 2023 | Home Depot |  | https://www.homedepot.com/p/KitchenAid-7-1-cu-ft-Slide-In-Dual-Fuel-Range-with-AquaLift-Self-Cleaning-True-Convection-Oven-in-Stainless-Steel-KSDB900ESS/205888473 | No
|  | Cooking Range | Dual Fuel Range | No | 4.3 | 35.4 | 5 | 1832.43 | [5 empty] | 2023 | Home Depot |  | https://www.homedepot.com/p/Koolmore-36-in-5-Burner-Freestanding-Dual-Fuel-Range-with-Gas-Stove-and-Electric-Oven-in-Stainless-Steel-KM-FR36DF-SS/323701311 | No
|  | Cooking Range | Dual Fuel Range | No | 4 | 39.38 | 5 | 6399 | [5 empty] | 2023 | Home Depot |  | https://www.homedepot.com/p/Hallman-40-in-4-0-cu-ft-Double-Oven-Dual-Fuel-Italian-Range-True-Convection-5-Burners-Griddle-Brass-Trim-in-Glossy-Black-HDFR40BSGB/304493230 | No
|  | Cooking Range | Dual Fuel Range | No | 4 | 30 | 4 | 2399.95 | [5 empty] | 2023 | Home Depot |  | https://www.homedepot.com/p/ZLINE-Kitchen-and-Bath-30-in-4-0-cu-ft-Dual-Fuel-Range-with-Gas-Stove-and-Electric-Oven-in-Stainless-Steel-RA30-RA30/304660691 | No
|  | Cooking Range | Dual Fuel Range | No | 5.1 | 35.88 | 6 | 7559 | [5 empty] | 2023 | Home Depot |  | https://www.homedepot.com/p/KitchenAid-36-in-5-1-cu-ft-Smart-Dual-Fuel-Range-with-True-Convection-and-Self-Cleaning-in-Stainless-Steel-KFDC506JSS/311712920 | No
|  | Cooking Range | Dual Fuel Range | No | 5.2 | 36 | 6 | 3589 | [5 empty] | 2023 | Home Depot |  | https://www.homedepot.com/p/Kucht-36-in-5-2-cu-ft-Dual-Fuel-Range-with-Gas-Stove-and-Electric-Oven-with-Convection-Oven-in-Stainless-Steel-KDF362-S/323992504 | No
|  | Cooking Range | Dual Fuel Range | No | 4.32 | 30 | 5 | 3098 | [5 empty] | 2023 | Home Depot |  | https://www.homedepot.com/p/Forno-Capriasca-30-in-4-32-cu-ft-Dual-Fuel-Range-with-Gas-Stove-and-Electric-Oven-5-Burners-in-Stainless-Steel-w-Black-Door-FFSGS6187-30BLK/321072994 | No
|  | Cooking Range | Dual Fuel Range | No | 4.2 | 30 | 4 | 2992.39 | [5 empty] | 2023 | Home Depot |  | https://www.homedepot.com/p/Kucht-30-in-4-2-cu-ft-Dual-Fuel-Range-with-Gas-Stove-and-Electric-Oven-with-Convection-Oven-in-Green-KDF302-LP-G/324273340 | No
|  | Cooking Range | Dual Fuel Range | No | 5.2 | 36 | 6 | 2899 | [5 empty] | 2023 | Home Depot |  | https://www.homedepot.com/p/Hallman-BOLD-36-5-2-Cu-Ft-6-Burner-Freestanding-Single-Oven-Dual-Fuel-Range-with-Gas-Stove-and-Electric-Oven-in-Stainless-steel-HBRDF36CMSS-LP/323620925 | No
|  | Cooking Range | Dual Fuel Range | No | 5.2 | 36 | 6 | 3199 | [5 empty] | 2023 | Home Depot |  | https://www.homedepot.com/p/Hallman-BOLD-36-in-5-2-Cu-ft-6-Burner-Freestanding-Dual-Fuel-Range-LP-Gas-Stove-and-Electric-Oven-Glossy-Black-Brass-Trim-HBRDF36BSGB-LP/326564258 | No
|  | Cooking Range | Dual Fuel Range | No | 8.3 | 47.88 | 6 | 12799 | [5 empty] | 2023 | Home Depot |  | https://www.homedepot.com/p/Cafe-48-in-8-25-cu-ft-Smart-Double-Oven-Dual-Fuel-Range-with-Self-Cleaning-Convection-Oven-in-Matte-White-C2Y486P4TW2/316364665 | No
|  | Cooking Range | Dual Fuel Range | No | 5.2 | 36 | 6 | 2899 | [5 empty] | 2023 | Home Depot |  | https://www.homedepot.com/p/Hallman-BOLD-36-5-2-Cu-Ft-6-Burner-Freestanding-Single-Oven-Dual-Fuel-Range-with-Gas-Stove-and-Electric-Oven-in-Grey-Family-HBRDF36CMMG/323631741 | No
|  | Cooking Range | Dual Fuel Range | No | 6.3 | 29.88 | 5 | 2499 | [5 empty] | 2023 | Home Depot |  | https://www.homedepot.com/p/LG-6-3-cu-ft-Smart-Slide-In-Dual-Fuel-Electric-Range-with-ProBake-Convection-Oven-Self-Clean-in-Stainless-Steel-LSD4913ST/306681086 | No
|  | Cooking Range | Dual Fuel Range | No | 2.8 | 24 | 4 | 2249.96 | [5 empty] | 2023 | Home Depot |  | https://www.homedepot.com/p/ZLINE-Kitchen-and-Bath-24-2-8-cu-ft-Dual-Fuel-Range-with-Gas-Stove-and-Electric-Oven-in-Black-Stainless-Steel-and-Brass-Burners-RAB-BR-24/314953229 | No
|  | Cooking Range | Dual Fuel Range | No | 4 | 39.38 | 5 | 6199 | [5 empty] | 2023 | Home Depot |  | https://www.homedepot.com/p/Hallman-40-in-4-0-cu-ft-Double-Oven-Dual-Fuel-Italian-Range-True-Convection-5-Burners-LP-Gas-Chrome-Trim-Stainless-Steel-HDFR40CMSSLP/304486097 | No
|  | Cooking Range | Dual Fuel Range | No | 4.2 | 30 | 4 | 2699 | [5 empty] | 2023 | Home Depot |  | https://www.homedepot.com/p/Hallman-BOLD-30-4-2-Cu-Ft-4-Burner-Freestanding-Dual-Fuel-Range-with-Gas-Stove-and-Electric-Oven-in-White-HBRDF30CMWT/323512272 | No
|  | Cooking Range | Dual Fuel Range | No | 5.7 | 29.88 | 6 | 3699 | [5 empty] | 2023 | Home Depot |  | https://www.homedepot.com/p/Cafe-30-in-5-7-cu-ft-Smart-Slide-In-Dual-Fuel-Range-with-Convection-in-Stainless-Steel-C2S900P2MS1/308798846 | No
|  | Cooking Range | Dual Fuel Range | No | 7.3 | 29.88 | 5 | 3599 | [5 empty] | 2023 | Home Depot |  | https://www.homedepot.com/p/LG-SIGNATURE-7-3-cu-ft-Smart-Slide-In-Double-Oven-Dual-Fuel-Range-with-ProBake-Convection-Wi-Fi-Enabled-in-Stainless-Steel-LUTD4919SN/207032335 | No
|  | Cooking Range | Dual Fuel Range | No | 5.2 | 36 | 6 | 3999 | [5 empty] | 2023 | Home Depot |  | https://www.homedepot.com/p/Thor-Kitchen-Pre-Converted-Propane-36-in-5-2-cu-ft-Oven-Dual-Fuel-Range-in-Stainless-Steel-HRD3606ULP/313181483 | No
|  | Cooking Range | Dual Fuel Range | No | 4.2 | 30 | 4 | 2699 | [5 empty] | 2023 | Home Depot |  | https://www.homedepot.com/p/Thor-Kitchen-Pre-Converted-Propane-30-in-4-2-cu-ft-Dual-Fuel-Range-in-Stainless-Steel-HRD3088ULP/313181478 | No
|  | Cooking Range | Dual Fuel Range | No | 5.2 | 36 | 6 | 3199 | [5 empty] | 2023 | Home Depot |  | https://www.homedepot.com/p/Hallman-BOLD-36-in-5-2-Cu-ft-6-Burner-Freestanding-Dual-Fuel-Range-with-LP-Gas-Stove-and-Electric-Oven-White-with-Brass-Trim-HBRDF36BSWT-LP/326564263 | No
|  | Cooking Range | Dual Fuel Range | No | 6 | 48 | 7 | 6299.95 | [5 empty] | 2023 | Home Depot |  | https://www.homedepot.com/p/ZLINE-Kitchen-and-Bath-Autograph-Edition-48-6-0-cu-ft-Dual-Fuel-Range-with-Gas-Stove-and-Electric-Oven-in-Stainless-Steel-and-Gold-Accents-RAZ-48-G/318296591 | No
|  | Cooking Range | Dual Fuel Range | No | 6 | 48 | 7 | 6459.95 | [5 empty] | 2023 | Home Depot |  | https://www.homedepot.com/p/ZLINE-Kitchen-and-Bath-48-6-0-cu-ft-Dual-Fuel-Range-with-Gas-Stove-and-Electric-Oven-in-Black-Stainless-Steel-and-Brass-Burners-RAB-BR-48/314953241 | No
|  | Cooking Range | Dual Fuel Range | No | 6.3 | 29.88 | 5 | 2498 | [5 empty] | 2023 | Home Depot |  | https://www.homedepot.com/p/LG-STUDIO-6-3-cu-ft-30-in-Smart-Slide-in-Dual-Fuel-Range-with-Gas-Stove-and-Electric-Oven-in-PrintProof-Stainless-Steel-LSDS6338F/321433058 | No
|  | Cooking Range | Dual Fuel Range | No | 4 | 30 | 4 | 2499.95 | [5 empty] | 2023 | Home Depot |  | https://www.homedepot.com/p/ZLINE-Kitchen-and-Bath-ZLINE-30-4-0-cu-ft-Dual-Fuel-Range-with-Gas-Stove-and-Electric-Oven-in-DuraSnow-Stainless-Steel-RAS-SN-30-RAS-SN-30/310963546 | No
|  | Cooking Range | Dual Fuel Range | No | 4.2 | 30 | 4 | 3299 | [5 empty] | 2023 | Home Depot |  | https://www.homedepot.com/p/Hallman-CLASSICO-30-in-4-2-Cu-ft-4-Burner-Freestanding-Dual-Fuel-Range-Gas-Stove-and-Electric-Oven-Stainless-steel-Brass-Trim-HCLRDF30BSSS/326562580 | No
|  | Cooking Range | Dual Fuel Range | No | 4.6 | 31.5 | 5 | 3349 | [5 empty] | 2023 | Home Depot |  | https://www.homedepot.com/p/Bosch-Benchmark-Benchmark-Series-30-in-4-6-cu-ft-Slide-In-Dual-Fuel-Range-with-Gas-Stove-and-Electric-Oven-in-Stainless-Steel-HDIP056U/310596283 | No
|  | Cooking Range | Dual Fuel Range | No | 4 | 30 | 4 | 3894.95 | [5 empty] | 2023 | Home Depot |  | https://www.homedepot.com/p/ZLINE-Kitchen-and-Bath-Autograph-Edition-30-4-0-cu-ft-Dual-Fuel-Range-in-Black-Stainless-Steel-and-Gold-Accents-RABZ-30-G/316759824 | No
|  | Cooking Range | Dual Fuel Range | No | 6 | 48 | 7 | 6999.95 | [5 empty] | 2023 | Home Depot |  | https://www.homedepot.com/p/ZLINE-Kitchen-and-Bath-Autograph-Edition-48-6-0-cu-ft-Dual-Fuel-Range-in-Black-Stainless-Steel-and-Champagne-Bronze-Accents-RABZ-48-CB/317204261 | No
|  | Cooking Range | Dual Fuel Range | No | 5.2 | 36 | 6 | 3199 | [5 empty] | 2023 | Home Depot |  | https://www.homedepot.com/p/Hallman-BOLD-36-in-5-2-Cu-ft-6-Burner-Freestanding-Dual-Fuel-Range-with-Gas-Stove-and-Electric-Oven-White-with-Brass-Trim-HBRDF36BSWT/326564262 | No
|  | Cooking Range | Dual Fuel Range | No | 4.6 | 36 | 6 | 3299.95 | [5 empty] | 2023 | Home Depot |  | https://www.homedepot.com/p/ZLINE-Kitchen-and-Bath-36-4-6-cu-ft-Dual-Fuel-Range-in-Fingerprint-Resistant-Stainless-Steel-White-Matte-Door-with-Griddle-RAS-WM-GR-36/322432166 | No
|  | Cooking Range | Dual Fuel Range | No | 5 | 29.87 | 5 | 2499 | [5 empty] | 2023 | Home Depot |  | https://www.homedepot.com/p/ROBAM-30-in-5-Burner-Slide-In-Dual-Fuel-Range-with-Gas-Stove-and-Electric-Oven-with-Convection-in-Stainless-Steel-ROBAM-G517K/320110102 | No
|  | Cooking Range | Dual Fuel Range | No | 4.32 | 30 | 5 | 3499 | [5 empty] | 2023 | Home Depot |  | https://www.homedepot.com/p/Forno-Capriasca-30-in-Freestanding-French-Door-Double-Oven-Dual-Fuel-Range-5-Burners-Stainless-Steel-FFSGS6387-30/325652927 | No
|  | Cooking Range | Dual Fuel Range | No | 2.4 | 23.63 | 4 | 3249 | [5 empty] | 2023 | Home Depot |  | https://www.homedepot.com/p/Hallman-24-in-2-4-cu-ft-Single-Oven-Dual-Fuel-Italian-Range-True-Convection-4-Burners-LP-Gas-Bronze-Trim-in-Stainless-Steel-HDFR24BZSSLP/304539426 | No
|  | Cooking Range | Dual Fuel Range | No | 4.2 | 30 | 4 | 2599 | [5 empty] | 2023 | Home Depot |  | https://www.homedepot.com/p/Thor-Kitchen-30-in-4-2-cu-ft-4-Burner-Slide-in-Dual-Fuel-Range-with-Gas-Stove-and-Electric-Oven-in-Stainless-Steel-HRD3088U/300401499 | No
|  | Cooking Range | Dual Fuel Range | No | 4.2 | 30 | 4 | 2699 | [5 empty] | 2023 | Home Depot |  | https://www.homedepot.com/p/Hallman-BOLD-30-4-2-Cu-Ft-4-Burner-Freestanding-Dual-Fuel-Range-with-Gas-Stove-and-Electric-Oven-in-White-HBRDF30CMWT-LP/323512279 | No
|  | Cooking Range | Dual Fuel Range | No | 4 | 30 | 4 | 3419.96 | [5 empty] | 2023 | Home Depot |  | https://www.homedepot.com/p/ZLINE-Kitchen-and-Bath-Autograph-Edition-30-4-0-cu-ft-Dual-Fuel-Range-with-Gas-Stove-and-Electric-Oven-in-DuraSnow-with-Gold-Accents-RASZ-SN-30-G/318294802 | No
|  | Cooking Range | Dual Fuel Range | No | 5.2 | 36 | 6 | 2899 | [5 empty] | 2023 | Home Depot |  | https://www.homedepot.com/p/Hallman-BOLD-36-5-2-Cu-Ft-6-Burner-Freestanding-Single-Oven-Dual-Fuel-Range-with-Gas-Stove-and-Electric-Oven-in-Stainless-steel-HBRDF36CMSS/323606494 | No
|  | Cooking Range | Dual Fuel Range | No | 4.6 | 36 | 6 | 4084.95 | [5 empty] | 2023 | Home Depot |  | https://www.homedepot.com/p/ZLINE-Kitchen-and-Bath-Autograph-Edition-36-4-6-cu-ft-Dual-Fuel-Range-in-Stainless-Steel-with-White-Matte-Door-and-Gold-Accents-RAZ-WM-36-G/318297184 | No
|  | Cooking Range | Dual Fuel Range | No | 5.2 | 36 | 6 | 3199 | [5 empty] | 2023 | Home Depot |  | https://www.homedepot.com/p/Hallman-BOLD-36-in-5-2-Cu-ft-6-Burner-Freestanding-Dual-Fuel-Range-LP-Gas-Stove-and-Electric-Oven-Matte-Graphite-Brass-Trim-HBRDF36BSMG-LP/326564260 | No
|  | Cooking Range | Dual Fuel Range | No | 4.2 | 30 | 4 | 3299 | [5 empty] | 2023 | Home Depot |  | https://www.homedepot.com/p/Hallman-CLASSICO-30-in-4-2-Cu-ft-4-Burner-Freestanding-Dual-Fuel-Range-LP-Gas-Stove-Electric-Oven-Matte-Graphite-Brass-Trim-HCLRDF30BSMG-LP/326562585 | No
|  | Cooking Range | Dual Fuel Range | No | 4.6 | 36 | 6 | 4199.95 | [5 empty] | 2023 | Home Depot |  | https://www.homedepot.com/p/ZLINE-Kitchen-and-Bath-Autograph-Edition-36-4-6-cu-ft-Dual-Fuel-Range-in-Fingerprint-Resistant-Stainless-Steel-with-Champagne-Bronze-Accents-RASZ-SN-36-CB/317901341 | No
|  | Cooking Range | Dual Fuel Range | No | 7.2 | 48 | 6 | 5299 | [5 empty] | 2023 | Home Depot |  | https://www.homedepot.com/p/NXR-Entree-48-in-7-2-cu-ft-Professional-Style-Dual-Fuel-Range-with-Convection-Oven-in-Stainless-Steel-and-Black-NKD4811/314442295 | No
|  | Cooking Range | Dual Fuel Range | No | 5.2 | 36 | 6 | 3199 | [5 empty] | 2023 | Home Depot |  | https://www.homedepot.com/p/Hallman-BOLD-36-in-5-2-Cu-ft-6-Burner-Freestanding-Dual-Fuel-Range-LP-Gas-Stove-and-Electric-Oven-Stainless-steel-Brass-Trim-HBRDF36BSSS-LP/326564256 | No
|  | Cooking Range | Dual Fuel Range | No | 3.9 | 29.8 | 4 | 1978.79 | [5 empty] | 2023 | Home Depot |  | https://www.homedepot.com/p/Cosmo-Commercial-Style-30-in-3-9-cu-ft-Dual-Fuel-Range-with-4-Italian-Burners-Cast-Iron-Grates-and-5-Function-Electric-Oven-COS-DFR304/301536264 | No
|  | Cooking Range | Dual Fuel Range | No | 6.3 | 47.88 | 6 | 11519 | [5 empty] | 2023 | Home Depot |  | https://www.homedepot.com/p/KitchenAid-48-in-6-3-cu-ft-Smart-Double-Oven-Dual-Fuel-Range-with-True-Convection-in-Stainless-Steel-with-Griddle-KFDC558JSS/311720318 | No
|  | Cooking Range | Gas Range | No | 7.2 | 48 | 6 | 5729 | [5 empty] | 2023 | Home Depot |  | https://www.homedepot.com/p/NXR-Entree-Bundle-48-in-7-2-cu-ft-Pro-Style-Liquid-Propane-Gas-Range-Convection-Oven-and-Hood-in-Stainless-Steel-and-Gold-NK4811LPEHBD-G/316300661 | Yes
|  | Cooking Range | Dual Fuel Range | No | 3.9 | 29.94 | 5 | 3899 | [5 empty] | 2023 | Home Depot |  | https://www.homedepot.com/p/Bosch-800-Series-30-in-3-9-cu-ft-Industrial-Style-Dual-Fuel-Range-with-5-Burners-in-Stainless-Steel-HDS8055U/313881998 | No
|  | Cooking Range | Dual Fuel Range | No | 4 | 30 | 4 | 2849.95 | [5 empty] | 2023 | Home Depot |  | https://www.homedepot.com/p/ZLINE-Kitchen-and-Bath-30-4-0-cu-ft-Dual-Fuel-Range-in-Fingerprint-Resistant-Stainless-Steel-White-Matte-Door-with-Griddle-RAS-WM-GR-30/322432152 | No
|  | Cooking Range | Dual Fuel Range | No | 5.2 | 36 | 6 | 3199 | [5 empty] | 2023 | Home Depot |  | https://www.homedepot.com/p/Hallman-BOLD-36-in-5-2-Cu-ft-6-Burner-Freestanding-Dual-Fuel-Range-Gas-Stove-and-Electric-Oven-Stainless-steel-Brass-Trim-HBRDF36BSSS/326564255 | No
|  | Cooking Range | Dual Fuel Range | No | 3.55 | 36 | 5 | 5099 | [5 empty] | 2023 | Home Depot |  | https://www.homedepot.com/p/Hallman-36-in-3-55-cu-ft-Single-Oven-Dual-Fuel-Italian-Range-True-Convection-5-Burners-Griddle-LP-Gas-Brass-Trim-in-White-HDFR36BSWTLP/304269000 | No
|  | Cooking Range | Dual Fuel Range | No | 6 | 48 | 7 | 5499.95 | [5 empty] | 2023 | Home Depot |  | https://www.homedepot.com/p/ZLINE-Kitchen-and-Bath-48-6-0-cu-ft-Dual-Fuel-Range-with-Gas-Stove-and-Electric-Oven-in-Stainless-Steel-and-Griddle-RA-GR-48/322430963 | No
|  | Cooking Range | Dual Fuel Range | No | 6 | 59.06 | 8 | 10599 | [5 empty] | 2023 | Home Depot |  | https://www.homedepot.com/p/Hallman-60-in-6-cu-ft-Double-Oven-Dual-Fuel-Italian-Range-True-Convection-8-Burners-Griddle-Chrome-Trim-Stainless-Steel-HDFR60CMSS/300210027 | No
|  | Cooking Range | Gas Range | No | 7.2 | 48 | 6 | 5729 | [5 empty] | 2023 | Home Depot |  | https://www.homedepot.com/p/NXR-Entree-Bundle-48-in-7-2-cu-ft-Pro-Style-Liquid-Propane-Range-Convection-Oven-Range-Hood-in-Stainless-Steel-and-Black-NK4811LPEHBD/314610627 | Yes
|  | Cooking Range | Dual Fuel Range | No | 4.2 | 30 | 4 | 2999 | [5 empty] | 2023 | Home Depot |  | https://www.homedepot.com/p/Hallman-BOLD-30-in-4-2-Cu-ft-4-Burner-Freestanding-Dual-Fuel-Range-with-Gas-Stove-and-Electric-Oven-Glossy-Black-Brass-Trim-HBRDF30BSGB/326536852 | No
|  | Cooking Range | Gas Range | No | 7.2 | 48 | 6 | 5999 | [5 empty] | 2023 | Home Depot |  | https://www.homedepot.com/p/NXR-Entree-Bundle-48-in-7-2-cu-ft-Pro-Style-Gas-Range-with-Convection-Oven-and-Range-Hood-in-Stainless-Steel-and-Gold-NK4811BD-G/314911217 | Yes
|  | Cooking Range | Dual Fuel Range | No | 5.2 | 36 | 6 | 3799 | [5 empty] | 2023 | Home Depot |  | https://www.homedepot.com/p/Hallman-CLASSICO-36-in-5-2-Cu-ft-6-Burner-Freestanding-Dual-Fuel-Range-with-LP-Gas-Stove-and-Electric-Oven-White-Brass-Trim-HCLRDF36BSWT-LP/326570574 | No
|  | Cooking Range | Dual Fuel Range | No | 4 | 30 | 4 | 2799.95 | [5 empty] | 2023 | Home Depot |  | https://www.homedepot.com/p/ZLINE-Kitchen-and-Bath-30-4-0-cu-ft-Dual-Fuel-Range-with-Gas-Stove-and-Electric-Oven-with-Griddle-and-Brass-Burners-in-Stainless-Steel-RA-BR-GR-30/322419230 | No
|  | Cooking Range | Dual Fuel Range | No | 2.4 | 23.63 | 4 | 3499 | [5 empty] | 2023 | Home Depot |  | https://www.homedepot.com/p/Hallman-24-in-2-4-cu-ft-Single-Oven-Dual-Fuel-Italian-Range-with-True-Convection-4-Burners-Brass-Trim-in-White-HDFR24BSWT/304396002 | No
|  | Cooking Range | Dual Fuel Range | No | 6 | 48 | 7 | 6099.95 | [5 empty] | 2023 | Home Depot |  | https://www.homedepot.com/p/ZLINE-Kitchen-and-Bath-48-6-0-cu-ft-Dual-Fuel-Range-with-Gas-Stove-and-Electric-Oven-in-Stainless-Steel-with-Brass-Burners-and-Griddle-RA-BR-GR-48/322420039 | No
|  | Cooking Range | Dual Fuel Range | No | 5.2 | 36 | 6 | 3199 | [5 empty] | 2023 | Home Depot |  | https://www.homedepot.com/p/Hallman-36-in-6-Burner-Freestanding-Dual-Fuel-Range-with-Natural-Gas-Stove-and-Electric-Oven-Gold-with-Gold-Trim-HBRDF36GDGD/325941736 | No
|  | Cooking Range | Dual Fuel Range | No | 6 | 59.06 | 8 | 11499 | [5 empty] | 2023 | Home Depot |  | https://www.homedepot.com/p/Hallman-60-in-6-cu-ft-Double-Oven-Dual-Fuel-Italian-Range-True-Convection-8-Burners-LP-Gas-Bronze-Trim-Antique-White-HDFR60BZAWLP/304307801 | No
|  | Cooking Range | Dual Fuel Range | No | 5 | 47.25 | 7 | 7199 | [5 empty] | 2023 | Home Depot |  | https://www.homedepot.com/p/Hallman-48-in-5-0-cu-ft-Double-Oven-Dual-Fuel-Italian-Range-True-Convection-7Burners-Griddle-LPGas-Bronze-Trim-Matte-Graphite-HDFR48BZMGLP/304643351 | No
|  | Cooking Range | Dual Fuel Range | No | 5 | 47.25 | 7 | 6799 | [5 empty] | 2023 | Home Depot |  | https://www.homedepot.com/p/Hallman-48-in-5-0-cu-ft-Double-Oven-Dual-Fuel-Italian-Range-with-True-Convection-7-Burners-Griddle-Bronze-Trim-in-White-HDFR48BZWT/304252107 | No
|  | Cooking Range | Dual Fuel Range | No | 6 | 48 | 7 | 6299.95 | [5 empty] | 2023 | Home Depot |  | https://www.homedepot.com/p/ZLINE-Kitchen-and-Bath-ZLINE-48-6-0-cu-ft-Double-Oven-Dual-Fuel-Range-with-Gas-Stove-and-Electric-Oven-with-Griddle-in-Stainless-Steel-RAS-SN-BR-GR-48/322431829 | No
|  | Cooking Range | Dual Fuel Range | No | 2.4 | 23.63 | 4 | 3699 | [5 empty] | 2023 | Home Depot |  | https://www.homedepot.com/p/Hallman-24-in-2-4-cu-ft-Single-Oven-Dual-Fuel-Italian-Range-with-True-Convection-4-Burners-Bronze-Trim-in-Burgundy-HDFR24BZBG/304432282 | No
|  | Cooking Range | Dual Fuel Range | No | 7.4 | 60 | 9 | 11199.95 | [5 empty] | 2023 | Home Depot |  | https://www.homedepot.com/p/ZLINE-Kitchen-and-Bath-Autograph-Edition-60-7-4-cu-ft-Dual-Fuel-Range-in-Stainless-Steel-and-Champagne-Bronze-Accents-RAZ-60-CB/317904261 | No
|  | Cooking Range | Dual Fuel Range | No | 7.4 | 60 | 9 | 11699.95 | [5 empty] | 2023 | Home Depot |  | https://www.homedepot.com/p/ZLINE-Kitchen-and-Bath-Autograph-Edition-60-7-4-cu-ft-Dual-Fuel-Range-in-Fingerprint-Resistant-Stainless-Steel-and-Champagne-Bronze-Accents-RASZ-SN-60-CB/321204085 | No
|  | Cooking Range | Dual Fuel Range | No | 3.55 | 36 | 5 | 5099 | [5 empty] | 2023 | Home Depot |  | https://www.homedepot.com/p/Hallman-36-in-3-55-cu-ft-Single-Oven-Dual-Fuel-Italian-Range-True-Convection-5-Burners-LP-Gas-Bronze-Trim-Stainless-Steel-HDFR36BZSSLP/304535351 | No
|  | Cooking Range | Dual Fuel Range | No | 5.2 | 36 | 6 | 3799 | [5 empty] | 2023 | Home Depot |  | https://www.homedepot.com/p/Hallman-CLASSICO-36-in-5-2-Cu-ft-6-Burner-Freestanding-Dual-Fuel-Range-LP-Gas-Stove-Electric-Oven-Matte-Graphite-Brass-Trim-HCLRDF36BSMG-LP/326570572 | No
|  | Cooking Range | Dual Fuel Range | No | 5.2 | 36 | 6 | 4290 | [5 empty] | 2023 | Home Depot |  | https://www.homedepot.com/p/Kucht-Gemstone-Professional-36-in-5-2-cu-ft-Dual-Fuel-Range-for-Natural-Gas-w-Convection-Oven-in-Titanium-Stainless-Steel-KED364/325557897 | No
|  | Cooking Range | Dual Fuel Range | No | 5.2 | 36 | 6 | 2899 | [5 empty] | 2023 | Home Depot |  | https://www.homedepot.com/p/Hallman-BOLD-36-5-2-CuFt-6-Burner-Freestanding-Single-Oven-Dual-Fuel-Range-with-Gas-Stove-and-Electric-Oven-in-Black-Stainless-HBRDF36CMGB-LP/323631705 | No
|  | Cooking Range | Dual Fuel Range | No | 2.4 | 23.63 | 4 | 3345.53 | [5 empty] | 2023 | Home Depot |  | https://www.homedepot.com/p/Hallman-24-in-2-4-cu-ft-Single-Oven-Dual-Fuel-Italian-Range-True-Convection-4-Burners-LP-Gas-Chrome-Trim-in-Emerald-Green-HDFR24CMGNLP/304418975 | No
|  | Cooking Range | Dual Fuel Range | No | 3 | 30 | 5 | 4299 | [5 empty] | 2023 | Home Depot |  | https://www.homedepot.com/p/Hallman-30-in-3-0-cu-ft-Single-Oven-Dual-Fuel-Range-with-True-Convection-5-Burners-Chrome-Trim-in-White-HDFR30CMWT/304084689 | No
|  | Cooking Range | Dual Fuel Range | No | 4.2 | 30 | 4 | 3540 | [5 empty] | 2023 | Home Depot |  | https://www.homedepot.com/p/Kucht-Gemstone-30in-4-2-cu-ft-4-Burners-Dual-Fuel-Range-for-Propane-Gas-with-Convection-Oven-in-Titanium-Stainless-Steel-KED304-LP/325667641 | No
|  | Cooking Range | Dual Fuel Range | No | 7.4 | 60 | 9 | 11599.95 | [5 empty] | 2023 | Home Depot |  | https://www.homedepot.com/p/ZLINE-Kitchen-and-Bath-Autograph-Edition-60-7-4-cu-ft-Dual-Fuel-Range-in-Fingerprint-Resistant-Stainless-Steel-with-White-Matte-Gold-RASZ-WM-60-G/321966937 | No
|  | Cooking Range | Gas Range | No | 7.2 | 48 | 6 | 6199 | [5 empty] | 2023 | Home Depot |  | https://www.homedepot.com/p/NXR-Entree-Bundle-48-in-7-2-cu-ft-Pro-Style-Liquid-Propane-Range-Convection-Oven-Range-Hood-in-Stainless-Steel-and-Black-NK4811BDLP/313101788 | Yes
|  | Cooking Range | Dual Fuel Range | No | 7.2 | 48 | 6 | 5829 | [5 empty] | 2023 | Home Depot |  | https://www.homedepot.com/p/NXR-Entree-Bundle-48-in-7-2-cu-ft-Pro-Style-Dual-Fuel-Range-Convection-Oven-and-Range-Hood-in-Stainless-Steel-and-Black-NKD4811EHBD/316313364 | No
|  | Cooking Range | Electric Range | No | 7.3 | 29.94 | 5 | 1699 | [5 empty] | 2023 | Home Depot |  | https://www.homedepot.com/p/LG-7-3-cu-ft-Double-Oven-Electric-Range-with-ProBake-Convection-Self-Clean-and-EasyClean-in-Stainless-Steel-LDE4413ST/206290483 | Yes
|  | Cooking Range | Dual Fuel Range | No | 5.2 | 36 | 6 | 3799 | [5 empty] | 2023 | Home Depot |  | https://www.homedepot.com/p/Hallman-CLASSICO-36-in-5-2-Cu-ft-6-Burner-Freestanding-Dual-Fuel-Range-with-Gas-Stove-and-Electric-Oven-White-Brass-Trim-HCLRDF36BSWT/326570573 | No
|  | Cooking Range | Dual Fuel Range | No | 7.2 | 48 | 6 | 5829 | [5 empty] | 2023 | Home Depot |  | https://www.homedepot.com/p/NXR-Entree-Bundle-48-in-7-2-cu-ft-Pro-Style-Duel-Fuel-Range-Convection-Oven-and-Range-Hood-in-Stainless-Steel-and-Gold-NKD4811EHBD-G/316315996 | No
|  | Cooking Range | Dual Fuel Range | No | 6.7 | 47.9 | 8 | 8712.5 | [5 empty] | 2023 | Home Depot |  | https://www.homedepot.com/p/Ancona-48-in-6-7-cu-ft-Double-Oven-Dual-Fuel-Range-with-8-Burners-Griddle-Grill-and-Convection-Ovens-in-Black-AN-2348SSBK/324920399 | No
|  | Cooking Range | Dual Fuel Range | No | 4.2 | 30 | 4 | 2999 | [5 empty] | 2023 | Home Depot |  | https://www.homedepot.com/p/Hallman-BOLD-30-in-4-2-Cu-ft-4-Burner-Freestanding-Dual-Fuel-Range-with-Gas-Stove-and-Electric-Oven-White-with-Brass-Trim-HBRDF30BSWT/326536856 | No
|  | Cooking Range | Dual Fuel Range | No | 6 | 48 | 7 | 5699.95 | [5 empty] | 2023 | Home Depot |  | https://www.homedepot.com/p/ZLINE-Kitchen-and-Bath-48-6-0-cu-ft-Double-Oven-Dual-Fuel-Range-with-Gas-Stove-and-Electric-Oven-in-Fingerprint-Resistant-Stainless-Steel-RAS-SN-GR-48/322431279 | No
|  | Cooking Range | Dual Fuel Range | No | 4.2 | 48 | 8 | 4399 | [5 empty] | 2023 | Home Depot |  | https://www.homedepot.com/p/Hallman-BOLD-48-in-TTL-6-7-Cu-ft-8-Burner-Freestanding-Dual-Fuel-Range-LP-Gas-Stove-Electric-Oven-Glossy-Black-Brass-Trim-HBRDF48BSGB-LP/326568388 | No
|  | Cooking Range | Dual Fuel Range | No | 4.2 | 48 | 8 | 4399 | [5 empty] | 2023 | Home Depot |  | https://www.homedepot.com/p/Hallman-BOLD-48-in-TTL-6-7-CuFt-8-Burner-Freestanding-Dual-Fuel-Range-Gas-Stove-Electric-Oven-Matte-Graphite-with-Brass-Trim-HBRDF48BSMG/326568391 | No
|  | Cooking Range | Dual Fuel Range | No | 6 | 48 | 7 | 5699.95 | [5 empty] | 2023 | Home Depot |  | https://www.homedepot.com/p/ZLINE-Kitchen-and-Bath-ZLINE-48-6-0-cu-ft-Double-Oven-Dual-Fuel-Range-with-Gas-Stove-and-Electric-Oven-with-Griddle-in-Stainless-Steel-RA-WM-GR-48/322430499 | No
|  | Cooking Range | Dual Fuel Range | No | 7.2 | 48 | 6 | 5299 | [5 empty] | 2023 | Home Depot |  | https://www.homedepot.com/p/NXR-Entree-48-in-7-2-cu-ft-Professional-Style-Dual-Fuel-Range-with-Convection-Oven-in-Stainless-Steel-and-Gold-NKD4811-G/314862203 | No
|  | Cooking Range | Dual Fuel Range | No | 5.2 | 36 | 6 | 4390 | [5 empty] | 2023 | Home Depot |  | https://www.homedepot.com/p/Kucht-Gemstone-Professional-36-in-5-2-cu-ft-Dual-Fuel-Range-for-Propane-Gas-w-Convection-Oven-in-Titanium-Stainless-Steel-KED364-LP/325558553 | No
|  | Cooking Range | Dual Fuel Range | No | 3 | 30 | 5 | 4299 | [5 empty] | 2023 | Home Depot |  | https://www.homedepot.com/p/Hallman-30-in-3-0-cu-ft-Single-Oven-Dual-Fuel-Range-with-True-Convection-5-Burners-LP-Gas-Chrome-Trim-in-White-HDFR30CMWTLP/304088288 | No
|  | Cooking Range | Dual Fuel Range | No | 7.4 | 60 | 9 | 11019.95 | [5 empty] | 2023 | Home Depot |  | https://www.homedepot.com/p/ZLINE-Kitchen-and-Bath-60-7-4-cu-ft-Dual-Fuel-Range-with-Gas-Stove-and-Electric-Oven-in-Black-Stainless-Steel-with-Brass-Burners-RAB-BR-60/318890181 | No
|  | Cooking Range | Dual Fuel Range | No | 7.4 | 60 | 9 | 10999.95 | [5 empty] | 2023 | Home Depot |  | https://www.homedepot.com/p/ZLINE-Kitchen-and-Bath-ZLINE-60-7-4-cu-ft-Double-Oven-Dual-Fuel-Range-with-Gas-Stove-and-Electric-Oven-with-Griddle-in-Stainless-Steel-RA-BR-GR-60/322420834 | No
|  | Cooking Range | Dual Fuel Range | No | 4.6 | 36 | 6 | 4399.95 | [5 empty] | 2023 | Home Depot |  | https://www.homedepot.com/p/ZLINE-Kitchen-and-Bath-ZLINE-Autograph-Edition-36-4-6-cu-ft-Dual-Fuel-Range-in-DuraSnow-with-White-Matte-Door-and-Gold-Accents-RASZ-WM-36-G/318296346 | No
|  | Cooking Range | Dual Fuel Range | No | 7.4 | 60 | 9 | 10499.95 | [5 empty] | 2023 | Home Depot |  | https://www.homedepot.com/p/ZLINE-Kitchen-and-Bath-60-7-4-cu-ft-Dual-Fuel-Range-with-Gas-Stove-Electric-Oven-in-Fingerprint-Resistant-Stainless-Steel-RAS-SN-60/317298530 | No
|  | Cooking Range | Dual Fuel Range | No | 7.4 | 60 | 9 | 9999.95 | [5 empty] | 2023 | Home Depot |  | https://www.homedepot.com/p/ZLINE-Kitchen-and-Bath-60-7-4-cu-ft-Dual-Fuel-Range-with-Gas-Stove-and-Electric-Oven-in-Stainless-Steel-RA60/316325955 | No
|  | Cooking Range | Dual Fuel Range | No | 6.7 | 48 | 8 | 4399 | [5 empty] | 2023 | Home Depot |  | https://www.homedepot.com/p/Hallman-48-in-8-Burner-Freestanding-Dual-Fuel-Range-with-Natural-Gas-Stove-and-Electric-Oven-Gold-with-Gold-Trim-HBRDF48GDGD/325942000 | No
|  | Cooking Range | Dual Fuel Range | No | 6.7 | 48 | 8 | 7090 | [5 empty] | 2023 | Home Depot |  | https://www.homedepot.com/p/Kucht-Gemstone-Professional-48-in-6-7-cu-ft-8-Burners-Dual-Fuel-Range-LP-Ready-with-Two-Ovens-in-Titanium-Stainless-Steel-KED484-LP/325669613 | No
|  | Cooking Range | Dual Fuel Range | No | 4.2 | 30 | 4 | 2999 | [5 empty] | 2023 | Home Depot |  | https://www.homedepot.com/p/Hallman-BOLD-30-in-4-2-Cu-ft-4-Burner-Freestanding-Dual-Fuel-Range-LP-Gas-Stove-in-Electric-Oven-Stainless-steel-Brass-Trim-HBRDF30BSSS-LP/326536851 | No
|  | Cooking Range | Dual Fuel Range | No | 5.2 | 36 | 6 | 2899 | [5 empty] | 2023 | Home Depot |  | https://www.homedepot.com/p/Hallman-BOLD-36-5-2-Cu-Ft-6-Burner-Freestanding-Single-Oven-Dual-Fuel-Range-with-Gas-Stove-and-Electric-Oven-in-White-HBRDF36CMWT-LP/323631825 | No
|  | Cooking Range | Dual Fuel Range | No | 4.2 | 30 | 4 | 3299 | [5 empty] | 2023 | Home Depot |  | https://www.homedepot.com/p/Hallman-CLASSICO-30-in-4-2-Cu-ft-4-Burner-Freestanding-Dual-Fuel-Range-LP-Gas-Stove-Electric-Oven-Stainless-steel-Brass-Trim-HCLRDF30BSSS-LP/326562581 | No
|  | Cooking Range | Dual Fuel Range | No | 6.7 | 47.9 | 8 | 9676.25 | [5 empty] | 2023 | Home Depot |  | https://www.homedepot.com/p/Ancona-48-in-6-7-cu-ft-Double-Oven-Dual-Fuel-Range-Double-Oven-Dual-Fuel-Range-with-Gas-Stove-and-Electric-Oven-in-White-AN-2348SSWHT/324150225 | No
|  | Cooking Range | Dual Fuel Range | No | 6.7 | 48 | 8 | 6990 | [5 empty] | 2023 | Home Depot |  | https://www.homedepot.com/p/Kucht-Gemstone-Professional-48-in-6-7-cu-ft-Dual-Fuel-Range-for-Natural-Gas-with-Two-Ovens-in-Titanium-Stainless-Steel-KED484/325668804 | No
|  | Cooking Range | Dual Fuel Range | No | 4.2 | 30 | 4 | 3490 | [5 empty] | 2023 | Home Depot |  | https://www.homedepot.com/p/Kucht-Gemstone-30-in-4-2-cu-ft-4-Burners-Dual-Fuel-Range-for-Natural-Gas-with-Convection-Oven-in-Titanium-Stainless-Steel-KED304/325667184 | No
|  | Cooking Range | Dual Fuel Range | No | 4.2 | 30 | 4 | 3799 | [5 empty] | 2023 | Home Depot |  | https://www.homedepot.com/p/Hallman-CLASSICO-30-in-4-Burner-Single-Oven-Dual-Fuel-Range-with-Gas-Stove-and-Electric-Oven-in-White-HCLRDF30CMWT-LP/323930196 | No
|  | Cooking Range | Dual Fuel Range | No | 6 | 48 | 7 | 6599.95 | [5 empty] | 2023 | Home Depot |  | https://www.homedepot.com/p/ZLINE-Kitchen-and-Bath-Autograph-Edition-48-6-0-cu-ft-Dual-Fuel-Range-in-DuraSnow-with-White-Matte-Door-and-Gold-Accents-RASZ-WM-48-G/318296377 | No
|  | Cooking Range | Dual Fuel Range | No | 6 | 48 | 7 | 6499.95 | [5 empty] | 2023 | Home Depot |  | https://www.homedepot.com/p/ZLINE-Kitchen-and-Bath-Autograph-Edition-48-6-0-cu-ft-Dual-Fuel-Range-with-Gas-Stove-and-Electric-Oven-in-DuraSnow-with-Gold-Accents-RASZ-SN-48-G/318294839 | No
|  | Cooking Range | Dual Fuel Range | No | 7.4 | 60 | 9 | 10099.95 | [5 empty] | 2023 | Home Depot |  | https://www.homedepot.com/p/ZLINE-Kitchen-and-Bath-60-7-4-cu-ft-Dual-Fuel-Range-with-Gas-Stove-and-Electric-Oven-in-Stainless-Steel-with-Griddle-RA-GR-60/322430993 | No
|  | Cooking Range | Dual Fuel Range | No | 5.2 | 36 | 6 | 2899 | [5 empty] | 2023 | Home Depot |  | https://www.homedepot.com/p/Hallman-BOLD-36-5-2-Cu-Ft-6-Burner-Freestanding-Single-Oven-Dual-Fuel-Range-with-Gas-Stove-and-Electric-Oven-in-White-HBRDF36CMWT/323631757 | No
|  | Cooking Range | Dual Fuel Range | No | 4.2 | 48 | 8 | 4899 | [5 empty] | 2023 | Home Depot |  | https://www.homedepot.com/p/Hallman-CLASSICO-48-in-TTL-6-7-Cu-ft-8-Burner-Freestanding-Dual-Fuel-Range-Gas-Stove-Electric-Oven-Matte-Graphite-Brass-Trim-HCLRDF48BSMG/326571081 | No
|  | Cooking Range | Dual Fuel Range | No | 4.2 | 30 | 4 | 3299 | [5 empty] | 2023 | Home Depot |  | https://www.homedepot.com/p/Hallman-CLASSICO-30-in-4-2-Cu-ft-4-Burner-Freestanding-Dual-Fuel-Range-with-Gas-Stove-and-Electric-Oven-White-Brass-Trim-HCLRDF30BSWT/326562586 | No
|  | Cooking Range | Dual Fuel Range | No | 4.2 | 30 | 4 | 2999 | [5 empty] | 2023 | Home Depot |  | https://www.homedepot.com/p/Hallman-BOLD-30-in-4-2-Cu-ft-4-Burner-Freestanding-Dual-Fuel-Range-with-LP-Gas-Stove-and-Electric-Oven-White-with-Brass-Trim-HBRDF30BSWT-LP/326536858 | No
|  | Cooking Range | Dual Fuel Range | No | 5.2 | 36 | 6 | 2899 | [5 empty] | 2023 | Home Depot |  | https://www.homedepot.com/p/Hallman-BOLD-36-5-2-CuFt-6-Burner-Freestanding-Single-Oven-Dual-Fuel-Range-with-Gas-Stove-and-Electric-Oven-in-Black-Stainless-HBRDF36CMGB/323631584 | No
|  | Cooking Range | Dual Fuel Range | No | 5.2 | 36 | 6 | 3799 | [5 empty] | 2023 | Home Depot |  | https://www.homedepot.com/p/Hallman-CLASSICO-36-in-5-2-Cu-ft-6-Burner-Freestanding-Dual-Fuel-Range-LP-Gas-Stove-Electric-Oven-Stainless-steel-Brass-Trim-HCLRDF36BSSS-LP/326570567 | No
|  | Cooking Range | Dual Fuel Range | No | 3 | 30 | 5 | 4199 | [5 empty] | 2023 | Home Depot |  | https://www.homedepot.com/p/Hallman-30-in-3-0-cu-ft-Single-Oven-Dual-Fuel-Italian-Range-with-True-Convection-5-Burners-Bronze-Trim-in-White-HDFR30BZWT/304239350 | No
|  | Cooking Range | Dual Fuel Range | No | 5.2 | 36 | 6 | 8366.69 | [5 empty] | 2023 | Home Depot |  | https://www.homedepot.com/p/Ancona-36-in-5-2-cu-ft-Dual-Fuel-Range-with-Gas-Stove-and-Electric-Oven-in-Stainless-Steel-AN-2336SSWHT/324150103 | No
|  | Cooking Range | Dual Fuel Range | No | 4.32 | 30 | 5 | 3098 | [5 empty] | 2023 | Home Depot |  | https://www.homedepot.com/p/Forno-Capriasca-30-in-4-32-cu-ft-Dual-Fuel-Range-with-Gas-Stove-and-Electric-Oven-5-Burners-in-Stainless-Steel-with-Red-Door-FFSGS6187-30RED/321072999 | No
|  | Cooking Range | Dual Fuel Range | No | 4.2 | 48 | 8 | 4399 | [5 empty] | 2023 | Home Depot |  | https://www.homedepot.com/p/Hallman-BOLD-48-in-TTL-6-7-Cu-ft-8-Burner-Freestanding-Dual-Fuel-Range-Gas-Stove-and-Electric-Oven-White-with-Brass-Trim-HBRDF48BSWT/326568393 | No
|  | Cooking Range | Dual Fuel Range | No | 5.2 | 36 | 6 | 3799 | [5 empty] | 2023 | Home Depot |  | https://www.homedepot.com/p/Hallman-CLASSICO-36-in-5-2-Cu-ft-6-Burner-Freestanding-Dual-Fuel-Range-Gas-Stove-Electric-Oven-Glossy-Black-with-Brass-Trim-HCLRDF36BSGB/326570568 | No
|  | Cooking Range | Dual Fuel Range | No | 4 | 30 | 4 | 3419.96 | [5 empty] | 2023 | Home Depot |  | https://www.homedepot.com/p/ZLINE-Kitchen-and-Bath-Autograph-Edition-30-4-0-cu-ft-Dual-Fuel-Range-in-Stainless-Steel-with-White-Matte-Door-and-Gold-Accents-RAZ-WM-30-G/316759843 | No
|  | Cooking Range | Dual Fuel Range | No | 4.2 | 30 | 4 | 6044.05 | [5 empty] | 2023 | Home Depot |  | https://www.homedepot.com/p/Ancona-30-in-Dual-Fuel-Range-with-Gas-Stove-and-Electric-Oven-with-4-Burners-and-Convection-Oven-in-Stainless-Steel-AN-2330SS/323567493 | No
|  | Cooking Range | Dual Fuel Range | No | 4.2 | 30 | 4 | 2699 | [5 empty] | 2023 | Home Depot |  | https://www.homedepot.com/p/Hallman-BOLD-30-4-2-Cu-Ft-4-Burner-Freestanding-Dual-Fuel-Range-with-Gas-Stove-and-Electric-Oven-in-Grey-Family-HBRDF30CMMG-LP/323512275 | No
|  | Cooking Range | Dual Fuel Range | No | 4.2 | 30 | 4 | 2699 | [5 empty] | 2023 | Home Depot |  | https://www.homedepot.com/p/Hallman-BOLD-30-4-2-Cu-Ft-4-Burner-Freestanding-Dual-Fuel-Range-with-Gas-Stove-and-Electric-Oven-in-Black-Stainless-steel-HBRDF30CMGB-LP/323512280 | No
|  | Cooking Range | Dual Fuel Range | No | 5.2 | 36 | 6 | 3199 | [5 empty] | 2023 | Home Depot |  | https://www.homedepot.com/p/Hallman-BOLD-36-in-5-2-Cu-ft-6-Burner-Freestanding-Dual-Fuel-Range-Gas-Stove-and-Electric-Oven-Matte-Graphite-Brass-Trim-HBRDF36BSMG/326564259 | No
|  | Cooking Range | Dual Fuel Range | No | 4.2 | 30 | 4 | 3799 | [5 empty] | 2023 | Home Depot |  | https://www.homedepot.com/p/Hallman-CLASSICO-30-in-4-Burner-Single-Oven-Dual-Fuel-Range-with-Gas-Stove-and-Electric-Oven-in-White-HCLRDF30CMWT/323930106 | No
|  | Cooking Range | Dual Fuel Range | No | 4.2 | 48 | 8 | 4399 | [5 empty] | 2023 | Home Depot |  | https://www.homedepot.com/p/Hallman-BOLD-48-in-TTL-6-7-CuFt-8-Burner-Freestanding-Dual-Fuel-Range-LP-Gas-Stove-and-Electric-Oven-Matte-Graphite-Brass-Trim-HBRDF48BSMG-LP/326568392 | No
|  | Cooking Range | Dual Fuel Range | No | 4.2 | 30 | 4 | 2699 | [5 empty] | 2023 | Home Depot |  | https://www.homedepot.com/p/Hallman-BOLD-30-4-2-Cu-Ft-4-Burner-Freestanding-Dual-Fuel-Range-with-Gas-Stove-and-Electric-Oven-in-Grey-Family-HBRDF30CMMG/323512274 | No
|  | Cooking Range | Dual Fuel Range | No | 4.32 | 30 | 5 | 3098 | [5 empty] | 2023 | Home Depot |  | https://www.homedepot.com/p/Forno-Capriasca-30-in-4-32-cu-ft-Dual-Fuel-Range-with-Gas-Stove-and-Electric-Oven-5-Burners-in-Stainless-Steel-w-White-Door-FFSGS6187-30WHT/321072984 | No
|  | Cooking Range | Dual Fuel Range | No | 5.2 | 36 | 6 | 3799 | [5 empty] | 2023 | Home Depot |  | https://www.homedepot.com/p/Hallman-CLASSICO-36-in-5-2-Cu-ft-6-Burner-Freestanding-Dual-Fuel-Range-LP-Gas-Stove-and-Electric-Oven-Glossy-BlackBrass-Trim-HCLRDF36BSGB-LP/326570570 | No
|  | Cooking Range | Electric Range | No | 7.3 | 29.88 | 5 | 2598 | [5 empty] | 2023 | Home Depot |  | https://www.homedepot.com/p/LG-7-3-cu-ft-Smart-Double-Oven-Slide-In-Electric-Range-with-ProBake-and-InstaView-in-PrintProof-Stainless-Steel-LTEL7337F/322414102 | Yes
|  | Cooking Range | Dual Fuel Range | No | 4.2 | 30 | 4 | 3799 | [5 empty] | 2023 | Home Depot |  | https://www.homedepot.com/p/Hallman-CLASSICO-30-4-Burner-Single-Oven-Dual-Fuel-Range-with-Gas-Stove-and-Electric-Oven-in-Black-Sta-in-less-steel-HCLRDF30CMGB-LP/323930015 | No
|  | Cooking Range | Dual Fuel Range | No | 5.2 | 28.75 | 6 | 4099 | [5 empty] | 2023 | Home Depot |  | https://www.homedepot.com/p/Hallman-CLASSICO-36-in-6-Burner-Freestanding-Single-Oven-Dual-Fuel-Range-with-Gas-Stove-and-Electric-Oven-in-White-HCLRDF36CMWT-LP/323930969 | No
|  | Cooking Range | Dual Fuel Range | No | 4.2 | 30 | 4 | 2999 | [5 empty] | 2023 | Home Depot |  | https://www.homedepot.com/p/Hallman-BOLD-30-in-4-2-Cu-ft-4-Burner-Freestanding-Dual-Fuel-Range-LP-Gas-Stove-and-Electric-Oven-Glossy-Black-Brass-Trim-HBRDF30BSGB-LP/326536853 | No
|  | Cooking Range | Dual Fuel Range | No | 4.2 | 30 | 4 | 3799 | [5 empty] | 2023 | Home Depot |  | https://www.homedepot.com/p/Hallman-CLASSICO-30-4-Burner-Single-Oven-Dual-Fuel-Range-with-Gas-Stove-and-Electric-Oven-in-Black-Sta-in-less-steel-HCLRDF30CMGB/323930002 | No
|  | Cooking Range | Dual Fuel Range | No | 5.8 | 48 | 6 | 5140.99 | [5 empty] | 2023 | Home Depot |  | https://www.homedepot.com/p/Cosmo-Commercial-Style-48-in-5-8-cu-ft-Double-Oven-Dual-Fuel-Range-with-6-Sealed-Burners-in-Stainless-Steel-COS-DFR486G/307429545 | No
|  | Cooking Range | Dual Fuel Range | No | 4.2 | 30 | 4 | 2999 | [5 empty] | 2023 | Home Depot |  | https://www.homedepot.com/p/Hallman-BOLD-30-in-4-2-Cu-ft-4-Burner-Freestanding-Dual-Fuel-Range-Gas-Stove-and-Electric-Oven-Stainless-steel-Brass-Trim-HBRDF30BSSS/326536850 | No
|  | Cooking Range | Dual Fuel Range | No | 5.2 | 28.75 | 6 | 4099 | [5 empty] | 2023 | Home Depot |  | https://www.homedepot.com/p/Hallman-CLASSICO-36-in-6-Burner-Dual-Fuel-Range-with-Gas-Stove-and-Electric-Oven-Stainless-steel-with-Chrome-Trim-HCLRDF36CMSS/323930747 | No
|  | Cooking Range | Dual Fuel Range | No | 4.2 | 30 | 4 | 3799 | [5 empty] | 2023 | Home Depot |  | https://www.homedepot.com/p/Hallman-CLASSICO-30-in-4-Burner-Dual-Fuel-Range-with-Gas-Stove-and-Electric-Oven-Stainless-steel-with-Chrome-Trim-HCLRDF30CMSS/323925469 | No
|  | Cooking Range | Dual Fuel Range | No | 4.2 | 30 | 4 | 3299 | [5 empty] | 2023 | Home Depot |  | https://www.homedepot.com/p/Hallman-CLASSICO-30-in-4-2-Cu-ft-4-Burner-Freestanding-Dual-Fuel-Range-Gas-Stove-and-Electric-Oven-Glossy-Black-Brass-Trim-HCLRDF30BSGB/326562582 | No
|  | Cooking Range | Dual Fuel Range | No | 4.2 | 30 | 4 | 2699 | [5 empty] | 2023 | Home Depot |  | https://www.homedepot.com/p/Hallman-BOLD-30-4-2-Cu-Ft-4-Burner-Freestanding-Dual-Fuel-Range-with-Gas-Stove-and-Electric-Oven-in-Black-Stainless-steel-HBRDF30CMGB/323512278 | No
|  | Cooking Range | Dual Fuel Range | No | 5.2 | 28.75 | 6 | 4099 | [5 empty] | 2023 | Home Depot |  | https://www.homedepot.com/p/Hallman-CLASSICO-36-in-6-Burner-Single-Oven-Dual-Fuel-Range-with-Gas-Stove-and-Electric-Oven-in-Stainless-steel-HCLRDF36CMSS-LP/323930760 | No
|  | Cooking Range | Dual Fuel Range | No | 4.2 | 30 | 4 | 3299 | [5 empty] | 2023 | Home Depot |  | https://www.homedepot.com/p/Hallman-CLASSICO-30-in-4-2-Cu-ft-4-Burner-Freestanding-Dual-Fuel-Range-LP-Gas-Stove-Electric-Oven-Glossy-Black-Brass-Trim-HCLRDF30BSGB-LP/326562583 | No
|  | Cooking Range | Dual Fuel Range | No | 4.2 | 30 | 4 | 3799 | [5 empty] | 2023 | Home Depot |  | https://www.homedepot.com/p/Hallman-CLASSICO-30-in-4-Burner-in-gle-Oven-Dual-Fuel-Range-with-Gas-Stove-and-Electric-Oven-in-Stainless-steel-HCLRDF30CMSS-LP/323925491 | No
|  | Cooking Range | Dual Fuel Range | No | 5.2 | 28.75 | 6 | 4099 | [5 empty] | 2023 | Home Depot |  | https://www.homedepot.com/p/Hallman-CLASSICO-36-in-6-Burner-Single-Oven-Dual-Fuel-Range-with-Gas-Stove-and-Electric-Oven-in-Black-Stainless-steel-HCLRDF36CMGB/323930868 | No
|  | Cooking Range | Dual Fuel Range | No | 4.2 | 30 | 4 | 3799 | [5 empty] | 2023 | Home Depot |  | https://www.homedepot.com/p/Hallman-CLASSICO-30-in-4-Burner-Single-Oven-Dual-Fuel-Range-with-Gas-Stove-and-Electric-Oven-in-Grey-HCLRDF30CMMG-LP/323930090 | No
|  | Cooking Range | Dual Fuel Range | No | 5.2 | 28.75 | 6 | 4099 | [5 empty] | 2023 | Home Depot |  | https://www.homedepot.com/p/Hallman-CLASSICO-36-in-6-Burner-Freestanding-Single-Oven-Dual-Fuel-Range-with-Gas-Stove-and-Electric-Oven-in-Grey-Family-HCLRDF36CMMG/323930909 | No
|  | Cooking Range | Dual Fuel Range | No | 4.2 | 30 | 4 | 3299 | [5 empty] | 2023 | Home Depot |  | https://www.homedepot.com/p/Hallman-CLASSICO-30-in-4-2-Cu-ft-4-Burner-Freestanding-Dual-Fuel-Range-Gas-Stove-and-Electric-Oven-Matte-Graphiteh-Brass-Trim-HCLRDF30BSMG/326562584 | No
|  | Cooking Range | Dual Fuel Range | No | 5.2 | 36 | 6 | 3799 | [5 empty] | 2023 | Home Depot |  | https://www.homedepot.com/p/Hallman-CLASSICO-36-in-5-2-Cu-ft-6-Burner-Freestanding-Dual-Fuel-Range-Gas-Stove-Electric-Oven-Matte-Graphite-Brass-Trim-HCLRDF36BSMG/326570571 | No
|  | Cooking Range | Dual Fuel Range | No | 5.2 | 28.75 | 6 | 4099 | [5 empty] | 2023 | Home Depot |  | https://www.homedepot.com/p/Hallman-CLASSICO-36-in-6-Burner-Freestanding-Single-Oven-Dual-Fuel-Range-with-Gas-Stove-and-Electric-Oven-in-White-HCLRDF36CMWT/323930930 | No
|  | Cooking Range | Dual Fuel Range | No | 5.2 | 36 | 6 | 8649 | [5 empty] | 2023 | Home Depot |  | https://www.homedepot.com/p/Ancona-36-in-5-2-cu-ft-Dual-Fuel-Range-with-6-Burners-and-Convection-Oven-in-Stainless-Steel-AN-2336SSBK/324920396 | No
|  | Cooking Range | Dual Fuel Range | No | 4.2 | 30 | 4 | 2999 | [5 empty] | 2023 | Home Depot |  | https://www.homedepot.com/p/Hallman-BOLD-30-in-4-2-Cu-ft-4-Burner-Freestanding-Dual-Fuel-Range-LP-Gas-Stove-and-Electric-Oven-Matte-Graphite-Brass-Trim-HBRDF30BSMG-LP/326536855 | No
|  | Cooking Range | Dual Fuel Range | No | 4.2 | 30 | 4 | 2999 | [5 empty] | 2023 | Home Depot |  | https://www.homedepot.com/p/Hallman-BOLD-30-in-4-2-Cu-ft-4-Burner-Freestanding-Dual-Fuel-Range-Gas-Stove-and-Electric-Oven-Matte-Graphite-Brass-Trim-HBRDF30BSMG/326536854 | No
|  | Cooking Range | Dual Fuel Range | No | 6.7 | 47.9 | 8 | 10030.14 | [5 empty] | 2023 | Home Depot |  | https://www.homedepot.com/p/Ancona-48-in-6-7-cu-ft-Double-Oven-Dual-Fuel-Range-with-8-Burners-Griddle-Grill-and-Convection-Ovens-AN-2348SSRD/325031466 | No
|  | Cooking Range | Dual Fuel Range | No | 5.5 | 36 | 6 | 3179 | [5 empty] | 2023 | Home Depot |  | https://www.homedepot.com/p/NXR-Entree-Bundle-36-in-5-5-cu-ft-Pro-Style-Duel-Fuel-Range-Convection-Oven-and-Range-Hood-in-Stainless-Steel-and-Gold-NKD3611EHBD-G/316312777 | No
|  | Cooking Range | Dual Fuel Range | No | 3.8 | 35.5 | 5 | 1929.99 | [5 empty] | 2023 | Home Depot |  | https://www.homedepot.com/p/Cosmo-Commercial-Style-36-in-3-8-cu-ft-Single-Oven-Dual-Fuel-Range-with-8-Function-Convection-Oven-in-Stainless-Steel-COS-F965NF/306546149 | No
|  | Cooking Range | Dual Fuel Range | No | 4.6 | 36 | 6 | 3799.95 | [5 empty] | 2023 | Home Depot |  | https://www.homedepot.com/p/ZLINE-Kitchen-and-Bath-Autograph-Edition-36-4-6-cu-ft-Dual-Fuel-Range-with-Gas-Stove-and-Electric-Oven-in-Stainless-Steel-and-Gold-Accents-RAZ-36-G/316759615 | No
|  | Cooking Range | Dual Fuel Range | No | 5.7 | 30 | 5 | 3399 | [5 empty] | 2023 | Home Depot |  | https://www.homedepot.com/p/GE-Profile-30-in-5-7-cu-Ft-Slide-In-Dual-Fuel-Range-in-Stainless-Steel-with-True-Convection-and-Air-Fry-P2S930YPFS/315596587 | No
|  | Cooking Range | Dual Fuel Range | No | 4 | 30 | 4 | 3239.96 | [5 empty] | 2023 | Home Depot |  | https://www.homedepot.com/p/ZLINE-Kitchen-and-Bath-Autograph-Edition-30-4-0-cu-ft-Dual-Fuel-Range-in-Stainless-Steel-and-Champagne-Bronze-Accents-RAZ-30-CB/317904233 | No
|  | Cooking Range | Dual Fuel Range | No | 4.32 | 30 | 5 | 2599 | [5 empty] | 2023 | Home Depot |  | https://www.homedepot.com/p/Forno-Capriasca-30-in-4-32-cu-ft-Gas-Range-with-5-Gas-Burners-and-Electric-240-Volt-Oven-in-Stainless-Steel-FFSGS6187-30/312994362 | No
|  | Cooking Range | Dual Fuel Range | No | 4 | 39.38 | 5 | 6499 | [5 empty] | 2023 | Home Depot |  | https://www.homedepot.com/p/Hallman-40-in-4-0-cu-ft-Double-Oven-Dual-Fuel-Italian-Range-True-Convection-5-Burners-Griddle-Bronze-Trim-Stainless-Steel-HDFR40BZSS/304539807 | No
|  | Cooking Range | Dual Fuel Range | No | 4.2 | 30 | 4 | 2812.03 | [5 empty] | 2023 | Home Depot |  | https://www.homedepot.com/p/Kucht-30-in-4-2-cu-ft-Dual-Fuel-Range-with-Gas-Stove-and-Electric-Oven-with-Convection-Oven-in-Green-KDF302-G/324235070 | No
|  | Cooking Range | Dual Fuel Range | No | 5 | 47.25 | 7 | 7099 | [5 empty] | 2023 | Home Depot |  | https://www.homedepot.com/p/Hallman-48-in-5-0-cu-ft-Double-Oven-Dual-Fuel-Italian-Range-True-Convection-7-Burners-Griddle-LP-Gas-Brass-Trim-in-White-HDFR48BSWTLP/304636614 | No
|  | Cooking Range | Dual Fuel Range | No | 4.6 | 36 | 6 | 3484.96 | [5 empty] | 2023 | Home Depot |  | https://www.homedepot.com/p/ZLINE-Kitchen-and-Bath-36-4-6-cu-ft-Dual-Fuel-Range-with-Gas-Stove-and-Electric-Oven-in-Black-Stainless-Steel-with-Brass-Burners-RAB-BR-36/314953237 | No
|  | Cooking Range | Gas Range | No | 8.6 | 60 | 10 | 6999 | [5 empty] | 2023 | Home Depot |  | https://www.homedepot.com/p/Forno-Galiano-60-in-8-64-cu-ft-10-Burner-Professional-Freestanding-Double-Oven-Gas-Range-with-Gas-Stove-in-Stainless-Steel-FFSGS6244-60/322341037 | Yes
|  | Cooking Range | Dual Fuel Range | No | 5.8 | 35.88 | 6 | 8199 | [5 empty] | 2023 | Home Depot |  | https://www.homedepot.com/p/Cafe-36-in-5-75-cu-ft-Smart-6-Burner-Dual-Fuel-Range-with-Convection-in-Stainless-Steel-C2Y366P2TS1/316364667 | No
|  | Cooking Range | Dual Fuel Range | No | 4 | 30 | 4 | 3255.89 | [5 empty] | 2023 | Home Depot |  | https://www.homedepot.com/p/ZLINE-Kitchen-and-Bath-30-4-0-cu-ft-Dual-Fuel-Range-with-Gas-Stove-and-Electric-Oven-in-Black-Stainless-Steel-and-Brass-Burners-RAB-BR-30/314953232 | No
|  | Cooking Range | Dual Fuel Range | No | 6 | 48 | 7 | 5319.95 | [5 empty] | 2023 | Home Depot |  | https://www.homedepot.com/p/ZLINE-Kitchen-and-Bath-ZLINE-48-6-0-cu-ft-Dual-Fuel-Range-with-Gas-Stove-and-Electric-Oven-in-DuraSnow-Stainless-Steel-RAS-SN-48-RAS-SN-48/310970685 | No
|  | Cooking Range | Dual Fuel Range | No | 6.7 | 47.9 | 6 | 6399 | [5 empty] | 2023 | Home Depot |  | https://www.homedepot.com/p/Thor-Kitchen-48-in-6-7-cu-ft-Double-Oven-Dual-Fuel-Range-with-Convection-Oven-in-Stainless-Steel-HRD4803U/300401505 | No
|  | Cooking Range | Dual Fuel Range | No | 5.2 | 36 | 6 | 3659 | [5 empty] | 2023 | Home Depot |  | https://www.homedepot.com/p/Kucht-36-in-5-2-cu-ft-LP-Ready-Dual-Fuel-Range-with-Gas-Stove-and-Electric-Oven-with-Convection-Oven-in-Stainless-Steel-KDF362-LP-S/323992522 | No
|  | Cooking Range | Dual Fuel Range | No | 6.7 | 48 | 8 | 5809.33 | [5 empty] | 2023 | Home Depot |  | https://www.homedepot.com/p/Kucht-48-in-6-7-cu-ft-Double-Oven-Dual-Fuel-Range-with-Gas-Stove-and-Electric-Oven-with-Convection-Oven-in-Stainless-Steel-KDF482-S/324127439 | No
|  | Cooking Range | Dual Fuel Range | No | 3.7 | 35.94 | 6 | 5799 | [5 empty] | 2023 | Home Depot |  | https://www.homedepot.com/p/Bosch-800-Series-36-in-3-7-cu-ft-Industrial-Style-Dual-Fuel-Range-with-6-Burners-in-Stainless-Steel-HDS8655U/313882000 | No
|  | Cooking Range | Dual Fuel Range | No | 5.8 | 35.88 | 6 | 8399 | [5 empty] | 2023 | Home Depot |  | https://www.homedepot.com/p/Cafe-36-in-5-75-cu-ft-Smart-6-Burner-Dual-Fuel-Range-with-Convection-in-Matte-Black-C2Y366P3TD1/316364662 | No
|  | Cooking Range | Dual Fuel Range | No | 4.1 | 29.88 | 4 | 5129 | [5 empty] | 2023 | Home Depot |  | https://www.homedepot.com/p/KitchenAid-30-in-4-1-cu-ft-Dual-Fuel-Freestanding-Smart-Range-with-4-Burners-in-Stainless-Steel-KFDC500JSS/310575434 | No
|  | Cooking Range | Gas Range | No | 8.6 | 60 | 10 | 6999 | [5 empty] | 2023 | Home Depot |  | https://www.homedepot.com/p/Forno-Galiano-60-in-10-Burner-Freestanding-Pro-Double-Oven-Dual-Fuel-Range-with-Gas-Stove-and-Electric-Oven-in-Stainless-Steel-FFSGS6156-60/322341034 | Yes
|  | Cooking Range | Dual Fuel Range | No | 5.7 | 30 | 5 | 2599 | [5 empty] | 2023 | Home Depot |  | https://www.homedepot.com/p/GE-Profile-5-7-cu-ft-Dual-Fuel-Range-with-Self-Cleaning-Convection-Oven-in-Fingerprint-Resistant-Stainless-Steel-P2B935YPFS/317602174 | No
|  | Cooking Range | Dual Fuel Range | No | 6.7 | 47.9 | 6 | 6599 | [5 empty] | 2023 | Home Depot |  | https://www.homedepot.com/p/Thor-Kitchen-Pre-Converted-Propane-48-in-6-7-cu-ft-Double-Oven-Dual-Fuel-Range-in-Stainless-Steel-HRD4803ULP/313181504 | No
|  | Cooking Range | Dual Fuel Range | No | 5.2 | 36 | 6 | 3849 | [5 empty] | 2023 | Home Depot |  | https://www.homedepot.com/p/Thor-Kitchen-36-in-5-2-cu-ft-6-Burner-Slide-in-Dual-Fuel-Range-with-Gas-Stove-and-Electric-Oven-in-Stainless-Steel-HRD3606U/300401504 | No
|  | Cooking Range | Dual Fuel Range | No | 2.4 | 23.63 | 4 | 3499 | [5 empty] | 2023 | Home Depot |  | https://www.homedepot.com/p/Hallman-24-in-2-4-cu-ft-Single-Oven-Dual-Fuel-Italian-Range-with-True-Convection-4-Burners-Chrome-Trim-in-White-HDFR24CMWT/304404974 | No
|  | Cooking Range | Dual Fuel Range | No | 3.8 | 35.5 | 5 | 1987.89 | [5 empty] | 2023 | Home Depot |  | https://www.homedepot.com/p/Cosmo-Commercial-Style-36-in-3-8-cu-ft-Single-Oven-Dual-Fuel-Range-with-8-Function-Convection-Oven-in-Stainless-Steel-F965/206716283 | No
|  | Cooking Range | Dual Fuel Range | No | 7.4 | 60 | 9 | 11969.95 | [5 empty] | 2023 | Home Depot |  | https://www.homedepot.com/p/ZLINE-Kitchen-and-Bath-Autograph-Edition-60-7-4-cu-ft-Dual-Fuel-Range-in-Black-Stainless-Steel-and-Champagne-Bronze-Accents-RABZ-60-CB/321216602 | No
|  | Cooking Range | Dual Fuel Range | No | 2.8 | 24 | 4 | 3144.96 | [5 empty] | 2023 | Home Depot |  | https://www.homedepot.com/p/ZLINE-Kitchen-and-Bath-Autograph-Edition-24-2-8-cu-ft-Dual-Fuel-Range-with-Gas-Stove-and-Electric-Oven-in-Black-Stainless-Steel-Gold-Accents-RABZ-24-G/318293871 | No
|  | Cooking Range | Dual Fuel Range | No | 4.6 | 36 | 6 | 2999.95 | [5 empty] | 2023 | Home Depot |  | https://www.homedepot.com/p/ZLINE-Kitchen-and-Bath-36-4-6-cu-ft-Dual-Fuel-Range-with-Gas-Stove-and-Electric-Oven-in-Stainless-Steel-and-Griddle-RA-GR-36/322430844 | No
|  | Cooking Range | Dual Fuel Range | No | 4.2 | 30 | 4 | 2999 | [5 empty] | 2023 | Home Depot |  | https://www.homedepot.com/p/Hallman-30-in-4-Burner-Freestanding-Dual-Fuel-Range-with-Natural-Gas-Stove-and-Electric-Oven-Gold-with-Gold-Trim-HBRDF30GDGD/325940847 | No
|  | Cooking Range | Dual Fuel Range | No | 5.2 | 36 | 6 | 3799 | [5 empty] | 2023 | Home Depot |  | https://www.homedepot.com/p/Hallman-CLASSICO-36-in-5-2-Cu-ft-6-Burner-Freestanding-Dual-Fuel-Range-Gas-Stove-and-Electric-Oven-Stainless-steel-Brass-Trim-HCLRDF36BSSS/326570566 | No
|  | Cooking Range | Dual Fuel Range | No | 4 | 30 | 4 | 2749.95 | [5 empty] | 2023 | Home Depot |  | https://www.homedepot.com/p/ZLINE-Kitchen-and-Bath-30-4-0-cu-ft-Dual-Fuel-Range-with-Gas-Stove-and-Electric-Oven-in-Stainless-Steel-with-White-Matte-Door-and-Griddle-RA-WM-GR-30/322430412 | No
|  | Cooking Range | Dual Fuel Range | No | 4.2 | 48 | 8 | 4399 | [5 empty] | 2023 | Home Depot |  | https://www.homedepot.com/p/Hallman-BOLD-48-in-TTL-6-7-Cu-ft-8-Burner-Freestanding-Dual-Fuel-Range-with-LP-Gas-Stove-and-Electric-Oven-White-Brass-Trim-HBRDF48BSWT-LP/326568394 | No

## Cooking Range Analysis
Table of Contents
Machine Readable Results
Component & Class |  |  | Retail Price Regression, Performance metric 1 | [6 empty] | Retail Price Regression, Performance metric 2 | [6 empty] | Retail Price Regression, Intercepts |  |  | Installation Multiplier |  | Installation Adder |  | Additional Data
Component | Class | Output Units | Coefficient-Low | Coefficient-Mid | Coefficient-High | Metric | Unit | Lower Bound | Upper Bound | Coefficient-Low | Coefficient-Mid | Coefficient-High | Metric | Unit | Lower Bound | Upper Bound | Int-Low | Int-Mid | Int-High | New Construction | Retrofit | New Construction | Retrofit | Lifetime | Cost Variation Considerations | Data Sources | Qualitative Rank | Notes
Cooking Range | Electric | 2023$ | 27.7033 | 127.9692 | 380.3852 | Volume | Cubic ft | 1.6 | 7.3 | 0 | 0 | 0 | N/A | N/A | 0 | 0 | 531.1723 | 588.1838 | 691.3737 |  |  | 143.71 | 279.36 | 11 | Prevailing local wages, Drive time, Access, Condition of existing electrical system, Type of equipment | 1, 4 | High SS, Low R2, Low Source Diversity | High banding for 30 in.
Cooking Range | Induction | 2023$ | 1048.8889 | 49 | 107.1429 | Volume | Cubic ft | 4.6 | 6.7 | 0 | 0 | 0 | N/A | N/A | 0 | 0 | -4360 | 3139.3 | 3881.1429 |  |  | 143.71 | 279.36 | 11 | Prevailing local wages, Drive time, Access, Condition of existing electrical system, Type of equipment | 1, 4 | Low SS, Low R2, Low Source Diversity | Metrics don't appear to scale with cost.
Cooking Range | Gas | 2023$ | 111.8548 | 674.4186 | 635.5556 | Volume | Cubic ft | 1.9 | 8.6 | 0 | 0 | 0 | N/A | N/A | 0 | 0 | 326.871 | -452.1628 | 1533.2222 |  |  | 218.3 | 353.95 | 11 | Prevailing local wages, Drive time, Access, Condition of existing electrical system, Type of equipment | 1 ,4 | High SS, Medium R2, Low Source Diversity
Quantile Regression Results
Electric Resistance
Bounds Metric 1 (Capacity): | 1.6 - 7.3 | [6 empty] | Paste in values
Sample Size: | 137 |  |  |  |  | Quantile 0.1: |  | Metric 1 Values> | 1048.8889 | 49 | 107.1429
Median R2: | 0.04953 |  |  |  |  | Intercept -4359.999998 |  | Metric 2 Values> | 0 | 0 | 0
[6 empty] | Metric_1 1048.888889 |  | Intercept> | 4360 | 3139.3 | 3881.1429
Metric_2 0.000000
Quantile 0.5:
Intercept 3139.300003
Metric_1 49.000000
Metric_2 0.000000
Quantile 0.9:
Intercept 3881.142857
Metric_1 107.142857
Metric_2 0.000000
Induction
Bounds Metric 1 (Capacity): | 4.6 - 6.7
Sample Size: | 15
Median R2: | 0.0416
Gas
Bounds Metric 1 (Volume): | 1.9 - 8.6
Sample Size: | 339
Median R2: | 0.001229
Notes
High banding for 30 in for electric resistance cooking range.
  There are varying sizes of ranges in the U.S. but most products will be at the 30 inch size.
Low sample size for induction. Metrics don't appear to scale with cost. Confidence rating is set to low.
DOE analyzes cooktops and ranges as separate products, but integrated cooking ranges are the most common.
Currently, there is no test procedure for a performance metric by DOE.
A proxy for capacity is oven volume or burner number (rather than total burner Btu)

## Dishwasher Data
Table of Contents
Raw Data |  |  | Performance Metric 2 | Performance Metric 1 |  |  |  | Cost Metric | Labor | [9 empty] | Labor Calculations | [5 empty] | Labor % multiplier (of Materials & Equipment)
Component | Product Class | Product Description | kWh/year | # place settings | KwH/yr/place settings | gal/cycle | # of cycles | Material Price | Install Labor (hours) | Install Labor ($) | Total Installed Cost | Removal Labor (hours) | Removal Labor ($) | Date of Data | Notes | Source | Link | Regression | Component | Product Class | Install | Removal | Total New Construction | Total Retrofit | New Construction (%) | Retrofit (%) | Date of Data | Source
Dishwasher |  | Danby DDW621WDB 6 Place Setting Countertop Dishwasher In White | 203 | 6 | 33.8333 |  | 6 | 361 | [5 empty] | 2023 |  | Sears | https://www.sears.com/danby-6-place-setting-countertop-dishwasher-white/p-SPM8769134902 | No | Dishwasher | N/A |  |  | 199.66 | 377.66 | 122.8% | 164.8% | 2023 | Homewyse, RS Means
Dishwasher |  | 18 in. in Stainless Steel Front Control Smart Dishwasher 120-Volt Stainless Steel Tub | 234 | 8 | 29.25 |  | 6 | 495 | [5 empty] | 2023 |  | Home Depot | https://www.homedepot.com/p/SPT-18-in-in-Stainless-Steel-Front-Control-Smart-Dishwasher-120-Volt-Stainless-Steel-Tub-SD-9254SSA/316772341 | Yes
Dishwasher |  | 23.75 in. PrintProof Stainless Steel Smart Top Control Dishwasher with QuadWash Pro, Dynamic Dry and TrueSteam | 238 | 15 | 15.8667 |  | 10 | 848 | [5 empty] | 2023 |  | Home Depot | https://www.homedepot.com/p/LG-Electronics-23-75-in-PrintProof-Stainless-Steel-Smart-Top-Control-Dishwasher-with-QuadWash-Pro-Dynamic-Dry-and-TrueSteam-LDPS6762S/321774078 | Yes
Dishwasher |  | 23.75 in. in PrintProof Stainless Steel Smart Top Control Dishwasher with QuadWash Pro, Dynamic Heat Dry and TrueSteam | 238 | 15 | 15.8667 |  | 10 | 948 | [5 empty] | 2023 |  | Home Depot | https://www.homedepot.com/p/LG-Electronics-23-75-in-in-PrintProof-Stainless-Steel-Smart-Top-Control-Dishwasher-with-QuadWash-Pro-Dynamic-Heat-Dry-and-TrueSteam-LDTH7972S/321773878 | Yes
Dishwasher |  | Bespoke 24 in White Glass Top Control Smart Built-In Tall Tub Dishwasher with Stainless Steel Tub and AutoRelease, 42dBA | 239 | 15 | 15.9333 |  | 7 | 998 | [5 empty] | 2023 |  | Home Depot | https://www.homedepot.com/p/Samsung-Bespoke-24-in-White-Glass-Top-Control-Smart-Built-In-Tall-Tub-Dishwasher-with-Stainless-Steel-Tub-and-AutoRelease-42dBA-DW80BB707012/321400251 | Yes
Dishwasher |  | 24 in. Top Control Tall Tub Dishwasher in Fingerprint Resistant Stainless Steel with AutoRelease, 3rd Rack, 39 dBA | 239 | 15 | 15.9333 |  | 7 | 998 | [5 empty] | 2023 |  | Home Depot | https://www.homedepot.com/p/Samsung-24-in-Top-Control-Tall-Tub-Dishwasher-in-Fingerprint-Resistant-Stainless-Steel-with-AutoRelease-3rd-Rack-39-dBA-DW80R9950US/309337448 | Yes
Dishwasher |  | 24 in. Fingerprint Resistant Stainless Steel Top Control Smart Built-In Tall Tub Dishwasher with AutoRelease, 42dBA | 239 | 15 | 15.9333 |  | 7 | 898 | [5 empty] | 2023 |  | Home Depot | https://www.homedepot.com/p/Samsung-24-in-Fingerprint-Resistant-Stainless-Steel-Top-Control-Smart-Built-In-Tall-Tub-Dishwasher-with-AutoRelease-42dBA-DW80B7070US/320499467 | Yes
Dishwasher |  | 24 in. Fingerprint Resistant Stainless Steel Top Control Smart Built-In Tall Tub Dishwasher with StormWash+, 44dBA | 239 | 15 | 15.9333 |  | 7 | 748 | [5 empty] | 2023 |  | Home Depot | https://www.homedepot.com/p/Samsung-24-in-Fingerprint-Resistant-Stainless-Steel-Top-Control-Smart-Built-In-Tall-Tub-Dishwasher-with-StormWash-44dBA-DW80B6060US/320249307 | Yes
Dishwasher |  | Samsung DW80R9950US/AA Linear Wash Dishwasher - Stainless Steel | 239 | 15 | 15.9333 |  | 7 | 999 | [5 empty] | 2023 |  | Sears | https://www.sears.com/samsung-dw80r9950us-aa-linear-wash-dishwasher-stainless-steel/p-A046946082 | Yes
Dishwasher |  | 24 in. Front Control Dishwasher in Stainless Steel with 3rd Rack, 51 dBA | 255 | 15 | 17 |  | 4 | 548 | [5 empty] | 2023 |  | Home Depot | https://www.homedepot.com/p/Samsung-24-in-Front-Control-Dishwasher-in-Stainless-Steel-with-3rd-Rack-51-dBA-DW80N3030US/306695847 | Yes
Dishwasher |  | Samsung DW80N3030US/AA 24" Built-In Dishwasher - Stainless Steel | 255 | 15 | 17 |  | 4 | 599 | [5 empty] | 2023 |  | Sears | https://www.sears.com/samsung-dw80n3030us-aa-24inch-built-in-dishwasher-stainless-steel/p-A109692948 | Yes
Dishwasher |  | 24 in. Stainless Steel Top Control Built-In Tall Tub Dishwasher, ENERGY STAR, 54 dBA | 256 | 14 | 18.2857 |  | 4 | 478 | [5 empty] | 2023 |  | Home Depot | https://www.homedepot.com/p/Frigidaire-24-in-Stainless-Steel-Top-Control-Built-In-Tall-Tub-Dishwasher-ENERGY-STAR-54-dBA-FFID2426TS/301852968 | Yes
Dishwasher |  | Frigidaire FFID2426TW 24'' Built-In Dishwasher With BladeSpray® Wash Arm – White | 256 | 14 | 18.2857 |  | 4 | 479 | [5 empty] | 2023 |  | Sears | https://www.sears.com/frigidaire-ffid2426tw-24inch-built-in-dishwasher-with/p-A073913552 | Yes
Dishwasher |  | 4 in. Stainless Steel Front Control Dishwasher with QuadWash, 3rd Rack & Dynamic Dry, 48 dBA | 258 | 15 | 17.2 |  | 9 | 598 | [5 empty] | 2023 |  | Home Depot | https://www.homedepot.com/p/LG-Electronics-24-in-Stainless-Steel-Front-Control-Dishwasher-with-QuadWash-3rd-Rack-Dynamic-Dry-48-dBA-LDFN454HT/316419422 | Yes
Dishwasher |  | 24 in. in PrintProof Stainless Steel Top Control Dishwasher with Towel Bar, TrueSteam and QuadWash | 258 | 15 | 17.2 |  | 9 | 748 | [5 empty] | 2023 |  | Home Depot | https://www.homedepot.com/p/LG-Electronics-24-in-in-PrintProof-Stainless-Steel-Top-Control-Dishwasher-with-Towel-Bar-TrueSteam-and-QuadWash-LDTS5552S/317805731 | Yes
Dishwasher |  | 24 in. in Stainless Steel Front Control Dishwasher with NeveRust Stainless Steel Tub and Dynamic Dry | 258 | 15 | 17.2 |  | 5 | 548 | [5 empty] | 2023 |  | Home Depot | https://www.homedepot.com/p/LG-Electronics-24-in-in-Stainless-Steel-Front-Control-Dishwasher-with-NeveRust-Stainless-Steel-Tub-and-Dynamic-Dry-LDFN3432T/315736870 | Yes
Dishwasher |  | 24 in. PrintProof Stainless Steel Top Control Built-In Smart Dishwasher with Stainless Steel Tub and QuadWash, 44 dBA | 258 | 15 | 17.2 |  | 10 | 1099 | [5 empty] | 2023 |  | Home Depot | https://www.homedepot.com/p/LG-Electronics-24-in-PrintProof-Stainless-Steel-Top-Control-Built-In-Smart-Dishwasher-with-Stainless-Steel-Tub-and-QuadWash-44-dBA-LDP6810SS/313097089 | Yes
Dishwasher |  | LG LDFN3432T Front Control Dishwasher With QuadWash™ – Stainless Steel | 258 | 15 | 17.2 |  | 5 | 550 | [5 empty] | 2023 |  | Sears | https://www.sears.com/lg-ldfn3432t-front-control-dishwasher-with-quadwash-8482/p-A102025930 | Yes
Dishwasher |  | LG LDFN4542W Front Control Dishwasher With QuadWash™ – PrintProof™ White | 258 | 15 | 17.2 |  | 9 | 600 | [5 empty] | 2023 |  | Sears | https://www.sears.com/lg-ldfn4542w-front-control-dishwasher-with-quadwash-8482/p-A104490701 | Yes
Dishwasher |  | Frigidaire Gallery FGID2479SF 24" Built-In Dishwasher With EvenDry System - Stainless Steel | 260 | 14 | 18.5714 |  | 7 | 629 | [5 empty] | 2023 |  | Sears | https://www.sears.com/frigidaire-gallery-fgid2479sf-24inch-built-in-dishwasher-with/p-02215133000P | Yes
Dishwasher |  | Frigidaire Gallery FGID2476SF 24" Built-In Dishwasher - Stainless Steel | 260 | 14 | 18.5714 |  | 5 | 599 | [5 empty] | 2023 |  | Sears | https://www.sears.com/frigidaire-gallery-fgid2476sf-24inch-built-in-dishwasher-stainless/p-02215643000P | Yes
Dishwasher |  | 24 in. Top Control Tall Tub Dishwasher in Stainless Steel with Stainless Steel Interior Door, 55 dBA | 265 | 14 | 18.9286 |  | 4 | 478 | [5 empty] | 2023 |  | Home Depot | https://www.homedepot.com/p/Samsung-24-in-Top-Control-Tall-Tub-Dishwasher-in-Stainless-Steel-with-Stainless-Steel-Interior-Door-55-dBA-DW80R2031US/309731132 | Yes
Dishwasher |  | 24 in. Top Control Tall Tub Dishwasher in Fingerprint Resistant Stainless Steel with AutoRelease, 3rd Rack, 48 dBA | 265 | 15 | 17.6667 |  | 6 | 698 | [5 empty] | 2023 |  | Home Depot | https://www.homedepot.com/p/Samsung-24-in-Top-Control-Tall-Tub-Dishwasher-in-Fingerprint-Resistant-Stainless-Steel-with-AutoRelease-3rd-Rack-48-dBA-DW80R5060US/310600624 | Yes
Dishwasher |  | 500 Series 24 in. Stainless Steel Top Control Tall Tub Pocket Handle Dishwasher with Stainless Steel Tub, AutoAir, 44dBA | 269 | 16 | 16.8125 |  | 5 | 1099 | [5 empty] | 2023 |  | Home Depot | https://www.homedepot.com/p/Bosch-500-Series-24-in-Stainless-Steel-Top-Control-Tall-Tub-Pocket-Handle-Dishwasher-with-Stainless-Steel-Tub-AutoAir-44dBA-SHPM65Z55N/310500129 | Yes
Dishwasher |  | 800 Series 24 in. Stainless Steel Top Control Tall Tub Dishwasher with Stainless Steel Tub, Crystal Dry, 42dBA | 269 | 16 | 16.8125 |  | 6 | 1299 | [5 empty] | 2023 |  | Home Depot | https://www.homedepot.com/p/Bosch-800-Series-24-in-Stainless-Steel-Top-Control-Tall-Tub-Dishwasher-with-Stainless-Steel-Tub-Crystal-Dry-42dBA-SHPM78Z55N/310500138 | Yes
Dishwasher |  | 300 Series 24 in. Stainless Steel Front Control Tall Tub Dishwasher with Stainless Steel Tub and 3rd Rack, 44dBA | 269 | 16 | 16.8125 |  | 5 | 999 | [5 empty] | 2023 |  | Home Depot | https://www.homedepot.com/p/Bosch-300-Series-24-in-Stainless-Steel-Front-Control-Tall-Tub-Dishwasher-with-Stainless-Steel-Tub-and-3rd-Rack-44dBA-SHEM63W55N/304644690 | Yes
Dishwasher |  | 100 Series 24 in. Anti-Fingerprint Stainless Steel Front Control Tall Tub Dishwasher with Hybrid Stainless Steel Tub | 269 | 14 | 19.2143 |  | 6 | 649 | [5 empty] | 2023 |  | Home Depot | https://www.homedepot.com/p/Bosch-100-Series-24-in-Anti-Fingerprint-Stainless-Steel-Front-Control-Tall-Tub-Dishwasher-with-Hybrid-Stainless-Steel-Tub-SHEM3AY55N/305573393 | Yes
Dishwasher |  | 100 Series 24 in. Stainless Steel Top Control Tall Tub Dishwasher with Hybrid Stainless Steel Tub and 3rd Rack, 48dBA | 269 | 15 | 17.9333 |  | 5 | 899 | [5 empty] | 2023 |  | Home Depot | https://www.homedepot.com/p/Bosch-100-Series-24-in-Stainless-Steel-Top-Control-Tall-Tub-Dishwasher-with-Hybrid-Stainless-Steel-Tub-and-3rd-Rack-48dBA-SHXM4AY55N/305589801 | Yes
Dishwasher |  | Ascenta 24 in. Stainless Steel Front Control Tall Tub Dishwasher with Hybrid Stainless Steel Tub, 50 dBA | 269 | 14 | 19.2143 |  | 6 | 649 | [5 empty] | 2023 |  | Home Depot | https://www.homedepot.com/p/Bosch-Ascenta-24-in-Stainless-Steel-Front-Control-Tall-Tub-Dishwasher-with-Hybrid-Stainless-Steel-Tub-50-dBA-SHE3AR75UC/304625842 | Yes
Dishwasher |  | 800 Series 24 in. ADA Compliant Top Control Tall Tub Dishwasher in Stainless Steel with Crystal Dry and 3rd Rack, 42dBA | 269 | 15 | 17.9333 |  | 6 | 1349 | [5 empty] | 2023 |  | Home Depot | https://www.homedepot.com/p/Bosch-800-Series-24-in-ADA-Compliant-Top-Control-Tall-Tub-Dishwasher-in-Stainless-Steel-with-Crystal-Dry-and-3rd-Rack-42dBA-SGX78B55UC/316010950 | Yes
Dishwasher |  | 24 in. Fingerprint Resistant Stainless Steel Top Control Built-In Tall Tub Dishwasher with Dry Boost and 52 dBA | 270 | 16 | 16.875 |  | 4 | 510 | [5 empty] | 2023 |  | Home Depot | https://www.homedepot.com/p/GE-24-in-Fingerprint-Resistant-Stainless-Steel-Top-Control-Built-In-Tall-Tub-Dishwasher-with-Dry-Boost-and-52-dBA-GDT550PYRFS/317761281 | Yes
Dishwasher |  | 24 in. Fingerprint Resistant Stainless Front Control Built-In Tall Tub Dishwasher with Dual Power Filtration, 50 dBA | 270 | 14 | 19.2857 |  | 4 | 598 | [5 empty] | 2023 |  | Home Depot | https://www.homedepot.com/p/Maytag-24-in-Fingerprint-Resistant-Stainless-Front-Control-Built-In-Tall-Tub-Dishwasher-with-Dual-Power-Filtration-50-dBA-MDB4949SKZ/313573991 | Yes
Dishwasher |  | 24 in. Stainless Steel Front Control Built-In Tall Tub Dishwasher, 55 dBA | 270 | 14 | 19.2857 |  | 3 | 428 | [5 empty] | 2023 |  | Home Depot | https://www.homedepot.com/p/Frigidaire-24-in-Stainless-Steel-Front-Control-Built-In-Tall-Tub-Dishwasher-55-dBA-FFCD2413US/305855016 | Yes
Dishwasher |  | 24 in. PrintShield Stainless Steel Top Control Built-In Tall Tub Dishwasher with Stainless Steel Tub, 44 dBA | 270 | 16 | 16.875 |  | 5 | 1098 | [5 empty] | 2023 |  | Home Depot | https://www.homedepot.com/p/KitchenAid-24-in-PrintShield-Stainless-Steel-Top-Control-Built-In-Tall-Tub-Dishwasher-with-Stainless-Steel-Tub-44-dBA-KDTM404KPS/312285805 | Yes
Dishwasher |  | 24 in. Fingerprint Resistant Stainless Steel Top Control Dishwasher | 270 | 12 | 22.5 |  | 4 | 478 | [5 empty] | 2023 |  | Home Depot | https://www.homedepot.com/p/Whirlpool-24-in-Fingerprint-Resistant-Stainless-Steel-Top-Control-Dishwasher-WDP540HAMZ/321920830 | Yes
Dishwasher |  | 24 in. Stainless Steel Top Control Built-In Tall Tub Dishwasher with Stainless Steel Tub and 3rd Level Rack, 49 dBA | 270 | 12 | 22.5 |  | 5 | 598 | [5 empty] | 2023 |  | Home Depot | https://www.homedepot.com/p/Frigidaire-24-in-Stainless-Steel-Top-Control-Built-In-Tall-Tub-Dishwasher-with-Stainless-Steel-Tub-and-3rd-Level-Rack-49-dBA-FDSH4501AS/312076277 | Yes
Dishwasher |  | 24 in. White Front Control Built-In Tall Tub Dishwasher with 60dBA, ENERGY STAR | 270 | 12 | 22.5 |  | 3 | 410 | [5 empty] | 2023 |  | Home Depot | https://www.homedepot.com/p/GE-24-in-White-Front-Control-Built-In-Tall-Tub-Dishwasher-with-60dBA-ENERGY-STAR-GDF460PGTWW/320472372 | Yes
Dishwasher |  | 24 in. PrintShield Stainless Steel Front Control Tall Tub Dishwasher with Stainless Steel Tub, 39 DBA | 270 | 13 | 20.7692 |  | 5 | 898 | [5 empty] | 2023 |  | Home Depot | https://www.homedepot.com/p/KitchenAid-24-in-PrintShield-Stainless-Steel-Front-Control-Tall-Tub-Dishwasher-with-Stainless-Steel-Tub-39-DBA-KDFE204KPS/313572055 | Yes
Dishwasher |  | Adora 24 in. Stainless Steel Top Control Built-In Tall Tub Dishwasher with Stainless Steel Tub, 3rd Rack, and 48 dBA | 270 | 16 | 16.875 |  | 5 | 754 | [5 empty] | 2023 |  | Home Depot | https://www.homedepot.com/p/GE-Adora-24-in-Stainless-Steel-Top-Control-Built-In-Tall-Tub-Dishwasher-with-Stainless-Steel-Tub-3rd-Rack-and-48-dBA-DDT700SSNSS/310496066 | Yes
Dishwasher |  | 24 in. Fingerprint Resistant Stainless Steel Top Control Built-In Tall Tub Dishwasher with 3rd Rack and 50 dBA | 270 | 14 | 19.2857 |  | 5 | 588 | [5 empty] | 2023 |  | Home Depot | https://www.homedepot.com/p/GE-24-in-Fingerprint-Resistant-Stainless-Steel-Top-Control-Built-In-Tall-Tub-Dishwasher-with-3rd-Rack-and-50-dBA-GDT630PYRFS/318378020 | Yes
Dishwasher |  | 24 in. Fingerprint Resistant Stainless Steel Top Control Built-In Tall Tub Dishwasher with 3rd Rack and 45 dBA | 270 | 16 | 16.875 |  | 5 | 999 | [5 empty] | 2023 |  | Home Depot | https://www.homedepot.com/p/GE-Profile-24-in-Fingerprint-Resistant-Stainless-Steel-Top-Control-Built-In-Tall-Tub-Dishwasher-with-3rd-Rack-and-45-dBA-PDT715SYNFS/310504267 | Yes
Dishwasher |  | 24 in. Fingerprint Resistant Stainless Steel Top Control Built-In Tall Tub Dishwasher with Dry Boost and 48 dBA | 270 | 16 | 16.875 |  | 5 | 632 | [5 empty] | 2023 |  | Home Depot | https://www.homedepot.com/p/GE-24-in-Fingerprint-Resistant-Stainless-Steel-Top-Control-Built-In-Tall-Tub-Dishwasher-with-Dry-Boost-and-48-dBA-GDT645SYNFS/312563952 | Yes
Dishwasher |  | 24 in. Stainless Steel Top Control Smart Built-In Tall Tub Dishwasher with 3rd Rack and 46 dBA | 270 | 16 | 16.875 |  | 5 | 754 | [5 empty] | 2023 |  | Home Depot | https://www.homedepot.com/p/GE-24-in-Stainless-Steel-Top-Control-Smart-Built-In-Tall-Tub-Dishwasher-with-3rd-Rack-and-46-dBA-GDP665SYNFS/310824649 | Yes
Dishwasher |  | 24 in. Stainless Steel Front Control Built-In Tall Tub Dishwasher, 55 dBA | 270 | 14 | 19.2857 |  | 5 | 448 | [5 empty] | 2023 |  | Home Depot | https://www.homedepot.com/p/Frigidaire-24-in-Stainless-Steel-Front-Control-Built-In-Tall-Tub-Dishwasher-55-dBA-FFCD2418US/306062116 | Yes
Dishwasher |  | 24 in. Stainless Steel Built-In Tall Tub Dishwasher 120-Volt | 270 | 12 | 22.5 |  | 3 | 398 | [5 empty] | 2023 |  | Home Depot | https://www.homedepot.com/p/Amana-24-in-Stainless-Steel-Built-In-Tall-Tub-Dishwasher-120-Volt-ADB1400AMS/321920525 | Yes
Dishwasher |  | 24 in. Black Front Control Built-In Tall Tub Dishwasher with 1-Hour Wash Cycle, 55 dBA | 270 | 13 | 20.7692 |  | 3 | 494 | [5 empty] | 2023 |  | Home Depot | https://www.homedepot.com/p/Whirlpool-24-in-Black-Front-Control-Built-In-Tall-Tub-Dishwasher-with-1-Hour-Wash-Cycle-55-dBA-WDF330PAHB/301701330 | Yes
Dishwasher |  | 18 in. Stainless Steel Top Control ADA Dishwasher with Stainless Steel Tub and 47 dBA | 270 | 8 | 33.75 |  | 3 | 832 | [5 empty] | 2023 |  | Home Depot | https://www.homedepot.com/p/GE-Profile-18-in-Stainless-Steel-Top-Control-ADA-Dishwasher-with-Stainless-Steel-Tub-and-47-dBA-PDT145SSLSS/304789505 | Yes
Dishwasher |  | 24 in. Fingerprint Resistant Stainless Steel Dishwasher with 3rd Rack | 270 | 15 | 18 |  | 5 | 798 | [5 empty] | 2023 |  | Home Depot | https://www.homedepot.com/p/Whirlpool-24-in-Fingerprint-Resistant-Stainless-Steel-Dishwasher-with-3rd-Rack-WDT970SAKZ/317967135 | Yes
Dishwasher |  | 24 in. Stainless Steel Front Control Built-In Tall Tub Dishwasher with Steam Cleaning, Dry Boost, and 55 dBA | 270 | 14 | 19.2857 |  | 4 | 477 | [5 empty] | 2023 |  | Home Depot | https://www.homedepot.com/p/GE-24-in-Stainless-Steel-Front-Control-Built-In-Tall-Tub-Dishwasher-with-Steam-Cleaning-Dry-Boost-and-55-dBA-GDF535PSRSS/315596583 | Yes
Dishwasher |  | 24 in. White Front Control Built-In Tall Tub Dishwasher 120 Volts | 270 | 12 | 22.5 |  | 4 | 549 | [5 empty] | 2023 |  | Home Depot | https://www.homedepot.com/p/Whirlpool-24-in-White-Front-Control-Built-In-Tall-Tub-Dishwasher-120-Volts-WDF340PAMW/324042641 | Yes
Dishwasher |  | 24 in. Smudge Proof Stainless Steel Top Control Built-In Tall Tub Dishwasher with Stainless Steel Tub, 49 dBA | 270 | 14 | 19.2857 |  | 7 | 628 | [5 empty] | 2023 |  | Home Depot | https://www.homedepot.com/p/FRIGIDAIRE-GALLERY-24-in-Smudge-Proof-Stainless-Steel-Top-Control-Built-In-Tall-Tub-Dishwasher-with-Stainless-Steel-Tub-49-dBA-FGID2479SF/301025580 | Yes
Dishwasher |  | 24 in. Fingerprint Resistant Stainless Steel Built-In Top Control Smart Dishwasher with Microban Technology and 42 dBA | 270 | 16 | 16.875 |  | 6 | 1110 | [5 empty] | 2023 |  | Home Depot | https://www.homedepot.com/p/GE-Profile-24-in-Fingerprint-Resistant-Stainless-Steel-Built-In-Top-Control-Smart-Dishwasher-with-Microban-Technology-and-42-dBA-PDT755SYRFS/317914398 | Yes
Dishwasher |  | 24 in. Stainless Steel Double Drawer Dishwasher | 270 | 14 | 19.2857 |  | 6 | 1399 | [5 empty] | 2023 |  | Home Depot | https://www.homedepot.com/p/Cafe-24-in-Stainless-Steel-Double-Drawer-Dishwasher-CDD420P2TS1/320439398 | Yes
Dishwasher |  | GE Profile Series PDT715SYNFS 24" Dishwasher W/ Hidden Controls - Stainless Steel | 270 | 16 | 16.875 |  | 5 | 900 | [5 empty] | 2023 |  | Sears | https://www.sears.com/ge-profile-series-pdt715synfs-24inch-dishwasher-w-hidden/p-A065387305 | Yes
Dishwasher |  | GE Appliances GDT665SSNSS 24" Interior Dishwasher With Hidden Controls - Stainless Steel | 270 | 16 | 16.875 |  | 5 | 898 | [5 empty] | 2023 |  | Sears | https://www.sears.com/ge-appliances-gdt665ssnss-24inch-interior-dishwasher-with-hidden/p-A063879220 | Yes
Dishwasher |  | GE Appliances GDP645SYNFS 24" Interior Dishwasher With Hidden Controls - Stainless Steel | 270 | 16 | 16.875 |  | 5 | 711 | [5 empty] | 2023 |  | Sears | https://www.sears.com/ge-appliances-gdp645synfs-24inch-interior-dishwasher-with-hidden/p-A065387327 | Yes
Dishwasher |  | Frigidaire FFBD1831US 18'' Built-In Dishwasher – Stainless Steel | 270 | 8 | 33.75 |  | 6 | 800 | [5 empty] | 2023 |  | Sears | https://www.sears.com/frigidaire-ffbd1831us-18inch-built-in-dishwasher-8211/p-A071965331 | Yes
Dishwasher |  | GE Profile Series PDT785SYNFS 24" Dishwasher W/ Hidden Controls - Stainless Steel | 270 | 16 | 16.875 |  | 5 | 1395 | [5 empty] | 2023 |  | Sears | https://www.sears.com/ge-profile-series-pdt785synfs-24inch-dishwasher-w-hidden/p-A065387293 | Yes
Dishwasher |  | GE Appliances GDT665SGNBB 24" Interior Dishwasher With Hidden Controls - Black | 270 | 16 | 16.875 |  | 5 | 853 | [5 empty] | 2023 |  | Sears | https://www.sears.com/ge-appliances-gdt665sgnbb-24inch-interior-dishwasher-with-hidden/p-A063879221 | Yes
Dishwasher |  | GE Profile Series PDT715SMNES 24" Dishwasher W/ Hidden Controls - Slate | 270 | 16 | 16.875 |  | 5 | 1035 | [5 empty] | 2023 |  | Sears | https://www.sears.com/ge-profile-series-pdt715smnes-24inch-dishwasher-w-hidden/p-A065387319 | Yes
Dishwasher |  | GE Appliances GDT645SGNWW 24" Dishwasher W/ Hidden Controls - White | 270 | 16 | 16.875 |  | 5 | 763 | [5 empty] | 2023 |  | Sears | https://www.sears.com/ge-appliances-gdt645sgnww-24inch-dishwasher-w-hidden-controls/p-A065387301 | Yes
Dishwasher |  | Frigidaire FFBD2420UW 24" ADA Compliant Built-In Dishwasher – White | 270 | 12 | 22.5 |  | 6 | 718 | [5 empty] | 2023 |  | Sears | https://www.sears.com/frigidaire-ffbd2420uw-24inch-ada-compliant-built-in/p-A071965328 | Yes
Dishwasher |  | Frigidaire FFCD2418UW 24" Built-In Dishwasher - White | 270 | 14 | 19.2857 |  | 5 | 449 | [5 empty] | 2023 |  | Sears | https://www.sears.com/frigidaire-ffcd2418uw-24inch-built-in-dishwasher-white/p-A025468662 | Yes
Dishwasher |  | Frigidaire FFCD2413UW 24" Built-In Dishwasher - White | 270 | 14 | 19.2857 |  | 3 | 429 | [5 empty] | 2023 |  | Sears | https://www.sears.com/frigidaire-ffcd2413uw-24inch-built-in-dishwasher-white/p-A025468663 | Yes
Dishwasher |  | Frigidaire FDPC4221AW 24'' Built-In Dishwasher With 5-Level Wash System – White | 280 | 14 | 20 |  | 2 | 379 | [5 empty] | 2023 |  | Sears | https://www.sears.com/frigidaire-fdpc4221aw-24inch-built-in-dishwasher-with/p-A093823420 | No
Dishwasher |  | Frigidaire FDPC4221AB 24'' Built-In Dishwasher With 5-Level Wash System – Black | 280 | 14 | 20 |  | 2 | 379 | [5 empty] | 2023 |  | Sears | https://www.sears.com/frigidaire-fdpc4221ab-24inch-built-in-dishwasher-with/p-A093823421 | No
Dishwasher |  | 24 in. Stainless Steel Front Control Smart Built-In Tall Tub Dishwasher | 330 | 12 | 27.5 |  | 2 | 398 | [5 empty] | 2023 |  | Home Depot | https://www.homedepot.com/p/Frigidaire-24-in-Stainless-Steel-Front-Control-Smart-Built-In-Tall-Tub-Dishwasher-FDPC4221AS/314298606 | No
Dishwasher | Built-in, 2 cycles, minimum | [5 empty] | 2 | 500 | 2.5 | 109 | 609 |  |  | 2023 |  | RS Means |  | No
Dishwasher | Built-in, 2 cycles, maximum | [5 empty] | 2 | 980 | 5 | 217 | 1197 |  |  | 2023 |  | RS Means |  | No
Dishwasher | Built-in, 4 cycles, minimum | [5 empty] | 4 | 680 | 2.5 | 109 | 789 |  |  | 2023 |  | RS Means |  | No
Dishwasher | Built-in, 4 cycles, average | [5 empty] | 4 | 905 | 2.5 | 109 | 1014 |  |  | 2023 |  | RS Means |  | No
Dishwasher | Built-in, 4 cycles, maximum | [5 empty] | 4 | 790 | 5 | 217 | 1007 |  |  | 2023 |  | RS Means |  | No
Dishwasher | Built-in, Energy Star qualified, minimum | [6 empty] | 530 | 2.5 | 109 | 639 |  |  | 2023 |  | RS Means |  | No
Dishwasher | Built-in, Energy Star qualified, maximum | [6 empty] | 1225 | 5 | 217 | 1442 |  |  | 2023 |  | RS Means |  | No
Dishwasher | 3 Cycles Dishwasher | [6 empty] | 600 | 2.2 | 361 | 961 | 1.4 | 224 | 2023 | NYC: 10162, Low | HomeWyse |  | No
Dishwasher | 3 Cycles Dishwasher | [6 empty] | 1314 | 2.2 | 437 | 1751 | 1.4 | 271 | 2023 | NYC: 10162, High | HomeWyse |  | No
Dishwasher | 3 Cycles Dishwasher | [6 empty] | 559 | 2.2 | 244 | 803 | 1.4 | 152 | 2023 | NY rural: 13045, Low | HomeWyse |  | No
Dishwasher | 3 Cycles Dishwasher | [6 empty] | 1226 | 2.2 | 296 | 1522 | 1.4 | 184 | 2023 | NY rural: 13045, High | HomeWyse |  | No
Dishwasher | 3 Cycles Dishwasher | [6 empty] | 576 | 2.2 | 293 | 869 | 1.4 | 182 | 2023 | Chicago: 60654, Low | HomeWyse |  | No
Dishwasher | 3 Cycles Dishwasher | [6 empty] | 1263 | 2.2 | 355 | 1618 | 1.4 | 221 | 2023 | Chicago: 60654, High | HomeWyse |  | No
Dishwasher | 3 Cycles Dishwasher | [6 empty] | 563 | 2.2 | 255 | 818 | 1.4 | 158 | 2023 | IL rural: 62824, High | HomeWyse |  | No
Dishwasher | 3 Cycles Dishwasher | [6 empty] | 1234 | 2.2 | 309 | 1543 | 1.4 | 192 | 2023 | IL rural: 62824, Low | HomeWyse |  | No
Dishwasher | 3 Cycles Dishwasher | [6 empty] | 553 | 2.2 | 225 | 778 | 1.4 | 140 | 2023 | Houston: 77081, Low | HomeWyse |  | No
Dishwasher | 3 Cycles Dishwasher | [6 empty] | 1212 | 2.2 | 273 | 1485 | 1.4 | 169 | 2023 | Houston: 77081, High | HomeWyse |  | No
Dishwasher | 3 Cycles Dishwasher | [6 empty] | 553 | 2.2 | 225 | 778 | 1.4 | 140 | 2023 | TX rural: 75803, Low | HomeWyse |  | No
Dishwasher | 3 Cycles Dishwasher | [6 empty] | 1212 | 2.2 | 273 | 1485 | 1.4 | 169 | 2023 | TX rural: 75803, High | HomeWyse |  | No
Dishwasher | 3 Cycles Dishwasher | [6 empty] | 554 | 2.2 | 229 | 783 | 1.4 | 142 | 2023 | Atlanta: 30332, Low | HomeWyse |  | No
Dishwasher | 3 Cycles Dishwasher | [6 empty] | 1215 | 2.2 | 278 | 1493 | 1.4 | 172 | 2023 | Atlanta: 30332, High | HomeWyse |  | No
Dishwasher | 3 Cycles Dishwasher | [6 empty] | 538 | 2.2 | 210 | 748 | 1.4 | 130 | 2023 | GA rural: 31021, Low | HomeWyse |  | No
Dishwasher | 3 Cycles Dishwasher | [6 empty] | 1200 | 2.2 | 254 | 1454 | 1.4 | 158 | 2023 | GA rural: 31021, High | HomeWyse |  | No
Dishwasher | 3 Cycles Dishwasher | [6 empty] | 572 | 2.2 | 282 | 854 | 1.4 | 175 | 2023 | Los Angeles: 90057, Low | HomeWyse |  | No
Dishwasher | 3 Cycles Dishwasher | [6 empty] | 1254 | 2.2 | 341 | 1595 | 1.4 | 212 | 2023 | Los Angeles: 90057, High | HomeWyse |  | No
Dishwasher | 3 Cycles Dishwasher | [6 empty] | 568 | 2.2 | 269 | 837 | 1.4 | 167 | 2023 | CA rural: 95482, Low | HomeWyse |  | No
Dishwasher | 3 Cycles Dishwasher | [6 empty] | 1245 | 2.2 | 326 | 1571 | 1.4 | 202 | 2023 | CA rural: 95482, High | HomeWyse |  | No

## Dishwasher Analysis
Table of Contents
Machine Readable Results
Component & Class |  |  | Retail Price Regression, Performance metric 1 | [6 empty] | Retail Price Regression, Performance metric 2 | [6 empty] | Retail Price Regression, Intercepts |  |  | Installation Multiplier |  | Installation Adder |  | Additional Data
Component | Class | Output Units | Coefficient-Low | Coefficient-Mid | Coefficient-High | Metric | Unit | Lower Bound | Upper Bound | Coefficient-Low | Coefficient-Mid | Coefficient-High | Metric | Unit | Lower Bound | Upper Bound | Int-Low | Int-Mid | Int-High | New Construction | Retrofit | New Construction | Retrofit | Lifetime | Cost Variation Considerations | Data Sources | Qualitative Rank | Notes
Dishwashers |  | 2023$ | -4.6 | -4.6508 | 5.3158 | Annual Energy Consumption | kWh/yr | 234 | 270 | 31 | 54.8254 | 47.2556 | Number of Place Settings | Unitless | 8 | 16 | 1256 | 1132.508 | -981.3083 |  |  | 199.66 | 377.66 | 15.2 | Prevailing local wages, Drive time, Local code requirements, Access, Existing construction and materials, Need for condensate line/drain, Condition of existing electrical system, Type of equipment | 1,3,4 | Medium SS, Medium R2, Medium Source Diversity | High banding at 270 kWh/yr due to Energy Star requirements.
Quantile Regression Results
Dishwasher
Bounds Metric 1 (kWh/yr): | 234 - 270
Bounds Metric 2 (Number of Place Settings): | 8 - 16
Sample Size: | 63
Median R2: | 0.1223
Notes:
High banding at 270 kWh/yr due to Energy Star requirements.
Dishwasher pricing is primarily determined by feature set and other qualitative aspects.
More efficient units (lower annual kWh) are not more expensive

## Electric Baseboard Data
Table of Contents
Raw Data |  |  | Performance Metric 1 | Performance Metric 2 | Cost Metric | [12 empty] | Labor Calculations | [5 empty] | Labor % multiplier (of Materials & Equipment)
Component | Brand | Model | Length (in) | Wattage | Material Price | $/in | W/l | Install Labor Hours | Install Labor | Installed Cost (O&P) | Removal Labor | Removal Labor Hours | Date | Notes | Source | Link | Regression | Component | Product Class | Install | Removal | Total New Construction | Total Retrofit | New Construction (%) | Retrofit (%) | Date of Data | Source
Electric Baseboard | Cadet | 6F1500W | 72 | 1500 | 81 | 1.125 | 20.8333 | [5 empty] | 2023 |  | Home Depot | https://www.homedepot.com/p/Cadet-72-in-240-208-volt-1-500-1-125-watt-Electric-Baseboard-Heater-in-White-6F1500W/100080894 | Yes | Electric Baseboard Heater |  |  |  | 296.4259 | 346.4259 | 100% | 100% | 2023 | RS Means, Homewyse
Electric Baseboard | Cadet | 8F2500W | 96 | 2500 | 112.73 | 1.1743 | 26.0417 | [5 empty] | 2023 |  | Home Depot | https://www.homedepot.com/p/Cadet-96-in-240-208-volt-2-500-1-875-watt-Electric-Baseboard-Heater-in-White-8F2500W/100127266 | Yes
Electric Baseboard | Cadet | 4F1000W | 48 | 1000 | 66.91 | 1.394 | 20.8333 | [5 empty] | 2023 |  | Home Depot | https://www.homedepot.com/p/Cadet-48-in-240-208-volt-1-000-750-watt-Electric-Baseboard-Heater-in-White-4F1000W/100045022 | Yes
Electric Baseboard | Cadet | 8F2025W | 96 | 2500 | 129 | 1.3438 | 26.0417 | [5 empty] | 2023 |  | Home Depot | https://www.homedepot.com/p/Cadet-96-in-240-208-volt-2-000-2-500-1-875-1-500-watt-Electric-Baseboard-Heater-in-White-8F2025W/202502551 | Yes
Electric Baseboard | Cadet | 2F350W | 24 | 350 | 60.87 | 2.5362 | 14.5833 | [5 empty] | 2023 |  | Home Depot | https://www.homedepot.com/p/Cadet-24-in-240-208-volt-350-262-watt-Electric-Baseboard-Heater-in-White-2F350W/202832888 | Yes
Electric Baseboard | Cadet | 3F750W | 36 | 750 | 55.98 | 1.555 | 20.8333 | [5 empty] | 2023 |  | Home Depot | https://www.homedepot.com/p/Cadet-36-in-240-208-volt-750-563-watt-Electric-Baseboard-Heater-in-White-3F750W/100097849 | Yes
Electric Baseboard | Cadet | 5F1250W | 60 | 1250 | 77.48 | 1.2913 | 20.8333 | [5 empty] | 2023 |  | Home Depot | https://www.homedepot.com/p/Cadet-60-in-240-208-volt-1-250-937-watt-Electric-Baseboard-Heater-in-White-5F1250W/100096846 | Yes
Electric Baseboard | Cadet | 2F500W | 30 | 500 | 49 | 1.6333 | 16.6667 | [5 empty] | 2023 |  | Home Depot | https://www.homedepot.com/p/Cadet-30-in-240-208-volt-500-375-watt-Electric-Baseboard-Heater-in-White-2F500W/100015786 | Yes
Electric Baseboard | Cadet | 8F2000W | 96 | 2000 | 105.48 | 1.0987 | 20.8333 | [5 empty] | 2023 |  | Home Depot | https://www.homedepot.com/p/Cadet-96-in-240-208-volt-2-000-1-500-watt-Electric-Baseboard-Heater-in-White-8F2000W/100028527 | Yes
Electric Baseboard | Cadet | 20007 | 72 | 1500 | 102 | 1.4167 | 20.8333 | [5 empty] | 2023 | With wall thermostat | Home Depot | https://www.homedepot.com/p/Cadet-72-in-240-208-volt-1-500-1-125-watt-Electric-Baseboard-Heater-in-White-with-Wall-Thermostat-20007/314569331 | Yes
Electric Baseboard | Cadet | 20011 | 96 | 2000 | 142 | 1.4792 | 20.8333 | [5 empty] | 2023 | With wall thermostat | Home Depot | https://www.homedepot.com/p/Cadet-96-in-240-208-volt-2-000-1-500-watt-Electric-Baseboard-Heater-in-White-with-Wall-Thermostat-20011/314730230 | Yes
Electric Baseboard | Cadet | 20008 | 36 | 750 | 78.96 | 2.1933 | 20.8333 | [5 empty] | 2023 | With wall thermostat | Home Depot | https://www.homedepot.com/p/Cadet-36-in-240-208-volt-750-563-watt-Electric-Baseboard-Heater-in-White-with-Wall-Thermostat-20008/314720957 | Yes
Electric Baseboard | Cadet | 20010 | 30 | 500 | 72.49 | 2.4163 | 16.6667 | [5 empty] | 2023 | With wall thermostat | Home Depot | https://www.homedepot.com/p/Cadet-30-in-240-208-volt-500-375-watt-Electric-Baseboard-Heater-in-White-with-Wall-Thermostat-20010/314730229 | Yes
Electric Baseboard | Dimplex | 400001258 | 40 | 1000 | 99 | 2.475 | 25 | [5 empty] | 2023 |  | Home Depot | https://www.homedepot.com/p/Dimplex-40-in-1000-750-Watt-240-208-Volt-Linear-Convector-Baseboard-Heater-400001258/321433605 | Yes
Electric Baseboard | Dimplex | 400001261 | 75 | 2000 | 159 | 2.12 | 26.6667 | [5 empty] | 2023 |  | Home Depot | https://www.homedepot.com/p/Dimplex-75-in-2000-1500-Watt-240-208-Volt-Linear-Convector-Baseboard-Heater-400001261/321433623 | Yes
Electric Baseboard | Dimplex | 400001260 | 60 | 1500 | 124 | 2.0667 | 25 | [5 empty] | 2023 |  | Home Depot | https://www.homedepot.com/p/Dimplex-60-in-1500-1125-Watt-240-208-Volt-Linear-Convector-Baseboard-Heater-400001260/321433615 | Yes
Electric Baseboard | Cadet | 8F2500-8W | 96 | 2500 | 140.97 | 1.4684 | 26.0417 | [5 empty] | 2023 |  | Home Depot | https://www.homedepot.com/p/Cadet-96-in-208-volt-2-500-watt-Electric-Baseboard-Heater-in-White-8F2500-8W/202832850 | Yes
Electric Baseboard | Cadet | 4F1000-8W | 48 | 1000 | 78.51 | 1.6356 | 20.8333 | [5 empty] | 2023 |  | Home Depot | https://www.homedepot.com/p/Cadet-48-in-208-volt-1-000-watt-Electric-Baseboard-Heater-in-White-4F1000-8W/202832845 | Yes
Electric Baseboard | Cadet | 3F750-8W | 36 | 750 | 62.49 | 1.7358 | 20.8333 | [5 empty] | 2023 |  | Home Depot | https://www.homedepot.com/p/Cadet-36-in-208-volt-750-watt-Electric-Baseboard-Heater-in-White-3F750-8W/202832843 | Yes
Electric Baseboard | Cadet | 5F1250-8W | 60 | 1250 | 71.21 | 1.1868 | 20.8333 | [5 empty] | 2023 |  | Home Depot | https://www.homedepot.com/p/Cadet-60-in-1250-Watt-208-Volt-Electric-Baseboard-Heater-in-White-5F1250-8W/202832846 | Yes
Electric Baseboard |  |  | 24 | 350 | 41.5 | 1.7292 | 14.5833 |  | 44.5 | 118 |  |  | 2023 |  | RSMeans | https://www.rsmeansonline.com/SearchData | Yes
Electric Baseboard |  |  | 36 | 750 | 44.5 | 1.2361 | 20.8333 |  | 44.5 | 121.5 |  |  | 2023 |  | RSMeans | https://www.rsmeansonline.com/SearchData | Yes
Electric Baseboard |  |  | 48 | 1000 | 54 | 1.125 | 20.8333 |  | 53 | 145.5 |  |  | 2023 |  | RSMeans | https://www.rsmeansonline.com/SearchData | Yes
Electric Baseboard |  |  | 60 | 935 | 64.5 | 1.075 | 15.5833 |  | 62.5 | 172 |  |  | 2023 |  | RSMeans | https://www.rsmeansonline.com/SearchData | Yes
Electric Baseboard |  |  | 72 | 1500 | 72.5 | 1.0069 | 20.8333 |  | 71 | 196 |  |  | 2023 |  | RSMeans | https://www.rsmeansonline.com/SearchData | Yes
Electric Baseboard |  |  | 96 | 2000 | 89.5 | 0.93229 | 20.8333 |  | 89 | 243.5 |  |  | 2023 |  | RSMeans | https://www.rsmeansonline.com/SearchData | Yes
Electric Baseboard |  |  | 120 | 1875 | 97.5 | 0.8125 | 15.625 |  | 108 | 282 |  |  | 2023 |  | RSMeans | https://www.rsmeansonline.com/SearchData | Yes
Electric Baseboard |  |  | 84 | 1500 | 107 | 1.2738 | 17.8571 | 2.8 | 471 |  |  |  | 2023 | NYC 10162 Urban Low | Homewyse | https://www.homewyse.com/services/cost_to_install_electric_baseboard_heater.html | Yes
Electric Baseboard |  |  | 84 | 1500 | 120 | 1.4286 | 17.8571 | 2.8 | 570 |  |  |  | 2023 | NYC 10162 Urban High | Homewyse | https://www.homewyse.com/services/cost_to_install_electric_baseboard_heater.html | Yes
Electric Baseboard |  |  | 84 | 1500 | 100 | 1.1905 | 17.8571 | 2.8 | 321 |  |  |  | 2023 | NYC 13045 Rural Low | Homewyse | https://www.homewyse.com/services/cost_to_install_electric_baseboard_heater.html | Yes
Electric Baseboard |  |  | 84 | 1500 | 112 | 1.3333 | 17.8571 | 2.8 | 389 |  |  |  | 2023 | NYC 13045 Rural High | Homewyse | https://www.homewyse.com/services/cost_to_install_electric_baseboard_heater.html | Yes
Electric Baseboard |  |  | 84 | 1500 | 103 | 1.2262 | 17.8571 | 2.8 | 384 |  |  |  | 2023 | Chicago 60654 Urban Low | Homewyse | https://www.homewyse.com/services/cost_to_install_electric_baseboard_heater.html | Yes
Electric Baseboard |  |  | 84 | 1500 | 115 | 1.369 | 17.8571 | 2.8 | 465 |  |  |  | 2023 | Chicago 60654 Urban High | Homewyse | https://www.homewyse.com/services/cost_to_install_electric_baseboard_heater.html | Yes
Electric Baseboard |  |  | 84 | 1500 | 100 | 1.1905 | 17.8571 | 2.8 | 336 |  |  |  | 2023 | IL 62824Rural Low | Homewyse | https://www.homewyse.com/services/cost_to_install_electric_baseboard_heater.html | Yes
Electric Baseboard |  |  | 84 | 1500 | 112 | 1.3333 | 17.8571 | 2.8 | 406 |  |  |  | 2023 | IL 62684 Rural High | Homewyse | https://www.homewyse.com/services/cost_to_install_electric_baseboard_heater.html | Yes
Electric Baseboard |  |  | 84 | 1500 | 99 | 1.1786 | 17.8571 | 2.8 | 297 |  |  |  | 2023 | Houston 77081 Urban Low | Homewyse | https://www.homewyse.com/services/cost_to_install_electric_baseboard_heater.html | Yes
Electric Baseboard |  |  | 84 | 1500 | 110 | 1.3095 | 17.8571 | 2.8 | 359 |  |  |  | 2023 | Houston 77081 Urban High | Homewyse | https://www.homewyse.com/services/cost_to_install_electric_baseboard_heater.html | Yes
Electric Baseboard |  |  | 84 | 1500 | 99 | 1.1786 | 17.8571 | 2.8 | 296 |  |  |  | 2023 | TX 75803 Rural Low | Homewyse | https://www.homewyse.com/services/cost_to_install_electric_baseboard_heater.html | Yes
Electric Baseboard |  |  | 84 | 1500 | 110 | 1.3095 | 17.8571 | 2.8 | 358 |  |  |  | 2023 | TX 75803 Rural High | Homewyse | https://www.homewyse.com/services/cost_to_install_electric_baseboard_heater.html | Yes
Electric Baseboard |  |  | 84 | 1500 | 99 | 1.1786 | 17.8571 | 2.8 | 302 |  |  |  | 2023 | Atlanta 30332 Urban Low | Homewyse | https://www.homewyse.com/services/cost_to_install_electric_baseboard_heater.html | Yes
Electric Baseboard |  |  | 84 | 1500 | 111 | 1.3214 | 17.8571 | 2.8 | 366 |  |  |  | 2023 | Atlanta 30332 Urban High | Homewyse | https://www.homewyse.com/services/cost_to_install_electric_baseboard_heater.html | Yes
Electric Baseboard |  |  | 84 | 1500 | 98 | 1.1667 | 17.8571 | 2.8 | 278 |  |  |  | 2023 | GA 31021 Rural Low | Homewyse | https://www.homewyse.com/services/cost_to_install_electric_baseboard_heater.html | Yes
Electric Baseboard |  |  | 84 | 1500 | 109 | 1.2976 | 17.8571 | 2.8 | 336 |  |  |  | 2023 | GA 31021 Rural High | Homewyse | https://www.homewyse.com/services/cost_to_install_electric_baseboard_heater.html | Yes
Electric Baseboard |  |  | 84 | 1500 | 102 | 1.2143 | 17.8571 | 2.8 | 447 |  |  |  | 2023 | Los Angeles 90057 Urban Low | Homewyse | https://www.homewyse.com/services/cost_to_install_electric_baseboard_heater.html | Yes
Electric Baseboard |  |  | 84 | 1500 | 114 | 1.3571 | 17.8571 | 2.8 | 370 |  |  |  | 2023 | Los Angeles 90057 Urban High | Homewyse | https://www.homewyse.com/services/cost_to_install_electric_baseboard_heater.html | Yes
Electric Baseboard |  |  | 84 | 1500 | 101 | 1.2024 | 17.8571 | 2.8 | 353 |  |  |  | 2023 | CA 95482 Rural Low | Homewyse | https://www.homewyse.com/services/cost_to_install_electric_baseboard_heater.html | Yes
Electric Baseboard |  |  | 84 | 1500 | 113 | 1.3452 | 17.8571 | 2.8 | 427 |  |  |  | 2023 | CA 95482 Rural High | Homewyse | https://www.homewyse.com/services/cost_to_install_electric_baseboard_heater.html | Yes

## Electric Baseboard Analysis
Table of Contents
Machine Readable Results
Component & Class |  |  | Retail Price Regression, Performance metric 1 | [6 empty] | Retail Price Regression, Performance metric 2 | [6 empty] | Retail Price Regression, Intercepts |  |  | Installation Multiplier |  | Installation Adder |  | Additional Data
Component | Class | Output Units | Coefficient-Low | Coefficient-Mid | Coefficient-High | Metric | Unit | Lower Bound | Upper Bound | Coefficient-Low | Coefficient-Mid | Coefficient-High | Metric | Unit | Lower Bound | Upper Bound | Int-Low | Int-Mid | Int-High | New Construction | Retrofit | New Construction | Retrofit | Lifetime | Cost Variation Considerations | Data Sources | Qualitative Rank | Notes
Electric Baseboard |  | 2023$ | 0.033216 | 0.04298 | 0.04634 | Capacity | Wattage | 350 | 2500 | 0 | 0 | 0 | N/A | N/A | 0 | 0 | 29.69 | 35.53 | 49.32 |  |  | 296.4259 | 346.4259 | 20 | Prevailing local wages, Drive time, Local code requirements, Condition of existing electrical system, Need for additional wiring/switching, Presence of hazardous materials, Need for controls and/or zoning | 1, 2, 4 | Low SS, High R2, High Source Diversity | Minimal removal cost due to the nature of the product being a retrofit solution
Quantile Regression Results
Electric Baseboard
Bounds Metric 1 (Wattage): | 350 - 2500
Sample Size: | 47
Median R2: | 0.3845

## Electrical Panel Data
Table of Contents
Raw Data |  |  |  |  | Performance Metric 1 |  |  | Cost Metric | [10 empty] | Labor Calculations | [5 empty] | Labor % multiplier (of Materials & Equipment)
Component | Product Category | Type | Brand | Model | Amperage | Number of Circuits | Number of Spaces | Material Price | Install Labor Hours | Install Labor | Installed Cost (O&P) | Removal Labor | Removal Labor Hours | Date | Notes | Source | Link | Regression | Component | Product Class | Install | Removal | Total New Construction | Total Retrofit | New Construction (%) | Retrofit (%) | Date of Data | Source
Electric Panel | Electric Load Service Center | 100 amp, indoor |  |  | 100 |  |  | 206 |  | 254 | 641 | 222 |  | 2023 |  | RSMeans | https://www.rsmeansonline.com/SearchData | Yes | Panel Upgrade |  | 1272.6 | 0 | 1272.6 | 1272.6 | 662.9% | 662.9% | 2023 | RS Means, Homewyse, Contractor Interview
Electric Panel | Electric Load Service Center | 100 amp, indoor |  |  | 100 |  |  | 275 |  | 296 | 785 | 222 |  | 2023 |  | RSMeans | https://www.rsmeansonline.com/SearchData | Yes
Electric Panel | Electric Load Service Center | 100 amp, rainproof |  |  | 100 |  |  | 241 |  | 254 | 681 | 222 |  | 2023 |  | RSMeans | https://www.rsmeansonline.com/SearchData | Yes
Electric Panel | Electric Load Service Center | 100 amp, rainproof |  |  | 100 |  |  | 310 |  | 296 | 820 | 222 |  | 2023 |  | RSMeans | https://www.rsmeansonline.com/SearchData | Yes
Electric Panel | Electric Load Service Center | 200 amp, indoor |  |  | 200 |  |  | 470 |  | 355 | 1100 | 445 |  | 2023 |  | RSMeans | https://www.rsmeansonline.com/SearchData | Yes
Electric Panel | Electric Load Service Center | 200 amp, indoor |  |  | 200 |  |  | 455 |  | 425 | 1195 | 445 |  | 2023 |  | RSMeans | https://www.rsmeansonline.com/SearchData | Yes
Electric Panel | Electric Load Service Center | 200 amp, indoor |  |  | 200 |  |  | 660 |  | 490 | 1525 | 445 |  | 2023 |  | RSMeans | https://www.rsmeansonline.com/SearchData | Yes
Electric Panel | Electric Load Service Center | 200 amp, outdoor |  |  | 200 |  |  | 475 |  | 355 | 830 | 445 |  | 2023 |  | RSMeans | https://www.rsmeansonline.com/SearchData | Yes
Electric Panel | Electric Load Service Center | 200 amp, outdoor |  |  | 200 |  |  | 625 |  | 425 | 1050 | 445 |  | 2023 |  | RSMeans | https://www.rsmeansonline.com/SearchData | Yes
Electric Panel | Electric Load Service Center | 200 amp, outdoor |  |  | 200 |  |  | 670 |  | 490 | 1160 | 445 |  | 2023 |  | RSMeans | https://www.rsmeansonline.com/SearchData | Yes
Electric Panel | Main Breaker | 200 amp |  |  | 200 |  |  | 196 | [5 empty] | 2023 |  | Lowes | https://www.lowes.com/pl/200-Amp--Breaker-boxes-Breaker-boxes-parts-Power-distribution-circuit-protection-Electrical/4321851016717?refinement=3453473684 | Yes
Electric Panel | Main Breaker | 200 amp |  |  | 200 |  |  | 174 | [5 empty] | 2023 |  | Lowes | https://www.lowes.com/pl/200-Amp--Breaker-boxes-Breaker-boxes-parts-Power-distribution-circuit-protection-Electrical/4321851016717?refinement=3453473685 | Yes
Electric Panel | Main Breaker | 200 amp |  |  | 200 |  |  | 179 | [5 empty] | 2023 |  | Lowes | https://www.lowes.com/pl/200-Amp--Breaker-boxes-Breaker-boxes-parts-Power-distribution-circuit-protection-Electrical/4321851016717?refinement=3453473686 | Yes
Electric Panel | Main Breaker | 200 amp |  |  | 200 |  |  | 209 | [5 empty] | 2023 |  | Lowes | https://www.lowes.com/pl/200-Amp--Breaker-boxes-Breaker-boxes-parts-Power-distribution-circuit-protection-Electrical/4321851016717?refinement=3453473687 | Yes
Electric Panel | Main Breaker | 200 amp |  |  | 200 |  |  | 189 | [5 empty] | 2023 |  | Lowes | https://www.lowes.com/pl/200-Amp--Breaker-boxes-Breaker-boxes-parts-Power-distribution-circuit-protection-Electrical/4321851016717?refinement=3453473688 | Yes
Electric Panel | Main Breaker | 200 amp |  |  | 200 |  |  | 194 | [5 empty] | 2023 |  | Lowes | https://www.lowes.com/pl/200-Amp--Breaker-boxes-Breaker-boxes-parts-Power-distribution-circuit-protection-Electrical/4321851016717?refinement=3453473689 | Yes
Electric Panel | Main Breaker | 200 amp |  |  | 200 |  |  | 259 | [5 empty] | 2023 |  | Lowes | https://www.lowes.com/pl/200-Amp--Breaker-boxes-Breaker-boxes-parts-Power-distribution-circuit-protection-Electrical/4321851016717?refinement=3453473690 | Yes
Electric Panel | Main Breaker | 200 amp |  |  | 200 |  |  | 266.67 | [5 empty] | 2023 |  | Lowes | https://www.lowes.com/pl/200-Amp--Breaker-boxes-Breaker-boxes-parts-Power-distribution-circuit-protection-Electrical/4321851016717?refinement=3453473691 | Yes
Electric Panel | Main Breaker | 200 amp |  |  | 200 |  |  | 239 | [5 empty] | 2023 |  | Lowes | https://www.lowes.com/pl/200-Amp--Breaker-boxes-Breaker-boxes-parts-Power-distribution-circuit-protection-Electrical/4321851016717?refinement=3453473692 | Yes
Electric Panel | Main Breaker | 200 amp |  |  | 200 |  |  | 177 | [5 empty] | 2023 |  | Lowes | https://www.lowes.com/pl/200-Amp--Breaker-boxes-Breaker-boxes-parts-Power-distribution-circuit-protection-Electrical/4321851016717?refinement=3453473693 | Yes
Electric Panel | Main Breaker | 200 amp |  |  | 200 |  |  | 309 | [5 empty] | 2023 |  | Lowes | https://www.lowes.com/pl/200-Amp--Breaker-boxes-Breaker-boxes-parts-Power-distribution-circuit-protection-Electrical/4321851016717?refinement=3453473694 | Yes
Electric Panel | Main Breaker | 200 amp |  |  | 200 |  |  | 483 | [5 empty] | 2023 |  | Lowes | https://www.lowes.com/pl/200-Amp--Breaker-boxes-Breaker-boxes-parts-Power-distribution-circuit-protection-Electrical/4321851016717?refinement=3453473695 | Yes
Electric Panel | Main Breaker | 200 amp |  |  | 200 |  |  | 210.56 | [5 empty] | 2023 |  | Lowes | https://www.lowes.com/pl/200-Amp--Breaker-boxes-Breaker-boxes-parts-Power-distribution-circuit-protection-Electrical/4321851016717?refinement=3453473696 | Yes
Electric Panel | Main Breaker | 200 amp |  |  | 200 |  |  | 319 | [5 empty] | 2023 |  | Lowes | https://www.lowes.com/pl/200-Amp--Breaker-boxes-Breaker-boxes-parts-Power-distribution-circuit-protection-Electrical/4321851016717?refinement=3453473697 | Yes
Electric Panel | Main Breaker | 200 amp |  |  | 200 |  |  | 207 | [5 empty] | 2023 |  | Lowes | https://www.lowes.com/pl/200-Amp--Breaker-boxes-Breaker-boxes-parts-Power-distribution-circuit-protection-Electrical/4321851016717?refinement=3453473698 | Yes
Electric Panel | Main Breaker | 200 amp |  |  | 200 |  |  | 349 | [5 empty] | 2023 |  | Lowes | https://www.lowes.com/pl/200-Amp--Breaker-boxes-Breaker-boxes-parts-Power-distribution-circuit-protection-Electrical/4321851016717?refinement=3453473699 | Yes
Electric Panel | Main Breaker | 200 amp |  |  | 200 |  |  | 229 | [5 empty] | 2023 |  | Lowes | https://www.lowes.com/pl/200-Amp--Breaker-boxes-Breaker-boxes-parts-Power-distribution-circuit-protection-Electrical/4321851016717?refinement=3453473700 | Yes
Electric Panel | Main Breaker | 200 amp |  |  | 200 |  |  | 619 | [5 empty] | 2023 |  | Lowes | https://www.lowes.com/pl/200-Amp--Breaker-boxes-Breaker-boxes-parts-Power-distribution-circuit-protection-Electrical/4321851016717?refinement=3453473701 | Yes
Electric Panel | Main Breaker | 200 amp |  |  | 200 |  |  | 299 | [5 empty] | 2023 |  | Lowes | https://www.lowes.com/pl/200-Amp--Breaker-boxes-Breaker-boxes-parts-Power-distribution-circuit-protection-Electrical/4321851016717?refinement=3453473702 | Yes
Electric Panel | Main Breaker | 200 amp |  |  | 200 |  |  | 148 | [5 empty] | 2023 |  | Lowes | https://www.lowes.com/pl/200-Amp--Breaker-boxes-Breaker-boxes-parts-Power-distribution-circuit-protection-Electrical/4321851016717?refinement=3453473703 | Yes
Electric Panel | Main Breaker | 200 amp |  |  | 200 |  |  | 286 | [5 empty] | 2023 |  | Lowes | https://www.lowes.com/pl/200-Amp--Breaker-boxes-Breaker-boxes-parts-Power-distribution-circuit-protection-Electrical/4321851016717?refinement=3453473704 | Yes
Electric Panel | Main Breaker | 200 amp |  |  | 200 |  |  | 205 | [5 empty] | 2023 |  | Lowes | https://www.lowes.com/pl/200-Amp--Breaker-boxes-Breaker-boxes-parts-Power-distribution-circuit-protection-Electrical/4321851016717?refinement=3453473705 | Yes
Electric Panel | Main Breaker | 200 amp |  |  | 200 |  |  | 115 | [5 empty] | 2023 |  | Lowes | https://www.lowes.com/pl/200-Amp--Breaker-boxes-Breaker-boxes-parts-Power-distribution-circuit-protection-Electrical/4321851016717?refinement=3453473706 | Yes
Electric Panel | Main Breaker | 100 amp |  |  | 100 |  |  | 103 | [5 empty] | 2023 |  | Lowes | https://www.lowes.com/search?searchTerm=100+amp+breaker | Yes
Electric Panel | Main Breaker | 100 amp |  |  | 100 |  |  | 114 | [5 empty] | 2023 |  | Lowes | https://www.lowes.com/search?searchTerm=100+amp+breaker | Yes
Electric Panel | Upgrade Electrical Service Panel | 100 amp |  |  | 100 |  |  | 120 | 9.5 | 1595 |  |  |  | 2023 | NYC 10162 Urban Low | Homewyse | https://www.homewyse.com/services/cost_to_upgrade_electrical_service_panel.html | Yes
Electric Panel | Upgrade Electrical Service Panel | 100 amp |  |  | 100 |  |  | 148 | 9.5 | 1899 |  |  |  | 2023 | NYC 10162 Urban High | Homewyse | https://www.homewyse.com/services/cost_to_upgrade_electrical_service_panel.html | Yes
Electric Panel | Upgrade Electrical Service Panel | 100 amp |  |  | 100 |  |  | 112 | 9.5 | 1088 |  |  |  | 2023 | NYC 13045 Rural Low | Homewyse | https://www.homewyse.com/services/cost_to_upgrade_electrical_service_panel.html | Yes
Electric Panel | Upgrade Electrical Service Panel | 100 amp |  |  | 100 |  |  | 138 | 9.5 | 1316 |  |  |  | 2023 | NYC 13045 Rural High | Homewyse | https://www.homewyse.com/services/cost_to_upgrade_electrical_service_panel.html | Yes
Electric Panel | Upgrade Electrical Service Panel | 100 amp |  |  | 100 |  |  | 115 | 9.5 | 1301 |  |  |  | 2023 | Chicago 60654 Urban Low | Homewyse | https://www.homewyse.com/services/cost_to_upgrade_electrical_service_panel.html | Yes
Electric Panel | Upgrade Electrical Service Panel | 100 amp |  |  | 100 |  |  | 142 | 9.5 | 1575 |  |  |  | 2023 | Chicago 60654 Urban High | Homewyse | https://www.homewyse.com/services/cost_to_upgrade_electrical_service_panel.html | Yes
Electric Panel | Upgrade Electrical Service Panel | 100 amp |  |  | 100 |  |  | 113 | 9.5 | 1135 |  |  |  | 2023 | IL 62824Rural Low | Homewyse | https://www.homewyse.com/services/cost_to_upgrade_electrical_service_panel.html | Yes
Electric Panel | Upgrade Electrical Service Panel | 100 amp |  |  | 100 |  |  | 139 | 9.5 | 1374 |  |  |  | 2023 | IL 62684 Rural High | Homewyse | https://www.homewyse.com/services/cost_to_upgrade_electrical_service_panel.html | Yes
Electric Panel | Upgrade Electrical Service Panel | 100 amp |  |  | 100 |  |  | 111 | 9.5 | 1004 |  |  |  | 2023 | Houston 77081 Urban Low | Homewyse | https://www.homewyse.com/services/cost_to_upgrade_electrical_service_panel.html | Yes
Electric Panel | Upgrade Electrical Service Panel | 100 amp |  |  | 100 |  |  | 136 | 9.5 | 1215 |  |  |  | 2023 | Houston 77081 Urban High | Homewyse | https://www.homewyse.com/services/cost_to_upgrade_electrical_service_panel.html | Yes
Electric Panel | Upgrade Electrical Service Panel | 100 amp |  |  | 100 |  |  | 111 | 9.5 | 1002 |  |  |  | 2023 | TX 75803 Rural Low | Homewyse | https://www.homewyse.com/services/cost_to_upgrade_electrical_service_panel.html | Yes
Electric Panel | Upgrade Electrical Service Panel | 100 amp |  |  | 100 |  |  | 136 | 9.5 | 1212 |  |  |  | 2023 | TX 75803 Rural High | Homewyse | https://www.homewyse.com/services/cost_to_upgrade_electrical_service_panel.html | Yes
Electric Panel | Upgrade Electrical Service Panel | 100 amp |  |  | 100 |  |  | 111 | 9.5 | 1022 |  |  |  | 2023 | Atlanta 30332 Urban Low | Homewyse | https://www.homewyse.com/services/cost_to_upgrade_electrical_service_panel.html | Yes
Electric Panel | Upgrade Electrical Service Panel | 100 amp |  |  | 100 |  |  | 136 | 9.5 | 1237 |  |  |  | 2023 | Atlanta 30332 Urban High | Homewyse | https://www.homewyse.com/services/cost_to_upgrade_electrical_service_panel.html | Yes
Electric Panel | Upgrade Electrical Service Panel | 100 amp |  |  | 100 |  |  | 110 | 9.5 | 938 |  |  |  | 2023 | GA 31021 Rural Low | Homewyse | https://www.homewyse.com/services/cost_to_upgrade_electrical_service_panel.html | Yes
Electric Panel | Upgrade Electrical Service Panel | 100 amp |  |  | 100 |  |  | 135 | 9.5 | 1135 |  |  |  | 2023 | GA 31021 Rural High | Homewyse | https://www.homewyse.com/services/cost_to_upgrade_electrical_service_panel.html | Yes
Electric Panel | Upgrade Electrical Service Panel | 100 amp |  |  | 100 |  |  | 115 | 9.5 | 1251 |  |  |  | 2023 | Los Angeles 90057 Urban Low | Homewyse | https://www.homewyse.com/services/cost_to_upgrade_electrical_service_panel.html | Yes
Electric Panel | Upgrade Electrical Service Panel | 100 amp |  |  | 100 |  |  | 141 | 9.5 | 1514 |  |  |  | 2023 | Los Angeles 90057 Urban High | Homewyse | https://www.homewyse.com/services/cost_to_upgrade_electrical_service_panel.html | Yes
Electric Panel | Upgrade Electrical Service Panel | 100 amp |  |  | 100 |  |  | 114 | 9.5 | 1194 |  |  |  | 2023 | CA 95482 Rural Low | Homewyse | https://www.homewyse.com/services/cost_to_upgrade_electrical_service_panel.html | Yes
Electric Panel | Upgrade Electrical Service Panel | 100 amp |  |  | 100 |  |  | 140 | 9.5 | 1445 |  |  |  | 2023 | CA 95482 Rural High | Homewyse | https://www.homewyse.com/services/cost_to_upgrade_electrical_service_panel.html | Yes
Electric Panel | Upgrade Electrical Service Panel | 100 amp |  |  | 100 |  |  |  |  | 2300 | 2500 |  |  | 2023 |  | Contractor Interview |  | No
Electric Panel | Upgrade Electrical Service Panel | 100 amp |  |  | 100 |  |  |  |  | 2800 | 3000 |  |  | 2023 |  | Contractor Interview |  | No
Electric Panel | Upgrade Electrical Service Panel | 200 amp |  |  | 200 |  |  |  |  | 3800 | 4000 |  |  | 2023 |  | Contractor Interview |  | No
Electric Panel | Upgrade Electrical Service Panel | 200 amp |  |  | 200 |  |  |  |  | 4300 | 4500 |  |  | 2023 |  | Contractor Interview |  | No
Electric Panel | Main Breaker |  | GE | TM3220C64K | 200 | 64 | 32 | 176 | [5 empty] | 2023 |  | Home Depot |  | Yes
Electric Panel | Main Breaker |  | Square D | HOM1224L125PGCVP | 125 | 24 | 12 | 73.57 | [5 empty] | 2023 |  | Home Depot |  | Yes
Electric Panel | Main Breaker |  | Square D | HOM612L100RBCP | 100 | 12 | 6 | 54 | [5 empty] | 2023 |  | Home Depot |  | Yes
Electric Panel | Main Breaker |  | Siemens | PN4040B1200C | 200 | 40 | 40 | 230.32 | [5 empty] | 2023 |  | Home Depot |  | Yes
Electric Panel | Main Breaker |  | Square D | HOM3060M100PC | 100 | 60 | 30 | 149 | [5 empty] | 2023 |  | Home Depot |  | Yes
Electric Panel | Main Breaker |  | GE | TM3220R64K | 200 | 64 | 32 | 185 | [5 empty] | 2023 |  | Home Depot |  | Yes
Electric Panel | Main Breaker |  | Square D | HOM3060M200PCVP | 200 | 60 | 30 | 198 | [5 empty] | 2023 |  | Home Depot |  | Yes
Electric Panel | Main Breaker |  | GE | THQMV200NREP | 200 | 0 | 0 | 189 | [5 empty] | 2023 |  | Home Depot |  | Yes
Electric Panel | Main Breaker |  | Eaton | BR816L125RP | 125 | 16 | 8 | 60.52 | [5 empty] | 2023 |  | Home Depot |  | Yes
Electric Panel | Main Breaker |  | GE | TM820RCUFLP | 200 | 16 | 8 | 169 | [5 empty] | 2023 |  | Home Depot |  | Yes
Electric Panel | Main Breaker |  | GE | TLM2412CCUG1K | 125 | 24 | 24 | 105 | [5 empty] | 2023 |  | Home Depot |  | Yes
Electric Panel | Main Breaker |  | Square D | HOM4080M200PQCVP | 200 | 80 | 40 | 298 | [5 empty] | 2023 |  | Home Depot |  | Yes
Electric Panel | Main Breaker |  | Siemens | W0408ML1125U | 125 | 8 | 4 | 48.98 | [5 empty] | 2023 |  | Home Depot |  | Yes
Electric Panel | Main Breaker |  | GE | TLM812RCUP | 125 | 16 | 8 | 73.78 | [5 empty] | 2023 |  | Home Depot |  | Yes
Electric Panel | Main Breaker |  | Siemens | PN2020B1100C | 100 | 20 | 20 | 99 | [5 empty] | 2023 |  | Home Depot |  | Yes
Electric Panel | Main Breaker |  | Square D | QOM2E2200NRB | 200 | 1 | 0 | 186 | [5 empty] | 2023 |  | Home Depot |  | Yes
Electric Panel | Main Breaker |  | Siemens | SN2040L1125 | 125 | 40 | 20 | 82.48 | [5 empty] | 2023 |  | Home Depot |  | Yes
Electric Panel | Main Breaker |  | GE | TLM1212CCUP | 125 | 24 | 14 | 54.99 | [5 empty] | 2023 |  | Home Depot |  | Yes
Electric Panel | Main Breaker |  | GE | TLM3220C64GK | 200 | 64 | 32 | 137 | [5 empty] | 2023 |  | Home Depot |  | Yes
Electric Panel | Main Breaker |  | Siemens | S4260L3225 | 225 | 60 | 42 | 303.6 | [5 empty] | 2023 |  | Home Depot |  | Yes
Electric Panel | Main Breaker |  | GE | TLM812FCUDP | 125 | 16 | 8 | 53 | [5 empty] | 2023 |  | Home Depot |  | Yes
Electric Panel | Main Breaker |  | Siemens | SN4040B1200 | 200 | 40 | 40 | 198 | [5 empty] | 2023 |  | Home Depot |  | Yes
Electric Panel | Main Breaker |  | Square D | HOM2448L125PQGC | 125 | 48 | 24 | 119 | [5 empty] | 2023 |  | Home Depot |  | Yes
Electric Panel | Main Breaker |  | Siemens | SNW1224B1100 | 100 | 24 | 12 | 139 | [5 empty] | 2023 |  | Home Depot |  | Yes
Electric Panel | Main Breaker |  | Siemens | E0816ML1125F | 125 | 16 | 8 | 53.48 | [5 empty] | 2023 |  | Home Depot |  | Yes
Electric Panel | Main Breaker |  |  | BRP30B200V25 | 200 | 60 | 30 | 189 | [5 empty] | 2023 |  | Home Depot |  | Yes
Electric Panel | Main Breaker |  | Siemens | E0816ML1125S | 125 | 16 | 8 | 52.98 | [5 empty] | 2023 |  | Home Depot |  | Yes
Electric Panel | Main Breaker |  | GE | TLM1212CCUGK | 125 | 24 | 14 | 99 | [5 empty] | 2023 |  | Home Depot |  | Yes
Electric Panel | Main Breaker |  | Eaton | BRP20L125G | 125 | 40 | 20 | 80.48 | [5 empty] | 2023 |  | Home Depot |  | Yes
Electric Panel | Main Breaker |  | Siemens | PNW0816B1200TC | 200 | 16 | 8 | 159 | [5 empty] | 2023 |  | Home Depot |  | Yes
Electric Panel | Main Breaker |  | Square D | QO2L30SCP | 30 | 2 | 2 | 21.82 | [5 empty] | 2023 |  | Home Depot |  | No
Electric Panel | Main Breaker |  | Eaton | BRC48L125RP | 125 | 8 | 4 | 39.38 | [5 empty] | 2023 |  | Home Depot |  | Yes
Electric Panel | Main Breaker |  | Eaton | BR816L125SDP | 125 | 16 | 8 | 34.29 | [5 empty] | 2023 |  | Home Depot |  | Yes
Electric Panel | Main Breaker |  | GE | TPL412RP | 125 | 8 | 4 | 43.56 | [5 empty] | 2023 |  | Home Depot |  | Yes
Electric Panel | Main Breaker |  | Square D | HOM816L125PC | 125 | 16 | 8 | 49 | [5 empty] | 2023 |  | Home Depot |  | Yes
Electric Panel | Main Breaker |  | Square D | HOM4080M200PC | 200 | 80 | 40 | 247.19 | [5 empty] | 2023 |  | Home Depot |  | Yes
Electric Panel | Main Breaker |  | Siemens | SNW1224L1125 | 125 | 24 | 12 | 99.98 | [5 empty] | 2023 |  | Home Depot |  | Yes
Electric Panel | Main Breaker |  | Siemens | W0816ML1125CU | 125 | 16 | 8 | 67.48 | [5 empty] | 2023 |  | Home Depot |  | Yes
Electric Panel | Main Breaker |  | GE | TM1615RCU | 150 | 32 | 16 | 242.08 | [5 empty] | 2023 |  | Home Depot |  | Yes
Electric Panel | Main Breaker |  | Siemens | SN2040B1100 | 100 | 40 | 20 | 99 | [5 empty] | 2023 |  | Home Depot |  | Yes
Electric Panel | Main Breaker |  | Siemens | PNW1224L1125C | 125 | 24 | 12 | 129.72 | [5 empty] | 2023 |  | Home Depot |  | Yes
Electric Panel | Main Breaker |  | Siemens | PN3048L1125C | 125 | 48 | 30 | 128.62 | [5 empty] | 2023 |  | Home Depot |  | Yes
Electric Panel | Main Breaker |  | GE | TM3210CCUP | 100 | 32 | 32 | 126 | [5 empty] | 2023 |  | Home Depot |  | Yes
Electric Panel | Main Breaker |  | GE | TQL100REP | 100 | 1 | 0 | 99 | [5 empty] | 2023 |  | Home Depot |  | Yes
Electric Panel | Main Breaker |  | Square D | QO24L125PGCVP | 125 | 24 | 24 | 239 | [5 empty] | 2023 |  | Home Depot |  | Yes
Electric Panel | Main Breaker |  | Eaton | BR2B100RP | 100 | 4 | 2 | 76.64 | [5 empty] | 2023 |  | Home Depot |  | Yes
Electric Panel | Main Breaker |  | Siemens | PNW2040B1200C | 200 | 40 | 20 | 330.11 | [5 empty] | 2023 |  | Home Depot |  | Yes
Electric Panel | Main Breaker |  | Siemens | PN1224L1125C | 125 | 24 | 12 | 71.74 | [5 empty] | 2023 |  | Home Depot |  | Yes
Electric Panel | Main Breaker |  | Siemens | P1224L3125CU | 125 | 24 | 12 | 145.97 | [5 empty] | 2023 |  | Home Depot |  | Yes
Electric Panel | Main Breaker |  | Square D | QO42L225PGC | 225 | 42 | 42 | 383.43 | [5 empty] | 2023 |  | Home Depot |  | Yes
Electric Panel | Main Breaker |  | Siemens | SN4060B1200 | 200 | 60 | 40 | 237.05 | [5 empty] | 2023 |  | Home Depot |  | Yes
Electric Panel | Main Breaker |  | Square D | QO30M200PC | 200 | 30 | 30 | 263 | [5 empty] | 2023 |  | Home Depot |  | Yes
Electric Panel | Main Breaker |  | Siemens | PN4040L1200C | 200 | 40 | 40 | 213.15 | [5 empty] | 2023 |  | Home Depot |  | Yes
Electric Panel | Main Breaker |  | Siemens | PNW3048L1200C | 200 | 48 | 30 | 230.45 | [5 empty] | 2023 |  | Home Depot |  | Yes
Electric Panel | Main Breaker |  | Siemens | E0408ML1125SU | 125 | 8 | 4 | 31 | [5 empty] | 2023 |  | Home Depot |  | Yes
Electric Panel | Main Breaker |  | Siemens | S4242B3225 | 225 | 42 | 42 | 567.71 | [5 empty] | 2023 |  | Home Depot |  | Yes
Electric Panel | Main Breaker |  | Siemens | SN3048B1100 | 100 A | 48 | 30 | 109 | [5 empty] | 2023 |  | Home Depot |  | Yes
Electric Panel | Main Breaker |  | Leviton | RD0-LP420-BDR | 200 A | 42 | 42 | 189 | [5 empty] | 2023 |  | Home Depot |  | Yes
Electric Panel | Main Breaker |  | Siemens | PN1632L1125C | 125 | 32 | 16 | 77.25 | [5 empty] | 2023 |  | Home Depot |  | Yes
Electric Panel | Main Breaker |  | Siemens | SN3030B1125 | 125 | 30 | 30 | 145.79 | [5 empty] | 2023 |  | Home Depot |  | Yes
Electric Panel | Main Breaker |  | Siemens | PN2040B1200C | 200 | 40 | 20 | 164 | [5 empty] | 2023 |  | Home Depot |  | Yes
Electric Panel | Main Breaker |  | Leviton | LP420-BPD | 200 A | 42 | 42 | 200 | [5 empty] | 2023 |  | Home Depot |  | Yes
Electric Panel | Main Breaker |  | Leviton | LP620-BPD | 200 A | 66 | 66 | 368.75 | [5 empty] | 2023 |  | Home Depot |  | Yes
Electric Panel | Main Breaker |  | GE | TM3220CCU2K | 200 | 40 | 32 | 303.74 | [5 empty] | 2023 |  | Home Depot |  | Yes
Electric Panel | Main Breaker |  | Siemens | W0204ML1060U | 60 | 4 | 2 | 44.98 | [5 empty] | 2023 |  | Home Depot |  | No
Electric Panel | Main Breaker |  | Eaton | BRP30L200 | 200 | 60 | 30 | 99.98 | [5 empty] | 2023 |  | Home Depot |  | Yes
Electric Panel | Main Breaker |  | GE | TLM812SCUD1K | 125 | 16 | 8 | 65.04 | [5 empty] | 2023 |  | Home Depot |  | Yes
Electric Panel | Main Breaker |  | Eaton | BRP12B100 | 100 | 24 | 12 | 80.65 | [5 empty] | 2023 |  | Home Depot |  | Yes
Electric Panel | Main Breaker |  | Square D | QO12L125PGC | 125 | 12 | 12 | 82.98 | [5 empty] | 2023 |  | Home Depot |  | Yes
Electric Panel | Main Breaker |  | Siemens | E0204ML1060SU | 60 | 4 | 2 | 29.97 | [5 empty] | 2023 |  | Home Depot |  | No
Electric Panel | Main Breaker |  | Square D | HOM4284L225PGC | 225 | 84 | 42 | 350.09 | [5 empty] | 2023 |  | Home Depot |  | Yes
Electric Panel | Main Breaker |  | GE | TLM812RCU2P | 125 | 16 | 8 | 73.78 | [5 empty] | 2023 |  | Home Depot |  | Yes
Electric Panel | Main Breaker |  | Eaton | CHP24L125 | 125 | 48 | 24 | 99.92 | [5 empty] | 2023 |  | Home Depot |  | Yes
Electric Panel | Main Breaker |  | Siemens | SN1632L1125 | 125 | 32 | 16 | 77.48 | [5 empty] | 2023 |  | Home Depot |  | Yes
Electric Panel | Main Breaker |  | Siemens | SN2424B1125 | 125 | 24 | 24 | 82.95 | [5 empty] | 2023 |  | Home Depot |  | Yes
Electric Panel | Main Breaker |  | Siemens | SN3048B1200 | 200 | 48 | 30 | 214.49 | [5 empty] | 2023 |  | Home Depot |  | Yes
Electric Panel | Main Breaker |  | Siemens | SN1224B1100 | 100 | 24 | 12 | 91.55 | [5 empty] | 2023 |  | Home Depot |  | Yes
Electric Panel | Main Breaker |  | GE | TM2412RCUAF1K | 125 | 24 | 24 | 465.88 | [5 empty] | 2023 |  | Home Depot |  | Yes
Electric Panel | Main Breaker |  | Square D | HOM4080M200PC1AVP | 200 | 80 | 40 | 264 | [5 empty] | 2023 |  | Home Depot |  | Yes
Electric Panel | Main Breaker |  | Siemens | SNW0816B1200T | 200 | 16 | 8 | 178.84 | [5 empty] | 2023 |  | Home Depot |  | Yes
Electric Panel | Main Breaker |  | Siemens | PNW4040B1200C | 200 | 40 | 40 | 472.46 | [5 empty] | 2023 |  | Home Depot |  | Yes
Electric Panel | Main Breaker |  | Leviton | RD0-LR320-BDR | 200 A | 30 | 30 | 189 | [5 empty] | 2023 |  | Home Depot |  | Yes
Electric Panel | Main Breaker |  | Leviton | RD0-LR420-BDR | 200 A | 42 | 42 | 214 | [5 empty] | 2023 |  | Home Depot |  | Yes
Electric Panel | Main Breaker |  | Siemens | PNW0816L1200TC | 200 | 16 | 8 | 104 | [5 empty] | 2023 |  | Home Depot |  | Yes
Electric Panel | Main Breaker |  | Leviton | 03S-LP420-0SR | 200 | 40 | 40 | 395 | [5 empty] | 2023 |  | Home Depot |  | Yes
Electric Panel | Main Breaker |  | Square D | HOM3060L225PGC | 225 | 60 | 30 | 122.21 | [5 empty] | 2023 |  | Home Depot |  | Yes
Electric Panel | Main Breaker |  | Eaton | BR1020B100S11 | 100 | 20 | 10 | 82.21 | [5 empty] | 2023 |  | Home Depot |  | Yes
Electric Panel | Main Breaker |  | GE | TM2020RCUPL3 | 200 | 40 | 20 | 377.92 | [5 empty] | 2023 |  | Home Depot |  | Yes
Electric Panel | Main Breaker |  | Siemens | PN4264L1225C | 225 | 64 | 42 | 229 | [5 empty] | 2023 |  | Home Depot |  | Yes
Electric Panel | Main Breaker |  | Siemens | PN2040L1150C | 150 | 40 | 20 | 119 | [5 empty] | 2023 |  | Home Depot |  | Yes
Electric Panel | Main Breaker |  | Siemens | PN4060L1200C | 200 | 40 | 40 | 223.92 | [5 empty] | 2023 |  | Home Depot |  | Yes
Electric Panel | Main Breaker |  | Leviton | RD0-LP320-BDR | 200 A | 30 | 30 | 159 | [5 empty] | 2023 |  | Home Depot |  | Yes
Electric Panel | Main Breaker |  | Siemens | SN2020L1125 | 125 | 20 | 20 | 79.52 | [5 empty] | 2023 |  | Home Depot |  | Yes
Electric Panel | Main Breaker |  | Eaton | BRP20L200 | 200 | 40 | 20 | 109 | [5 empty] | 2023 |  | Home Depot |  | Yes
Electric Panel | Main Breaker |  | Siemens | SN2424L1125 | 125 | 24 | 24 | 83.75 | [5 empty] | 2023 |  | Home Depot |  | Yes
Electric Panel | Main Breaker |  | GE | TM2020CCUPL2 | 200 | 40 | 20 | 322.22 | [5 empty] | 2023 |  | Home Depot |  | Yes
Electric Panel | Main Breaker |  | Siemens | SNW3048B1200 | 200 | 48 | 30 | 334.66 | [5 empty] | 2023 |  | Home Depot |  | Yes
Electric Panel | Main Breaker |  | GE | TM3220RCUB2K | 200 | 40 | 32 | 230.78 | [5 empty] | 2023 |  | Home Depot |  | Yes
Electric Panel | Main Breaker |  | Square D | QO342MQ225 | 225 | 42 | 42 | 1191.15 | [5 empty] | 2023 |  | Home Depot |  | Yes
Electric Panel | Main Breaker |  | GE | TPL412CP | 125 | 8 | 4 | 25.78 | [5 empty] | 2023 |  | Home Depot |  | Yes
Electric Panel | Main Breaker |  | Siemens | PN3048B1200C | 200 | 48 | 30 | 240.82 | [5 empty] | 2023 |  | Home Depot |  | Yes
Electric Panel | Main Breaker |  | Square D | Q2200RBE | 200 | 1 | 0 | 144.29 | [5 empty] | 2023 |  | Home Depot |  | Yes
Electric Panel | Main Breaker |  | Square D | QO612L100DF | 100 | 12 | 6 | 61.97 | [5 empty] | 2023 |  | Home Depot |  | Yes
Electric Panel | Main Breaker |  | Square D | QO48M60DSGP | 60 | 8 | 4 | 212.7 | [5 empty] | 2023 |  | Home Depot |  | No
Electric Panel | Main Breaker |  | Eaton | BR24L70SP | 70 | 4 | 2 | 21.72 | [5 empty] | 2023 |  | Home Depot |  | No
Electric Panel | Main Breaker |  | Siemens | PN4060B1200C | 200 | 60 | 40 | 280.07 | [5 empty] | 2023 |  | Home Depot |  | Yes
Electric Panel | Main Breaker |  | Leviton | RD0-LP310-BDR | 100 A | 30 | 30 | 125 | [5 empty] | 2023 |  | Home Depot |  | Yes
Electric Panel | Main Breaker |  | Eaton | CH4L125RP | 125 | 8 | 4 | 61.79 | [5 empty] | 2023 |  | Home Depot |  | Yes
Electric Panel | Main Breaker |  | Siemens | SW4260L3225 | 225 | 60 | 42 | 377.13 | [5 empty] | 2023 |  | Home Depot |  | Yes
Electric Panel | Main Breaker |  | Siemens | SW4242B3225 | 225 | 42 | 42 | 623.01 | [5 empty] | 2023 |  | Home Depot |  | Yes
Electric Panel | Main Breaker |  | Leviton | LP320-BPD | 200 A | 30 | 30 | 170 | [5 empty] | 2023 |  | Home Depot |  | Yes
Electric Panel | Main Breaker |  |  | CHP08N200RF | 200 | 16 | 8 | 107.28 | [5 empty] | 2023 |  | Home Depot |  | Yes
Electric Panel | Main Breaker |  | Square D | HOM4284M225PC | 225 | 84 | 42 | 406.67 | [5 empty] | 2023 |  | Home Depot |  | Yes
Electric Panel | Main Breaker |  | Square D | QOE250GFINM | 50 | 4 | 2 | 175.29 | [5 empty] | 2023 |  | Home Depot |  | No
Electric Panel | Main Breaker |  | Leviton | RE0-LG420-BER | 200 A | 40 | 40 | 395 | [5 empty] | 2023 |  | Home Depot |  | Yes
Electric Panel | Main Breaker |  | Leviton | LR320-BDD | 200 A | 30 | 30 | 243.75 | [5 empty] | 2023 |  | Home Depot |  | Yes
Electric Panel | Main Breaker |  | Eaton | CHP32B150X6 | 150 | 64 | 32 | 241.89 | [5 empty] | 2023 |  | Home Depot |  | Yes
Electric Panel | Main Breaker |  | Eaton | BR24L125FP | 125 | 4 | 2 | 61.85 | [5 empty] | 2023 |  | Home Depot |  | Yes
Electric Panel | Main Breaker |  | Leviton | LR210-BDD | 100 A | 20 | 20 | 156.25 | [5 empty] | 2023 |  | Home Depot |  | Yes
Electric Panel | Main Breaker |  | Leviton | LP622-LPD | 225 A | 66 | 66 | 343.75 | [5 empty] | 2023 |  | Home Depot |  | Yes
Electric Panel | Main Breaker |  | Leviton | LR420-BDD | 200 A | 42 | 42 | 275 | [5 empty] | 2023 |  | Home Depot |  | Yes
Electric Panel | Main Breaker |  | Square D | HOM3060L225PGCSVP2 | 225 | 60 | 30 | 344.13 | [5 empty] | 2023 |  | Home Depot |  | Yes
Electric Panel | Main Breaker |  | Leviton | LP222-LPD | 225 A | 20 | 20 | 106.25 | [5 empty] | 2023 |  | Home Depot |  | Yes
Electric Panel | Main Breaker |  | Square D | HOM3060M200PCAFVP | 200 | 60 | 30 | 259 | [5 empty] | 2023 |  | Home Depot |  | Yes
Electric Panel | Main Breaker |  | Square D | QO2100BNRB | 100 | 2 | 2 | 66.65 | [5 empty] | 2023 |  | Home Depot |  | Yes
Electric Panel | Main Breaker |  | Square D | HOM4080L225PGC | 225 | 80 | 40 | 219.44 | [5 empty] | 2023 |  | Home Depot |  | Yes
Electric Panel | Main Breaker |  | Leviton | LP422-LPD | 225 A | 42 | 42 | 164.18 | [5 empty] | 2023 |  | Home Depot |  | Yes
Electric Panel | Main Breaker |  | Leviton | LP415-BPD | 150 A | 42 | 42 | 187.5 | [5 empty] | 2023 |  | Home Depot |  | Yes
Electric Panel | Main Breaker |  | Leviton | LP315-BPD | 150 A | 30 | 30 | 155.77 | [5 empty] | 2023 |  | Home Depot |  | Yes
Electric Panel | Main Breaker |  | Square D | QOC342MQS | 225 | 42 | 42 | 66.31 | [5 empty] | 2023 |  | Home Depot |  | Yes
Electric Panel | Main Breaker |  | Leviton | LJ312-BED | 125 A | 30 | 30 | 383.21 | [5 empty] | 2023 |  | Home Depot |  | Yes
Electric Panel | Main Breaker |  | Leviton | LP422-3B | 225 | 42 | 42 | 357.84 | [5 empty] | 2023 |  | Home Depot |  | Yes
Electric Panel | Main Breaker |  | Leviton | LR212-BDD | 125 A | 20 | 20 | 170 | [5 empty] | 2023 |  | Home Depot |  | Yes
Electric Panel | Main Breaker |  | Leviton | LR422-BDD | 225 A | 42 | 42 | 287.5 | [5 empty] | 2023 |  | Home Depot |  | Yes
Electric Panel | Main Breaker |  | Leviton | RE0-LG320-BER | 200 A | 30 | 30 | 349 | [5 empty] | 2023 |  | Home Depot |  | Yes
Electric Panel | Main Breaker |  | Leviton | 11B-LP312-MBR | 125 | 30 | 30 | 146 | [5 empty] | 2023 |  | Home Depot |  | Yes
Electric Panel | Main Breaker |  | GE | TLM1212CCUPL8 | 125 | 24 | 14 | 130.19 | [5 empty] | 2023 |  | Home Depot |  | Yes
Electric Panel | Main Breaker |  | Leviton | RD0-LP210-BDR | 100 A | 20 | 20 | 107 | [5 empty] | 2023 |  | Home Depot |  | Yes
Electric Panel | Main Breaker |  | Leviton | RD0-LP220-BDR | 200 A | 20 | 20 | 135 | [5 empty] | 2023 |  | Home Depot |  | Yes
Electric Panel | Main Breaker |  | GE | TM3220RCU3K | 200 | 40 | 32 | 301 | [5 empty] | 2023 |  | Home Depot |  | Yes
Electric Panel | Main Breaker |  | GE | TM2010CCU2K | 100 | 20 | 20 | 142.45 | [5 empty] | 2023 |  | Home Depot |  | Yes
Electric Panel | Main Breaker |  | Leviton | LP310-BPD | 100 A | 30 | 30 | 143.75 | [5 empty] | 2023 |  | Home Depot |  | Yes
Electric Panel | Main Breaker |  | Leviton | RS0-LP322-LDR | 225 A | 30 | 30 | 129 | [5 empty] | 2023 |  | Home Depot |  | Yes
Electric Panel | Main Breaker |  | Siemens | PN1632B1100C | 100 | 32 | 16 | 99 | [5 empty] | 2023 |  | Home Depot |  | Yes
Electric Panel | Main Breaker |  | Siemens | PN4264B1225C | 225 | 64 | 42 | 335.71 | [5 empty] | 2023 |  | Home Depot |  | Yes
Electric Panel | Main Breaker |  | GE | TM3220CCUB1K | 200 | 40 | 32 | 174.05 | [5 empty] | 2023 |  | Home Depot |  | Yes
Electric Panel | Main Breaker |  | Square D | QO24L60NRNM | 60 | 4 | 2 | 34.58 | [5 empty] | 2023 |  | Home Depot |  | No
Electric Panel | Main Breaker |  | GE | TM4020CCUG2K | 200 | 40 | 40 | 297.7 | [5 empty] | 2023 |  | Home Depot |  | Yes
Electric Panel | Main Breaker |  | Square D | QO2L40RBCP | 40 | 2 | 2 | 63.44 | [5 empty] | 2023 |  | Home Depot |  | No
Electric Panel | Main Breaker |  | Leviton | LR220-BDD | 200 A | 20 | 20 | 193.75 | [5 empty] | 2023 |  | Home Depot |  | Yes
Electric Panel | Main Breaker |  | Leviton | LR315-BDD | 150 A | 30 | 30 | 231.25 | [5 empty] | 2023 |  | Home Depot |  | Yes
Electric Panel | Main Breaker |  | Leviton | LP322-LPD | 225 A | 30 | 30 | 131.25 | [5 empty] | 2023 |  | Home Depot |  | Yes
Electric Panel | Main Breaker |  | Leviton | 11L-LP212-MLR | 125 | 20 | 20 | 109 | [5 empty] | 2023 |  | Home Depot |  | Yes
Electric Panel | Main Breaker |  | Eaton | BR48L125SP | 125 | 8 | 4 | 23.84 | [5 empty] | 2023 |  | Home Depot |  | Yes
Electric Panel | Main Breaker |  | Leviton | RS0-LP222-LDR | 225 A | 20 | 20 | 109 | [5 empty] | 2023 |  | Home Depot |  | Yes
Electric Panel | Main Breaker |  | Leviton | LP622-BPD | 225 A | 66 | 66 | 381.25 | [5 empty] | 2023 |  | Home Depot |  | Yes
Electric Panel | Main Breaker |  | Siemens | P2442L3200CU | 200 | 42 | 24 | 226.26 | [5 empty] | 2023 |  | Home Depot |  | Yes
Electric Panel | Main Breaker |  | Leviton | RD0-LP312-BDR | 125 A | 30 | 30 | 146 | [5 empty] | 2023 |  | Home Depot |  | Yes
Electric Panel | Main Breaker |  | Leviton | LP422-BPD | 225 A | 42 | 42 | 212.5 | [5 empty] | 2023 |  | Home Depot |  | Yes
Electric Panel | Main Breaker |  | Eaton | BR24L70FGP | 70 | 4 | 2 | 46.33 | [5 empty] | 2023 |  | Home Depot |  | No
Electric Panel | Main Breaker |  | Leviton | LJ420-BED | 200 A | 42 | 42 | 475 | [5 empty] | 2023 |  | Home Depot |  | Yes
Electric Panel | Main Breaker |  | Leviton | LP210-BPD | 100 A | 20 | 20 | 111.76 | [5 empty] | 2023 |  | Home Depot |  | Yes
Electric Panel | Main Breaker |  | Leviton | LS815-BRD | 150 A | 8 | 8 | 365 | [5 empty] | 2023 |  | Home Depot |  | Yes
Electric Panel | Main Breaker |  | Siemens | PW1224L3125CU | 125 | 24 | 12 | 195.52 | [5 empty] | 2023 |  | Home Depot |  | Yes
Electric Panel | Main Breaker |  | GE | TM3220RCUB1K | 200 | 40 | 32 | 238.55 | [5 empty] | 2023 |  | Home Depot |  | Yes
Electric Panel | Main Breaker |  | Leviton | LP215-BPD | 150 A | 20 | 20 | 143.57 | [5 empty] | 2023 |  | Home Depot |  | Yes
Electric Panel | Main Breaker |  | Siemens | E0816ML1125FCU | 125 | 16 | 8 | 79.87 | [5 empty] | 2023 |  | Home Depot |  | Yes
Electric Panel | Main Breaker |  | Leviton | LP312-BPD | 125 A | 30 | 30 | 156.25 | [5 empty] | 2023 |  | Home Depot |  | Yes
Electric Panel | Main Breaker |  | Siemens | E0202MB1200 | 200 A | 2 | 2 | 154.09 | [5 empty] | 2023 |  | Home Depot |  | Yes
Electric Panel | Main Breaker |  | Leviton | LP212-BPD | 125 A | 20 | 20 | 131.25 | [5 empty] | 2023 |  | Home Depot |  | Yes
Electric Panel | Main Breaker |  | Eaton | BR24L70SGP | 70 | 4 | 2 | 19.24 | [5 empty] | 2023 |  | Home Depot |  | No
Electric Panel | Main Breaker |  | Eaton | BR2040B200RV | 200 | 40 | 20 | 180.34 | [5 empty] | 2023 |  | Home Depot |  | Yes
Electric Panel | Main Breaker |  | Siemens | SN4040L1125 | 125 | 40 | 40 | 127.39 | [5 empty] | 2023 |  | Home Depot |  | Yes
Electric Panel | Main Breaker |  | Eaton | BR612L125SP | 125 | 12 | 6 | 42.71 | [5 empty] | 2023 |  | Home Depot |  | Yes
Electric Panel | Main Breaker |  | Leviton | RE0-LG120-BER | 200 A | 12 | 12 | 275 | [5 empty] | 2023 |  | Home Depot |  | Yes
Electric Panel | Main Breaker |  | Siemens | P3054B3200CU | 200 | 54 | 30 | 707.29 | [5 empty] | 2023 |  | Home Depot |  | Yes
Electric Panel | Main Breaker |  | Eaton | BR612L125SGP | 125 | 12 | 6 | 84.35 | [5 empty] | 2023 |  | Home Depot |  | Yes
Electric Panel | Main Breaker |  | Leviton | LJ315-BED | 150 A | 30 | 30 | 376.47 | [5 empty] | 2023 |  | Home Depot |  | Yes
Electric Panel | Main Breaker |  | Eaton | BR24L70FP | 70 | 4 | 2 | 37.96 | [5 empty] | 2023 |  | Home Depot |  | No
Electric Panel | Main Breaker |  | Leviton | 5500-190 | 15 | 1 | 1 | 169.27 | [5 empty] | 2023 |  | Home Depot |  | No
Electric Panel | Main Breaker |  | GE | TL24415C | 150 | 24 | 24 | 185.47 | [5 empty] | 2023 |  | Home Depot |  | Yes
Electric Panel | Main Breaker |  | Leviton | LP220-BPD | 200 A | 20 | 20 | 160 | [5 empty] | 2023 |  | Home Depot |  | Yes
Electric Panel | Main Breaker |  | Eaton | BR612L125FDGP | 125 | 12 | 6 | 84.68 | [5 empty] | 2023 |  | Home Depot |  | Yes
Electric Panel | Main Breaker |  | Siemens | W0404MB1200CT | 200 | 8 | 4 | 154 | [5 empty] | 2023 |  | Home Depot |  | Yes
Electric Panel | Main Breaker |  | Leviton | RD0-LP212-BDR | 125 A | 20 | 20 | 119 | [5 empty] | 2023 |  | Home Depot |  | Yes
Electric Panel | Main Breaker |  | Square D | QO24L70FCP | 70 | 4 | 2 | 29.8 | [5 empty] | 2023 |  | Home Depot |  | No
Electric Panel | Main Breaker |  | Square D | QOC42UF | 0 | 0 | 42 | 75 | [5 empty] | 2023 |  | Home Depot |  | No
Electric Panel | Main Breaker |  |  | CHP24L125R | 125 | 48 | 24 | 353.47 | [5 empty] | 2023 |  | Home Depot |  | Yes
Electric Panel | Main Breaker |  | Eaton | CHSUR32B150K | 150 | 32 | 32 | 835.94 | [5 empty] | 2023 |  | Home Depot |  | Yes
Electric Panel | Main Breaker |  | Murray | LC4040B1200 | 200 | 40 | 40 | 179 | [5 empty] | 2023 |  | Home Depot |  | Yes
Electric Panel | Main Breaker |  | GE | TM3220RCUAF4K | 200 | 40 | 32 | 494.82 | [5 empty] | 2023 |  | Home Depot |  | Yes
Electric Panel | Main Breaker |  | Square D | HOM2040L125PGC | 125 | 40 | 20 | 80 | [5 empty] | 2023 |  | Home Depot |  | Yes
Electric Panel | Main Breaker |  | Leviton | P1042-10L | 20 | 1 | 1 | 184.79 | [5 empty] | 2023 |  | Home Depot |  | No
Electric Panel | Main Breaker |  | Murray | LC1224L1125 | 125 | 12 | 24 | 48.09 | [5 empty] | 2023 |  | Home Depot |  | Yes
Electric Panel | Main Breaker |  | Siemens | SN2020B1100P1 | 100 | 20 | 20 | 93.38 | [5 empty] | 2023 |  | Home Depot |  | Yes
Electric Panel | Main Breaker |  | Square D | HOM816M200PFTRBSP2 | 200 | 16 | 8 | 355.02 | [5 empty] | 2023 |  | Home Depot |  | Yes
Electric Panel | Main Breaker |  | Square D | HOM612L100SCP | 100 | 12 | 6 | 30.31 | [5 empty] | 2023 |  | Home Depot |  | Yes
Electric Panel | Main Breaker |  | Siemens | SN4040B1200P1 | 200 | 40 | 40 | 179 | [5 empty] | 2023 |  | Home Depot |  | Yes
Electric Panel | Main Breaker |  | GE | TLM2020CCUGK | 200 | 40 | 20 | 115 | [5 empty] | 2023 |  | Home Depot |  | Yes
Electric Panel | Main Breaker |  | Eaton | BRP20B100V25 | 100 | 40 | 20 | 97.78 | [5 empty] | 2023 |  | Home Depot |  | Yes
Electric Panel | Main Breaker |  | Square D | HOM612L100FCP | 100 | 12 | 6 | 32.37 | [5 empty] | 2023 |  | Home Depot |  | Yes
Electric Panel | Main Breaker |  | Eaton | BRP12L125V24 | 125 | 24 | 12 | 58.96 | [5 empty] | 2023 |  | Home Depot |  | Yes
Electric Panel | Main Breaker |  | Square D | QO816L100RBCP | 100 | 16 | 8 | 92.7 | [5 empty] | 2023 |  | Home Depot |  | Yes
Electric Panel | Main Breaker |  | Eaton | BR816L125FDP | 125 | 16 | 8 | 38 | [5 empty] | 2023 |  | Home Depot |  | Yes
Electric Panel | Main Breaker |  | GE | THQMV200NRE | 200 | 0 | 0 | 189 | [5 empty] | 2023 |  | Home Depot |  | Yes
Electric Panel | Main Breaker |  | Square D | QO24M100PCVP | 100 | 24 | 24 | 236 | [5 empty] | 2023 |  | Home Depot |  | Yes

## Electric Panel Analysis
Table of Contents
Machine Readable Results
Component & Class |  |  | Retail Price Regression, Performance metric 1 | [6 empty] | Retail Price Regression, Performance metric 2 | [6 empty] | Retail Price Regression, Intercepts |  |  | Installation Multiplier |  | Installation Adder |  | Additional Data
Component | Class | Output Units | Coefficient-Low | Coefficient-Mid | Coefficient-High | Metric | Unit | Lower Bound | Upper Bound | Coefficient-Low | Coefficient-Mid | Coefficient-High | Metric | Unit | Lower Bound | Upper Bound | Int-Low | Int-Mid | Int-High | New Construction | Retrofit | New Construction | Retrofit | Lifetime | Cost Variation Considerations | Data Sources | Qualitative Rank | Notes
Electric Panel | 100A | 2023$ | 0 | 0 | 0 | N/A | N/A | 0 | 0 | 0 | 0 | 0 | N/A | N/A | 0 | 0 | 77.442 | 114 | 154.8 | 6.6291 | 6.6291 | 0 | 0 | 40 | Prevailing local wages, Drive time, Local code requirements, Access, Existing construction and materials, Condition of existing electrical system, Need for additional wiring/switching | 1, 2, 4, 11 | Medium SS, Medium R2, No Clear Sources
Electric Panel | 200A | 2023$ | 0 | 0 | 0 | N/A | N/A | 0 | 0 | 0 | 0 | 0 | N/A | N/A | 0 | 0 | 152.2 | 225.09 | 470.738 | 6.6291 | 6.6291 | 0 | 0 | 40 | Prevailing local wages, Drive time, Local code requirements, Access, Existing construction and materials, Condition of existing electrical system, Need for additional wiring/switching | 1, 2, 4, 11 | Medium SS, Medium R2, No Clear Sources
114 | 10 | 50 | 90 | 225.09 | 10 | 50 | 90
| 77.442 | 114 | 154.8 |  | 152.2 | 225.09 | 470.738
206 |  |  |  | 470
275 |  |  |  | 455
241 |  |  |  | 660
310 |  |  |  | 475
103 |  |  |  | 625
114 |  |  |  | 670
120 |  |  |  | 196
148 |  |  |  | 174
112 |  |  |  | 179
138 |  |  |  | 209
115 |  |  |  | 189
142 |  |  |  | 194
113 |  |  |  | 259
139 |  |  |  | 266.67
111 |  |  |  | 239
136 |  |  |  | 177
111 |  |  |  | 309
136 |  |  |  | 483
111 |  |  |  | 210.56
136 |  |  |  | 319
110 |  |  |  | 207
135 |  |  |  | 349
115 |  |  |  | 229
141 |  |  |  | 619
114 |  |  |  | 299
140 |  |  |  | 148
54 |  |  |  | 286
149 |  |  |  | 205
99 |  |  |  | 115
139 |  |  |  | 176
99 |  |  |  | 230.32
126 |  |  |  | 185
99 |  |  |  | 198
76.64 |  |  |  | 189
109 |  |  |  | 169
80.65 |  |  |  | 298
91.55 |  |  |  | 186
82.21 |  |  |  | 137
61.97 |  |  |  | 198
125 |  |  |  | 189
156.25 |  |  |  | 159
66.65 |  |  |  | 247.19
107 |  |  |  | 330.11
142.45 |  |  |  | 237.05
143.75 |  |  |  | 263
99 |  |  |  | 213.15
111.76 |  |  |  | 230.45
93.38 |  |  |  | 189
30.31 |  |  |  | 164
97.78 |  |  |  | 200
32.37 |  |  |  | 368.75
92.7 |  |  |  | 303.74
236 |  |  |  | 99.98
214.49
264
178.84
472.46
189
214
104
395
377.92
223.92
159
109
322.22
334.66
230.78
240.82
144.29
280.07
170
107.28
395
243.75
275
259
349
135
301
174.05
297.7
193.75
226.26
475
238.55
154.09
180.34
275
707.29
160
154
179
494.82
355.02
179
115
189

## EV Chargers Data
Table of Contents
Raw Data | [7 empty] | Performance Metric 1 |  | Cost Metric | [10 empty] | Labor Calculations | [5 empty] | Labor % multiplier (of Materials & Equipment)
Component Type | Product Class | Brand | Model # | Level (1,2, DCPP) | Model Type | Amps | Volts | Max Charger Power (kW) | Cable Length (ft) | Material Cost ($) | Labor Hours | Install Labor ($) | Installed Cost (O&P) | Removal Labor ($) | Removal Hours | Year | Notes | Source Name | Source Link | Regression | Component | Product Class | Install | Removal | Total New Construction | Total Retrofit | New Construction (%) | Retrofit (%) | Date of Data | Source
EV Charger |  | Accell | ACELP120240V | Level 1 / Level 2 | AxFAST | 120 | 120 | 14.4 | 24.6 | 329.99 | [7 empty] | Lowe's | Accell AxFAST Level 1 and Level 2 120 Amps/ 120-volt EV Electric Vehicle Charging Station with 24.6-ft Cable in the Electric Car Chargers department at Lowes.com | Yes | EV Charger |  | 1245 |  | 1245 |  | 185.7% |  |  | DOE
EV Charger |  | ChargePoint | CPH50-NEMA14-50-L23 | Level 2 | ChargePoint - Home Flex Level 2 NEMA 14-50 Electric Vehicle (EV) Charger - Black | 50 | 250 | 12.5 | 23 | 699 | [7 empty] | Best Buy | https://www.bestbuy.com/site/chargepoint-home-flex-level-2-nema-14-50-electric-vehicle-ev-charger-black/6540820.p?skuId=6540820 | Yes
EV Charger |  | Lectron | LESSTNEMA1450-1450US | Level 2 | Lectron - Level 2 NEMA 14-50 Circuit Splitter with NEMA 14-50 Plug - Silver/Black | 50 | 240 | 12 | 1.5 | 199.99 | [7 empty] | Best Buy | https://www.bestbuy.com/site/lectron-level-2-nema-14-50-circuit-splitter-with-nema-14-50-plug-silver-black/6553409.p?skuId=6553409 | Yes
EV Charger |  | ChargePoint | CPH50-NEMA14-50-L23 | Level 2 | Home Flex WiFi NEMA 6-50 Plug | 50 | 240 | 12 | 23 | 699 | [7 empty] | Home Depot | ChargePoint 23 ft. 240-Volt Home Flex Level 2 WiFi NEMA 6-50 Plug Electric Vehicle EV Charger CPH50-NEMA14-50-L23 - The Home Depot | Yes
EV Charger |  | Schumacher Electric | SEV1600HW | Level 2 | Schumacher Electric - J1772 Level 2 Hardwired Electric Vehicle (EV) Wall Charger - up to 50A - 25' - Gray | 50 | 240 | 12 | 25 | 599.99 | [7 empty] | Best Buy | https://www.bestbuy.com/site/schumacher-electric-j1772-level-2-hardwired-electric-vehicle-ev-wall-charger-up-to-50a-25-gray/6554248.p?skuId=6554248 | Yes
EV Charger |  | Autel | MC50AHS | Level 2 | Autel - MaxiCharger J1722 Level 2 Hardwired Electric Vehicle (EV) Smart Charger - up to 50A - 25' - Dark Gray | 50 | 240 | 12 | 25 | 599 | [7 empty] | Best Buy | https://www.bestbuy.com/site/autel-maxicharger-j1722-level-2-hardwired-electric-vehicle-ev-smart-charger-up-to-50a-25-dark-gray/6525031.p?skuId=6525031 | Yes
EV Charger |  | Autel | MCC50AHI | Level 2 | Autel - MaxiCharger J1722 Level 2 Hardwired Commercial Electric Vehicle (EV) Smart Charger - up to 50A - 25' - Dark Gray | 50 | 240 | 12 | 25 | 989 | [7 empty] | Best Buy | https://www.bestbuy.com/site/autel-maxicharger-j1722-level-2-hardwired-commercial-electric-vehicle-ev-smart-charger-up-to-50a-25-dark-gray/6525035.p?skuId=6525035 | Yes
EV Charger |  | Blink Charging | HQ200 | Level 2 | Blink Charging - J1772 Level 2 NEMA 14-50 Electric Vehicle (EV) Charger - up to 50A - 23' - Black | 50 | 240 | 12 | 23 | 749.99 | [7 empty] | Best Buy | https://www.bestbuy.com/site/blink-charging-j1772-level-2-nema-14-50-electric-vehicle-ev-charger-up-to-50a-23-black/6523728.p?skuId=6523728 | Yes
EV Charger |  | Schumacher Electric | SEV1600HW | Level 2 | EV Level 2 Hardwired Wall Charger Compatible With Most J1772 Electric Cars | 50 | 240 | 12 | 25 | 649 | [7 empty] | Home Depot | Schumacher Electric EV Level 2 Hardwired, 50-Amp 240-Volt EV Wall Charger, Compatible With Most J1772 Electric Cars, Indoor/Outdoor SEV1600HW - The Home Depot | Yes
EV Charger |  | ChargePoint |  | Level 2 | ChargePoint Home Flex Level 2 NEMA 14-50 Plug Electric Vehicle EV Charger | 50 | 240 | 12 | 23 | 699 | [7 empty] | Walmart | https://www.walmart.com/ip/ChargePoint-Home-Flex-Level-2-NEMA-14-50-Plug-Electric-Vehicle-EV-Charger/933389653 | Yes
EV Charger |  | Tesla | :1457768-02-H | Level 2 | Wall Connector Hardwired EV Charger - White | 48 | 240 | 11.52 | 24 | 475 | [7 empty] | Best Buy | https://www.bestbuy.com/site/tesla-wall-connector-hardwired-electric-vehicle-ev-charger-up-to-48a-24-white/6527849.p?skuId=6527849 | Yes
EV Charger |  | Lectron | 4895230316511 | Level 2 | V-Box EV Charger | 48 | 240 | 11.52 | 20 | 499.99 | [7 empty] | Lowe's | Lectron V-Box EV Charger- EnergyStar and ETL certified Level 2 48 Amps/ 240-volt EV Electric Vehicle Charging Station with 20-ft Cable in the Electric Car Chargers department at Lowes.com | Yes
EV Charger |  | Wallbox |  | Level 2 | Pulsar Plus Level 2 Electric Vehicle Smart Charger - 48 Amp Hardwired Ultra Compact, WiFi, Bluetooth, Alexa and Google Home - 25 Foot Cable - UL Certified - OCPP Enabled - Indoor/Outdoor - by Wallbox | 48 | 240 | 11.52 | 25 | 699 | [7 empty] | Walmart | https://www.walmart.com/ip/Pulsar-Plus-Level-2-Electric-Vehicle-Smart-Charger-48-Amp-Hardwired-Ultra-Compact-WiFi-Bluetooth-Alexa-Google-Home-25-Foot-Cable-UL-Certified-OCPP-En/238769542?adsRedirect=true | Yes
EV Charger |  | Wallbox | PUP1-U-1-6-C-002 | Level 2 | Wallbox Pulsar Plus | 48 | 240 | 11.52 | 25 | 699 | [7 empty] | Lowe's | Wallbox Pulsar Plus Level 2 48 Amps/ 240-volt EV Electric Vehicle Charging Station with 25-ft Cable in the Electric Car Chargers department at Lowes.com | Yes
EV Charger |  | Tesla | 1734412-02-D | Level 2 | Tesla - Universal Wall Connector Level 2 Hardwired Electric Vehicle (EV) Charger – up to 48A– 24’ - White | 48 | 240 | 11.52 | 24 | 595 | [7 empty] | Best Buy | https://www.bestbuy.com/site/tesla-universal-wall-connector-level-2-hardwired-electric-vehicle-ev-charger-up-to-48a-24-white/6557478.p?skuId=6557478 | Yes
EV Charger |  | Wallbox | PUP1-U-1-6-C-002 | Level 2 | Wallbox - Cable Pulsar Plus J1772 Level 2 Hardwired Electric Vehicle (EV) Charger up to 48A - 25' - Black | 48 | 240 | 11.52 | 25 | 699 | [7 empty] | Best Buy | https://www.bestbuy.com/site/wallbox-cable-pulsar-plus-j1772-level-2-hardwired-electric-vehicle-ev-charger-up-to-48a-25-black/6520408.p?skuId=6520408 | Yes
EV Charger |  | Leviton | EV48W | Level 2 | EV Charging Station with Wi-Fi | 48 | 240 | 11.52 | 18 | 749 | [7 empty] | Home Depot | Leviton Level 2 Electric Vehicle Charging Station with Wi-Fi, 48A, 208/240 VAC, 11.6 kW Output, 18 ft. Charging Cable, Hardwired EV48W - The Home Depot | Yes
EV Charger |  | JuiceBox | 2JBO481RNA-HKWX-355 | Level 2 | Juicebox - 48 Amp Hardwired EV Charger - White | 48 | 240 | 11.52 | 25 | 639 | [7 empty] | Best Buy | https://www.bestbuy.com/site/juicebox-48-amp-hardwired-electric-vehicle-charger-white/6486278.p?skuId=6486278 | Yes
EV Charger |  | Tesla | 1509549-02 | Level 2 | Wall Connector J1772 Hardwired EV Charger | 48 | 240 | 11.52 | 24 | 550 | [7 empty] | Best Buy | https://www.bestbuy.com/site/tesla-wall-connector-j1772-hardwired-electric-vehicle-ev-charger-up-to-48a-24-black/6527755.p?skuId=6527755 | Yes
EV Charger |  | Leviton | EV480 | Level 2 | EV Charging Station Hardwired in White | 48 | 240 | 11.52 | 18 | 699 | [7 empty] | Home Depot | Leviton Level 2 Electric Vehicle Charging Station, 48 Amp, 208/240 VAC 11.6 kW Output, 18 ft. Charging Cable, Hardwired in White EV480 - The Home Depot | Yes
EV Charger |  | Lectron | EV-Charger48A-J1772 | Level 2 | V-BOX EV Charging Station NEMA 14-50 Plug | 48 | 240 | 11.52 | 20 | 499.99 | [7 empty] | Home Depot | LECTRON V-BOX EV Charging Station (48A, 240V) Level 2-Electric Vehicle Charger - NEMA 14-50 Plug - ETL, Energy Star Certified EV-Charger48A-J1772 - The Home Depot | Yes
EV Charger |  | Wallbox |  | Level 2 | Pulsar Plus Level 2 Electric Vehicle Smart Charger - 48 Amp Hardwired Ultra Compact, WiFi, Bluetooth, Alexa and Google Home - 25 Foot Cable - UL Certified - OCPP Enabled - Indoor/Outdoor - by Wallbox | 48 | 240 | 11.52 | 25 | 699 | [7 empty] | Walmart | https://www.walmart.com/ip/Pulsar-Plus-Level-2-Electric-Vehicle-Smart-Charger-48-Amp-Hardwired-Ultra-Compact-WiFi-Bluetooth-Alexa-Google-Home-25-Foot-Cable-UL-Certified-OCPP-En/238769542 | Yes
EV Charger |  | Lectron | EVCharge14-50-40A |  | J1772 Cable & NEMA 14-50 Plug EV Charger | 40 | 240 | 9.6 | 18 | 279 | [7 empty] | Home Depot | LECTRON 240-Volt 40 Amp Level 2 EV Charger with 18 ft Extension Cord J1772 Cable & NEMA 14-50 Plug Electric Vehicle Charger EVCharge14-50-40A - The Home Depot | Yes
EV Charger |  | Lefanev |  | Level 2 | LEFANEV 40 Amp EV Charger Level 2,(NEMA 14-50, 40A/25ft,220V-240V,9.6KW) Portable EVSE Electric Vehicle Charging Station for SAE J1772 Electric Cars | 40 | 240 | 9.6 | 25 | 399 | [7 empty] | Walmart | https://www.walmart.com/ip/LEFANEV-40-Amp-EV-Charger-Level-2-NEMA-14-50-40A-25ft-220V-240V-9-6KW-Portable-EVSE-Electric-Vehicle-Charging-Station-for-SAE-J1772-Electric-Cars/146038582 | Yes
EV Charger |  | JuiceBox | 2JBO401RNA-HJWX-300 |  | 40A Hardwired 25' cable, with cord management, with locking plate, hardwired | 40 | 240 | 9.6 | 25 | 549 | [7 empty] | Home Depot | JuiceBox 40A Hardwired 25' cable, with cord management, with locking plate, hardwired 2JBO401RNA-HJWX-300 - The Home Depot | Yes
EV Charger |  | Autel | MC40AP14I | Level 2 | Autel - MaxiCharger J1722 Level 2 NEMA 14-50 Electric Vehicle (EV) Smart Charger - up to 40A - 25' - Dark Gray | 40 | 240 | 9.6 | 25 | 559 | [7 empty] | Best Buy | https://www.bestbuy.com/site/autel-maxicharger-j1722-level-2-nema-14-50-electric-vehicle-ev-smart-charger-up-to-40a-25-dark-gray/6525029.p?skuId=6525029 | Yes
EV Charger |  | Vevor | MGJLCD40A1450QUI6V4 | Level 2 | Electric EV Charger IP66 NEMA 14-50 | 40 | 240 | 9.6 | 22 | 365.03 | [9 empty] | Yes
EV Charger |  | JuiceBox | 2JBO401RNA-PJWX-300 | Level 2 | Plug-In (14-50) Cable | 40 | 240 | 9.6 | 25 | 549 | [7 empty] | Home Depot | JuiceBox 40A Plug-In (14-50), 25' cable, with cord management, with locking plate, 14-50 plugin 2JBO401RNA-PJWX-300 - The Home Depot | Yes
EV Charger |  | Juicebox | 2JBO401RNA-PJWX-355 | Level 2 | Juicebox - J1772 Level 2 NEMA 14-50 Electric Vehicle (EV) Charger - up to 40A - 25' - White | 40 | 240 | 9.6 | 25 | 599 | [7 empty] | Best Buy | https://www.bestbuy.com/site/juicebox-j1772-level-2-nema-14-50-electric-vehicle-ev-charger-up-to-40a-25-white/6486277.p?skuId=6486277 | Yes
EV Charger |  | Schumacher Electric | SEV1600P1450 | Level 2 | EV Wall Charger, Wi-Fi/Bluetooth | 40 | 240 | 9.6 | 25 | 649 | [7 empty] | Home Depot | Schumacher Electric EV Level 2 with NEMA 14-50 plug, 40-Amp 240-Volt EV Wall Charger, Wi-Fi/Bluetooth, 25-Foot Charging Cable SEV1600P1450 - The Home Depot | Yes
EV Charger |  | Lefanev |  | Level 2 | LEFANEV 16/24/32/40A Switchable Level 2 EV Charger NEMA14-50 Electric Vehicle Charger Timing, Delay, Multi-Current SAE J1772 Electric Car Charger Station | 40 | 240 | 9.6 | 25 | 399 | [7 empty] | Walmart | https://www.walmart.com/ip/LEFANEV-16-24-32-40A-Switchable-Level-2-EV-Charger-NEMA14-50-Electric-Vehicle-Timing-Delay-Multi-Current-SAE-J1772-Car-Station/800441559 | Yes
EV Charger |  | Fluxe | FX-EV-002-BLK | Level 2 | NEMA 14-50 Plug | 40 | 240 | 9.6 | 25 | 459 | [7 empty] | Home Depot | FLUXE Level 2 Electric Vehicle (EV) Car Charger with Wifi, 40Amp 240V, NEMA 14-50 Plug, UL Listed, Energy Star Certified FX-EV-002-BLK - The Home Depot | Yes
EV Charger |  | Wallbox | PUP1-U-1-5-N-002-A | Level 2 | Wallbox - Cable Pulsar Plus J1772 Level 2 NEMA 14-50 Electric Vehicle (EV) Charger up to 40A - 25' - Black | 40 | 240 | 9.6 | 25 | 649 | [7 empty] | Best Buy | https://www.bestbuy.com/site/wallbox-cable-pulsar-plus-j1772-level-2-nema-14-50-electric-vehicle-ev-charger-up-to-40a-25-black/6520406.p?skuId=6520406 | Yes
EV Charger |  | Woshion |  | Level 2 | WOSHION EV Charger Level 2 Electric Car Charger, 40 Amp 25 Foot for Electric Vehicle, NEMA 14-50 EV Charger J1772, CSA & UL Standards, Energy Star Potable EVSE | 40 | 240 | 9.6 | 25 | 178 | [7 empty] | Walmart | https://www.walmart.com/ip/WOSHION-EV-Charger-Level-2-Electric-Car-Charger-40-Amp-25-Foot-Vehicle-NEMA-14-50-J1772-CSA-UL-Standards-Energy-Star-Potable-EVSE/1426057241 | Yes
EV Charger |  | Wallbox | PUP1-U-1-5-N-002 | Level 2 | Pulsar Plus | 40 | 240 | 9.6 | 25 | 649 | [7 empty] | Lowe's | Wallbox Pulsar Plus Level 2 40 Amps/ 240-volt EV Electric Vehicle Charging Station with 25-ft Cable in the Electric Car Chargers department at Lowes.com | Yes
EV Charger |  | Lectron | 4895230302316 | Level 2 | NEMA 14-50 Plug J1772 Cable | 40 | 240 | 9.6 | 18 | 339.99 | [7 empty] | Lowe's | Lectron NEMA 14-50 Plug J1772 Cable EV Charger Level 2 40 Amps/ 240-volt EV Electric Vehicle Charging Station with 18-ft Cable in the Electric Car Chargers department at Lowes.com | Yes
EV Charger |  | JuiceBox | 2JBO321RNA-PJWX-355 | Level 2 | Juicebox - 25 ft Electric Vehicle Charger with 32 Amp NEMA 14-50 - White | 32 | 240 | 7.68 | 25 | 579 | [7 empty] | Best Buy | https://www.bestbuy.com/site/juicebox-25-ft-electric-vehicle-charger-with-32-amp-nema-14-50-white/6486276.p?skuId=6486276 | Yes
EV Charger |  | Lectron | 4895230319512 | Level 1 / Level 2 | Portable Tesla Charger | 32 | 240 | 7.68 | 21 | 379 | [7 empty] | Lowe's | Lectron Level 1 / Level 2 Portable Tesla Charger Level 1 and Level 2 32 Amps/ 240-volt EV Electric Vehicle Charging Station with 21-ft Cable in the Electric Car Chargers department at Lowes.com | Yes
EV Charger |  | Lectron | 4895230308691 | Level 2 | 32A- NEMA 14-50- For J1772 | 32 | 240 | 7.68 | 20 | 419.99 | [7 empty] | Lowe's | Lectron EV Charging Station 32A- NEMA 14-50- For J1772 Level 2 32 Amps/ 240-volt EV Electric Vehicle Charging Station with 20-ft Cable in the Electric Car Chargers department at Lowes.com | Yes
EV Charger |  | Blink Charging | HQ 150 | Level 2 | HQ150 | 32 | 240 | 7.68 | 25 | 544 | [7 empty] | Lowe's | Blink Charging HQ150 Level 2 32 Amps/ 240-volt EV Electric Vehicle Charging Station with 25-ft Cable in the Electric Car Chargers department at Lowes.com | Yes
EV Charger |  | Leviton | EV320 | Level 2 | EV Charging Station 7.6 kW Output, Hardwired | 32 | 240 | 7.68 | 18 | 649 | [7 empty] | Home Depot | Leviton Level 2 Electric Vehicle Charging Station, 32 Amp, 208/240 VAC, 7.6 kW Output, 18 ft. Charging Cable, Hardwired in White EV320 - The Home Depot | Yes
EV Charger |  | Leviton | EV32W | Level 2 | EV Charging Station with Wi-Fi 7.6 kW Output, Hardwired | 32 | 240 | 7.68 | 18 | 699 | [7 empty] | Home Depot | Leviton Level 2 Electric Vehicle Charging Station with Wi-Fi, 32A, 208/240 VAC, 7.6 kW Output, 18 ft. Charging Cable, Hardwired EV32W - The Home Depot | Yes
EV Charger |  | Lectron | 4895230318423 | Level 1 / Level 2 | Lectron 12/32 | 32 | 240 | 7.68 | 21 | 349.99 | [7 empty] | Lowe's | Lectron 12/32 Amps EV Charger Level 1 and Level 2 32 Amps/ 240-volt EV Electric Vehicle Charging Station with 21-ft Cable in the Electric Car Chargers department at Lowes.com | Yes
EV Charger |  | JuiceBox |  | Level 2 | JuiceBox 32 Smart EV Charger | 32 | 240 | 7.68 | 20 | 429.96 | [7 empty] | Walmart | https://www.walmart.com/ip/JuiceBox-32-Smart-EV-Charger/587595233?athbdg=L1600 | Yes
EV Charger |  | Cedar Hill | 324088 | Level 2 | Cedar Hill | 32 | 240 | 7.68 | 16 | 299.9 | [7 empty] | Lowe's | Ev charger at Lowes.com: Search Results | Yes
EV Charger |  | Lectron | 4895230316245 | Level 2 | 32A- NEMA 14-50 For J1772 | 32 | 240 | 7.68 | 15 | 299.99 | [7 empty] | Lowe's | Lectron Level 2 EV Charger 32A- NEMA 14-50- For J1772 Level 2 32 Amps/ 240-volt EV Electric Vehicle Charging Station with 15-ft Cable in the Electric Car Chargers department at Lowes.com | Yes
EV Charger |  | Lectron | TSL-Uni-16-32ANN | Level 1 / Level 2 | Tesla Charger, NEMA 5-15 & 14-50 | 32 | 240 | 7.68 | 21 | 379.99 | [7 empty] | Home Depot | LECTRON Level 1/Level 2 Tesla Charger (12A/32A) with Dual Plugs (NEMA 5-15 & 14-50) - Compatible with All Tesla Models TSL-Uni-16-32ANN - The Home Depot | Yes
EV Charger |  | Lectron | 4895230318089 | Level 1 / Level 2 | Portable Tesla Charger | 32 | 240 | 7.68 | 20 | 379.99 | [7 empty] | Lowe's | Lectron Level 1 / Level 2 Portable Tesla Charger Level 1 and Level 2 32 Amps/ 240-volt EV Electric Vehicle Charging Station with 20-ft Cable in the Electric Car Chargers department at Lowes.com | Yes
EV Charger |  | Vevor |  | Level 2 | VEVOR Portable EV Charger EV Car Charging Cable 32 Amp Level 2 NEMA 14-50 25FT Model WB-SP2-AC2.0 | 32 | 240 | 7.68 | 25 | 169.88 | [7 empty] | Walmart | https://www.walmart.com/ip/VEVOR-Portable-EV-Charger-EV-Car-Charging-Cable-32-Amp-Level-2-NEMA-14-50-25FT-Model-WB-SP2-AC2-0/509685379?adsRedirect=true | Yes
EV Charger |  | Lectron | EV-Charger32A-1450N | Level 2 | EV Charging Station J1772 Cable and NEMA 14-50 Plug | 32 | 240 | 7.68 | 20 | 452.87 | [7 empty] | Home Depot | LECTRON 240-Volt 32 Amp Level 2 EV Charging Station with 20 ft. Extension Cord J1772 Cable and NEMA 14-50 Plug Electric Vehicle EV-Charger32A-1450N - The Home Depot | Yes
EV Charger |  | Jugacool |  | Level 2 | JUGACOOL Level 2 EV Charger 32Amp 240V, Home Electric Vehicle Charger with SAE J1772 NEMA 14-50 Plug Current Adjustable | 32 | 240 | 7.68 | 16 | 170.99 | [7 empty] | Walmart | https://www.walmart.com/ip/JUGACOOL-Level-2-EV-Charger-32Amp-240V-Home-Electric-Vehicle-Charger-with-SAE-J1772-NEMA-14-50-Plug-Current-Adjustable/3063345804?athbdg=L1400 | Yes
EV Charger |  | Webasto |  | Level 2 | Webasto Go - Dual Voltage Portable EV Charger | 32 | 240 | 7.68 |  | 549 | [7 empty] | Walmart | https://www.walmart.com/ip/Webasto-Go-Dual-Voltage-Portable-EV-Charger/1121013152?adsRedirect=true | Yes
EV Charger |  | Lectron | 4897080226934 | Level 2 | NEMA 14-50 Plug J1772 Cable | 32 | 240 | 7.68 | 21 | 327.99 | [7 empty] | Lowe's | Lectron NEMA 14-50 Plug J1772 Cable EV Charger Level 2 32 Amps/ 240-volt EV Electric Vehicle Charging Station with 21-ft Cable in the Electric Car Chargers department at Lowes.com | Yes
EV Charger |  | Preenex |  | Level 1 | Level 1 Electric Car EV Charger (110V-240V 16A), IP54 Waterproof Rating, 16' Cord and Heavy Duty Electric Cable Plug Adapter, SAE J1772-EVSE UL Recognized | 16 | 240 | 3.84 | 16 | 115.99 | [7 empty] | Walmart | https://www.walmart.com/ip/Level-1-Electric-Car-EV-Charger-110V-240V-16A-IP54-Waterproof-Rating-16-Cord-Heavy-Duty-Cable-Plug-Adapter-SAE-J1772-EVSE-UL-Recognized/109555691?athbdg=L1600&adsRedirect=true | Yes
EV Charger |  | Preenex |  | Level 1 | Level 1 Electric Car EV Charger (110V-240V 16A), IP54 Waterproof Rating, 16' Cord and Heavy Duty Electric Cable Plug Adapter, SAE J1772-EVSE UL Recognized | 16 | 240 | 3.84 | 16 | 115.99 | [7 empty] | Walmart | https://www.walmart.com/ip/Level-1-Electric-Car-EV-Charger-110V-240V-16A-IP54-Waterproof-Rating-16-Cord-Heavy-Duty-Cable-Plug-Adapter-SAE-J1772-EVSE-UL-Recognized/109555691?athbdg=L1600 | Yes
EV Charger |  | Lectron |  | Level 2 | Lectron 240V 16 Amp Level 2 EV Charger with 21ft Extension Cord J1772 Cable & NEMA 6-20 Plug Electric Vehicle Charger | 16 | 240 | 3.84 | 21 | 179.99 | [7 empty] | Walmart | https://www.walmart.com/ip/Lectron-240V-16-Amp-Level-2-EV-Charger-with-21ft-Extension-Cord-J1772-Cable-NEMA-6-20-Plug-Electric-Vehicle-Charger/961727238 | Yes
EV Charger |  | Vevor |  | Level 1+2 | VEVOR Level 1+2 EV Charger, 15 Amp 110-240V, Portable Electric Vehicle Charger with 25 ft Charging Cable NEMA 6-20 Plug NEMA 5-15 Adapter, Plug-in Home EV Charging Station for SAE J1772 Electric Cars | 15 | 240 | 3.6 | 25 | 122.99 | [7 empty] | Walmart | https://www.walmart.com/ip/VEVOR-Level-1-2-EV-Charger-15-Amp-110-240V-Portable-Electric-Vehicle-Charger-25-ft-Charging-Cable-NEMA-6-20-Plug-5-15-Adapter-Plug-in-Home-Station-SA/496558685 | Yes
EV Charger |  | Lectron | 4895230305461 | Level 1 | 5-15 Plug J1772 Cable | 16 | 120 | 1.92 | 21 | 189.99 | [7 empty] | Lowe's | Lectron 5-15 Plug J1772 Cable EV Charger Level 1 16 Amps/ 120-volt EV Electric Vehicle Charging Station with 21-ft Cable in the Electric Car Chargers department at Lowes.com | Yes
EV Charger |  | Lectron | EVCharge5-15N | Level 1 | Lectron - 21' J1772 Level 1 Electric Vehicle (EV) Charger with 16A EV NEMA 5-15 Plug - White | 16 | 110 | 1.76 | 21 | 199.99 | [7 empty] | Best Buy | https://www.bestbuy.com/site/lectron-21-j1772-level-1-electric-vehicle-ev-charger-with-16a-ev-nema-5-15-plug-white/6454079.p?skuId=6454079 | Yes
EV Charger |  | Lectron | LECHG5-15-15ABLKUS | Level 1 | Portable J1772 Level 1 NEMA 5-15 EV Charger - Black | 15 | 110 | 1.65 | 20 | 159.99 | [7 empty] | Best Buy | https://www.bestbuy.com/site/lectron-portable-j1772-level-1-nema-5-15-electric-vehicle-ev-charger-up-to-15a-20-black/6546846.p?skuId=6546846 | Yes
EV Charger |  | Lectron | LECHG5-15-15ABLKUS | Level 1 | Lectron - Portable J1772 Level 1 NEMA 5-15 EV Charger-up to 15A-20' - Black | 15 | 110 | 1.65 | 20 | 159.99 | [7 empty] | Best Buy | https://www.bestbuy.com/site/lectron-portable-j1772-level-1-nema-5-15-electric-vehicle-ev-charger-up-to-15a-20-black/6546846.p?skuId=6546846 | Yes
|  |  |  | Level 1 | [5 empty] | 700 |  | 400 | [5 empty] | DOE | https://afdc.energy.gov/fuels/electricity_infrastructure_development.html | No
|  |  |  | Level 1 | [5 empty] | 900 |  | 600 | [5 empty] | DOE | https://afdc.energy.gov/fuels/electricity_infrastructure_development.html | No
|  |  |  | Level 2 | [5 empty] | 1400 |  | 680 | [5 empty] | DOE | https://afdc.energy.gov/fuels/electricity_infrastructure_development.html | No
|  |  |  | Level 2 | [5 empty] | 4100 |  | 3300 | [5 empty] | DOE | https://afdc.energy.gov/fuels/electricity_infrastructure_development.html | No
[18 empty] | DOE | https://afdc.energy.gov/fuels/electricity_infrastructure_development.html | No
[18 empty] | DOE | https://afdc.energy.gov/fuels/electricity_infrastructure_development.html | No
[18 empty] | DOE | https://afdc.energy.gov/fuels/electricity_infrastructure_development.html | No
[18 empty] | DOE | https://afdc.energy.gov/fuels/electricity_infrastructure_development.html | No
[18 empty] | DOE | https://afdc.energy.gov/fuels/electricity_infrastructure_development.html | No
[18 empty] | DOE | https://afdc.energy.gov/fuels/electricity_infrastructure_development.html | No
9.6

## EV Chargers Analysis
Table of Contents
Machine Readable Results
Component & Class |  |  | Retail Price Regression, Performance metric 1 | [6 empty] | Retail Price Regression, Performance metric 2 | [6 empty] | Retail Price Regression, Intercepts |  |  | Installation Multiplier |  | Installation Adder |  | Additional Data
Component | Class | Output Units | Coefficient-Low | Coefficient-Mid | Coefficient-High | Metric | Unit | Lower Bound | Upper Bound | Coefficient-Low | Coefficient-Mid | Coefficient-High | Metric | Unit | Lower Bound | Upper Bound | Int-Low | Int-Mid | Int-High | New Construction | Retrofit | New Construction | Retrofit | Lifetime | Cost Variation Considerations | Data Sources | Qualitative Rank | Notes
EV Chargers | Electric | 2023$ | 20.2652 | 53.0116 | 52.0833 | Max Power | kW | 1.65 | 14.4 | N/A | N/A | N/A | N/A | N/A | N/A | N/A | 38.1718 | 12.8611 | 149 | 1.8574 | N/A | N/A | N/A | 10 | Prevailing local wages, Drive time, Local code requirements, Access, Existing construction and materials, Condition of existing electrical system, Need for additional wiring/switching | 1 | Medium SS, Medium R2, High Source Diversity | No retrofit scenario, relatively new product market and removal costs are not available.
Quantile Regression Results
EV Chargers
Bounds Metric 1 (Max Power ): | 1.65 - 14.4
Sample Size: | 61
Median R2: | 0.3508

## Furnace Data
Table of Contents
Raw Data |  |  |  | Performance Metric 1 | Performance Metric 2 | Cost Metric | [10 empty] | Labor Calculations | [5 empty] | Labor % multiplier (of Materials & Equipment)
Brand | Individual Model | Product Category | Fuel | Heating Capacity (BTU/Hr) | Annual Fuel Utilization Efficiency (AFUE) | Material Price | Install Labor Hours | Install Labor | Installed Cost (O&P) | Removal Labor | Removal Labor Hours | Date | Notes | Source | Link | Regression | Component | Product Class | Install | Removal | Total New Construction | Total Retrofit | New Construction (%) | Retrofit (%) | Date of Data | Source
|  | Furnace | Gas | 0 | 0 |  |  |  | 4996 |  |  | 2023 |  | LBNL |  | No | Furnace |  |  |  | 2025.603 | 2217.753 | 100% | 100% | 2023 | RS Means, Homewyse
1965.476
2085.73
ACiQ | N80ESN0451412A | Furnace | Gas | 44000 | 0.8 | 798 | [5 empty] | 2023 |  | HVAC Direct | https://hvacdirect.com/44-000-btu-80-afue-single-stage-multi-positional-aciq-by-carrier-gas-furnace-n80esn0451412a.html | Yes
Goodman | GCES800403AX | Furnace | Gas | 40000 | 0.8 | 873 | [5 empty] | 2023 |  | HVAC Direct | https://hvacdirect.com/goodman-40-000-btu-80-afue-multi-speed-single-stage-gas-furnace-gces800403ax.html | Yes
Goodman | GM9S800403AN | Furnace | Gas | 40000 | 0.8 | 881 | [5 empty] | 2023 |  | HVAC Direct | https://hvacdirect.com/40-000-btu-80-afue-9-speed-single-stage-goodman-gas-furnace-upflow-horizontal-gm9s800403an-2.html | Yes
ACiQ | N80ESN0701412A | Furnace | Gas | 66000 | 0.8 | 881 | [5 empty] | 2023 |  | HVAC Direct | https://hvacdirect.com/66-000-btu-80-afue-single-stage-multi-positional-aciq-gas-furnace-n80msn0701412a.html | Yes
MRCOOL | MGM80SE045A3A | Furnace | Gas | 44000 | 0.8 | 888 | [5 empty] | 2023 |  | Lowes | https://www.lowes.com/pd/MRCOOL-44000-Max-BTU-Input-Natural-gas-80-Percent-Upflow-Horizontal-Forced-Air-Furnace/1002556628 | Yes
Goodman | GM9S800403AX | Furnace | Gas | 40000 | 0.8 | 889 | [5 empty] | 2023 |  | HVAC Direct | https://hvacdirect.com/40-000-btu-80-afue-9-speed-single-stage-goodman-gas-furnace-low-nox-california-model-upflow-horizontal.html | Yes
ACiQ | N80ESN0451712A | Furnace | Gas | 44000 | 0.8 | 900 | [5 empty] | 2023 |  | HVAC Direct | https://hvacdirect.com/44-000-btu-80-afue-single-stage-multi-positional-aciq-by-carrier-gas-furnace-n80esn0451712a.html | Yes
Goodman | GC9S800403AN | Furnace | Gas | 40000 | 0.8 | 901 | [5 empty] | 2023 |  | HVAC Direct | https://hvacdirect.com/40-000-btu-80-afue-multi-speed-single-stage-goodman-gas-furnace-gc9s800403an-1.html | Yes
MRCOOL | MGD80SE045A3A | Furnace | Gas | 44000 | 0.8 | 901 | [5 empty] | 2023 |  | Lowes | https://www.lowes.com/pd/MRCOOL-44000-Max-BTU-Input-Natural-gas-80-Percent-Downflow-Forced-Air-Furnace/1002556556 | Yes
Goodman | GMES800603AN | Furnace | Gas | 64000 | 0.8 | 906 | [5 empty] | 2023 |  | HVAC Direct | https://hvacdirect.com/goodman-60-000-btu-80-afue-multi-speed-single-stage-gas-furnace-gmes800603an.html | Yes
ACiQ | N80ESN0701712A | Furnace | Gas | 66000 | 0.8 | 906 | [5 empty] | 2023 |  | HVAC Direct | https://hvacdirect.com/66-000-btu-80-afue-single-stage-multi-positional-aciq-by-carrier-gas-furnace-n80esn0701712a.html | Yes
Goodman | GC9S800403AX | Furnace | Gas | 40000 | 0.8 | 908 | [5 empty] | 2023 |  | HVAC Direct | https://hvacdirect.com/40-000-btu-80-afue-9-speed-single-stage-goodman-gas-furnace-low-nox-california-model-downflow-horizontal-gc9s800403ax.html | Yes
Goodman | GCES800603AN | Furnace | Gas | 60000 | 0.8 | 915 | [5 empty] | 2023 |  | HVAC Direct | https://hvacdirect.com/goodman-60-000-btu-80-afue-multi-speed-single-stage-gas-furnace-gces800603an.html | Yes
Goodman | GCES800603AX | Furnace | Gas | 60000 | 0.8 | 925 | [5 empty] | 2023 |  | HVAC Direct | https://hvacdirect.com/goodman-60-000-btu-80-afue-multi-speed-single-stage-gas-furnace-gces800603ax.html | Yes
ACiQ | N80ESN0901714A | Furnace | Gas | 88000 | 0.8 | 928 | [5 empty] | 2023 |  | HVAC Direct | https://hvacdirect.com/88-000-btu-80-afue-single-stage-multi-positional-aciq-by-carrier-gas-furnace-n80esn0901714a.html | Yes
Goodman | GM9S800603AN | Furnace | Gas | 64000 | 0.8 | 941 | [5 empty] | 2023 |  | HVAC Direct | https://hvacdirect.com/60-000-btu-80-afue-9-speed-single-stage-goodman-gas-furnace-upflow-horizontal-gm9s800603an1.html | Yes
Goodman | GM9S800603AX | Furnace | Gas | 60000 | 0.8 | 953 | [5 empty] | 2023 |  | HVAC Direct | https://hvacdirect.com/goodman-60-000-btu-80-afue-9-speed-low-nox-gas-furnace-upflow-horizontal-gm9s800603ax.html | Yes
Goodman | GC9S800603AN | Furnace | Gas | 64000 | 0.8 | 953 | [5 empty] | 2023 |  | HVAC Direct | https://hvacdirect.com/goodman-60-000-btu-80-afue-9-speed-single-stage-gas-furnace-gc9s800603an1.html | Yes
Goodman | GM9S800603BN | Furnace | Gas | 60000 | 0.8 | 955 | [5 empty] | 2023 |  | HVAC Direct | https://hvacdirect.com/60-000-btu-80-afue-multi-speed-single-stage-goodman-gas-furnace-upflow-horizontal-gm9s800603bn.html | Yes
MRCOOL | MGM80SE070B3A | Furnace | Gas | 66000 | 0.8 | 956 | [5 empty] | 2023 |  | Lowes | https://www.lowes.com/pd/MRCOOL-66000-Max-BTU-Input-Natural-gas-80-Percent-Upflow-Horizontal-Forced-Air-Furnace/1002556646 | Yes
Goodman | GC9S800603AX | Furnace | Gas | 60000 | 0.8 | 962 | [5 empty] | 2023 |  | HVAC Direct | https://hvacdirect.com/60-000-btu-80-afue-9-speed-single-stage-goodman-gas-furnace-downflow-horizontal-gc9s800603ax.html | Yes
Goodman | GM9S800603BX | Furnace | Gas | 60000 | 0.8 | 964 | [5 empty] | 2023 |  | HVAC Direct | https://hvacdirect.com/goodman-60-000-btu-80-afue-single-stage-low-nox-gas-furnace-upflow-horizontal-gm9s800603bx.html | Yes
Goodman | GM9S800604BN | Furnace | Gas | 60000 | 0.8 | 967 | [5 empty] | 2023 |  | HVAC Direct | https://hvacdirect.com/60-000-btu-80-afue-9-speed-single-stage-goodman-gas-furnace-upflow-horizontal-gm9s800604bn.html | Yes
ACiQ | N80ESN0702116A | Furnace | Gas | 66000 | 0.8 | 975 | [5 empty] | 2023 |  | HVAC Direct | https://hvacdirect.com/66-000-btu-80-afue-single-stage-multi-positional-aciq-by-carrier-gas-furnace-n80esn0702116a.html | Yes
Goodman | GMEC800403AX | Furnace | Gas | 40000 | 0.8 | 978 | [5 empty] | 2023 |  | HVAC Direct | https://hvacdirect.com/40-000-btu-80-afue-multi-speed-two-stage-goodman-gas-furnace-low-nox-emission-upflow-horizontal.html | Yes
Goodman | GMEC800403AN | Furnace | Gas | 40000 | 0.8 | 978 | [5 empty] | 2023 |  | HVAC Direct | https://hvacdirect.com/goodman-40-000-btu-80-afue-multi-speed-two-stage-gas-furnace-gmec800403an.html | Yes
Goodman | GM9S800604BX | Furnace | Gas | 60000 | 0.8 | 978 | [5 empty] | 2023 |  | HVAC Direct | https://hvacdirect.com/60-000-btu-80-afue-9-speed-single-stage-goodman-gas-furnace-low-nox-california-model-upflow-horizontal-gm9s800604bx.html | Yes
Goodman | GM9S800803BN | Furnace | Gas | 80000 | 0.8 | 991 | [5 empty] | 2023 |  | HVAC Direct | https://hvacdirect.com/80-000-btu-80-afue-9-speed-single-stage-goodman-gas-furnace-upflow-horizontal-gm9s800803bn.html | Yes
ACiQ | N80ESN0902120A | Furnace | Gas | 88000 | 0.8 | 999 | [5 empty] | 2023 |  | HVAC Direct | https://hvacdirect.com/88-000-btu-80-afue-single-stage-multi-positional-aciq-gas-furnace-n80esn0902120a.html | Yes
ACiQ | N80ESN0902116A | Furnace | Gas | 88000 | 0.8 | 999 | [5 empty] | 2023 |  | HVAC Direct | https://hvacdirect.com/88-000-btu-80-afue-single-stage-multi-positional-aciq-by-carrier-gas-furnace-n80esn0902116a.html | Yes
Goodman | GM9S800803BX | Furnace | Gas | 80000 | 0.8 | 1004 | [5 empty] | 2023 |  | HVAC Direct | https://hvacdirect.com/80-000-btu-goodman-gas-furnace-9-speed-80-afue-gm9s800803bx.html | Yes
Goodman | GCEC800403AX | Furnace | Gas | 40000 | 0.8 | 1007 | [5 empty] | 2023 |  | HVAC Direct | https://hvacdirect.com/40-000-btu-80-afue-multi-speed-two-stage-goodman-gas-furnace-low-nox-emission-upflow-horizontal-41419.html | Yes
Goodman | GM9C800403AN | Furnace | Gas | 40000 | 0.8 | 1016 | [5 empty] | 2023 |  | HVAC Direct | https://hvacdirect.com/40-000-btu-80-afue-9-speed-two-stage-goodman-gas-furnace-upflow-horizontal-gm9c800403an1.html | Yes
Goodman | GM9C800403AX | Furnace | Gas | 40000 | 0.8 | 1016 | [5 empty] | 2023 |  | HVAC Direct | https://hvacdirect.com/40-000-btu-80-afue-9-speed-two-stage-goodman-gas-furnace-low-nox-california-model-upflow-horizontal-gm9c800403ax.html | Yes
MRCOOL | MGD80SE070B3A | Furnace | Gas | 66000 | 0.8 | 1018 | [5 empty] | 2023 |  | Lowes | https://www.lowes.com/pd/MRCOOL-66000-Max-BTU-Input-Natural-gas-80-Percent-Downflow-Forced-Air-Furnace/1002556574 | Yes
MRCOOL | MGM80SE090B4A | Furnace | Gas | 88000 | 0.8 | 1034 | [5 empty] | 2023 |  | Lowes | https://www.lowes.com/pd/MRCOOL-88000-Max-BTU-Input-Natural-gas-80-Percent-Upflow-Horizontal-Forced-Air-Furnace/1002556664 | Yes
Goodman | GMEC800603AN | Furnace | Gas | 60000 | 0.8 | 1037 | [5 empty] | 2023 |  | HVAC Direct | https://hvacdirect.com/goodman-60-000-btu-80-afue-multi-speed-two-stage-gas-furnace-gmec800603an.html | Yes
Goodman | GMEC800603AX | Furnace | Gas | 60000 | 0.8 | 1037 | [5 empty] | 2023 |  | HVAC Direct | https://hvacdirect.com/60-000-btu-80-afue-multi-speed-two-stage-goodman-gas-furnace-low-nox-emission-upflow-horizontal.html | Yes
Goodman | GM9S800804BN | Furnace | Gas | 80000 | 0.8 | 1044 | [5 empty] | 2023 |  | HVAC Direct | https://hvacdirect.com/80-000-btu-80-afue-multi-speed-single-stage-goodman-gas-furnace-gm9s800804bn1.html | Yes
Goodman | GC9C800403AX | Furnace | Gas | 40000 | 0.8 | 1045 | [5 empty] | 2023 |  | HVAC Direct | https://hvacdirect.com/40-000-btu-80-afue-9-speed-two-stage-goodman-gas-furnace-downflow-horizontal-gc9c800403ax.html | Yes
Goodman | GMEC800603BX | Furnace | Gas | 60000 | 0.8 | 1050 | [5 empty] | 2023 |  | HVAC Direct | https://hvacdirect.com/60-000-btu-80-afue-multi-speed-two-stage-goodman-gas-furnace-low-nox-emission-upflow-horizontal-41068.html | Yes
Goodman | GM9S800804BX | Furnace | Gas | 80000 | 0.8 | 1055 | [5 empty] | 2023 |  | HVAC Direct | https://hvacdirect.com/80-000-btu-80-afue-multi-speed-single-stage-goodman-gas-furnace-low-nox-california-model-upflow-horizontal-gm9s800804bx.html | Yes
Goodman | GCEC800603AX | Furnace | Gas | 60000 | 0.8 | 1067 | [5 empty] | 2023 |  | HVAC Direct | https://hvacdirect.com/60-000-btu-80-afue-multi-speed-two-stage-goodman-gas-furnace-low-nox-emission-downflow-horizontal-41418.html | Yes
Goodman | GM9S800804CN | Furnace | Gas | 80000 | 0.8 | 1068 | [5 empty] | 2023 |  | HVAC Direct | https://hvacdirect.com/80-000-btu-80-afue-multi-speed-single-stage-goodman-gas-furnace-gm9s800804cn1.html | Yes
Goodman | GM9C800603AN | Furnace | Gas | 60000 | 0.8 | 1077 | [5 empty] | 2023 |  | HVAC Direct | https://hvacdirect.com/60-000-btu-80-afue-9-speed-two-stage-goodman-gas-furnace-upflow-horizontal-gm9c800603an1.html | Yes
Goodman | GM9C800603AX | Furnace | Gas | 60000 | 0.8 | 1077 | [5 empty] | 2023 |  | HVAC Direct | https://hvacdirect.com/goodman-60-000-btu-80-afue-9-speed-two-stage-low-nox-gas-furnace-upflow-horizontal-gm9c800603ax.html | Yes
Goodman | GCES800804BX | Furnace | Gas | 80000 | 0.8 | 1078 | [5 empty] | 2023 |  | HVAC Direct | https://hvacdirect.com/goodman-80-000-btu-80-afue-multi-speed-single-stage-gas-furnace-gces800804bx.html | Yes
Goodman | GM9S800804CX | Furnace | Gas | 80000 | 0.8 | 1078 | [5 empty] | 2023 |  | HVAC Direct | https://hvacdirect.com/80-000-btu-80-afue-multi-speed-single-stage-goodman-gas-furnace-low-nox-upflow-horizontal-gm9s800804cx.html | Yes
Goodman | GCEC800603BX | Furnace | Gas | 60000 | 0.8 | 1081 | [5 empty] | 2023 |  | HVAC Direct | https://hvacdirect.com/60-000-btu-80-afue-multi-speed-two-stage-goodman-gas-furnace-low-nox-emission-downflow-horizontal.html | Yes
Goodman | GM9C800603BN | Furnace | Gas | 60000 | 0.8 | 1091 | [5 empty] | 2023 |  | HVAC Direct | https://hvacdirect.com/60-000-btu-80-afue-9-speed-two-stage-goodman-gas-furnace-upflow-horizontal-gm9c800603bn.html | Yes
Goodman | GM9S800805CN | Furnace | Gas | 80000 | 0.8 | 1091 | [5 empty] | 2023 |  | HVAC Direct | https://hvacdirect.com/80-000-btu-80-afue-multi-speed-single-stage-goodman-gas-furnace-gm9s800805cn11.html | Yes
Goodman | GMEC800803BX | Furnace | Gas | 80000 | 0.8 | 1093 | [5 empty] | 2023 |  | HVAC Direct | https://hvacdirect.com/goodman-80-000-btu-80-afue-multi-speed-two-stage-gas-furnace-gmec800603bx.html | Yes
ACiQ | N80ESN1102120A | Furnace | Gas | 110000 | 0.8 | 1095 | [5 empty] | 2023 |  | HVAC Direct | https://hvacdirect.com/110-000-btu-80-afue-single-stage-multi-positional-aciq-by-carrier-gas-furnace-n80esn1102120a.html | Yes
MRCOOL | MGM80SE110C5A | Furnace | Gas | 110000 | 0.8 | 1103 | [5 empty] | 2023 |  | Lowes | https://www.lowes.com/pd/MRCOOL-110000-Max-BTU-Input-Natural-gas-80-Percent-Upflow-Horizontal-Forced-Air-Furnace/1002556700 | Yes
MRCOOL | MGD80SE090B4A | Furnace | Gas | 88000 | 0.8 | 1121 | [5 empty] | 2023 |  | Lowes | https://www.lowes.com/pd/MRCOOL-88000-Max-BTU-Input-Natural-gas-80-Percent-Downflow-Forced-Air-Furnace/1002556592 | Yes
MRCOOL | MGM80SE135D5A | Furnace | Gas | 132000 | 0.8 | 1128 | [5 empty] | 2023 |  | Lowes | https://www.lowes.com/pd/MRCOOL-132000-Max-BTU-Input-Natural-gas-80-Percent-Upflow-Horizontal-Forced-Air-Furnace/1002556718 | Yes
MRCOOL | MGD80SE110C5A | Furnace | Gas | 110000 | 0.8 | 1169 | [5 empty] | 2023 |  | Lowes | https://www.lowes.com/pd/MRCOOL-110000-Max-BTU-Input-Natural-gas-80-Percent-Downflow-Forced-Air-Furnace/1002556610 | Yes
Goodman | GM9C800805CN | Furnace | Gas | 80000 | 0.8 | 1219 | [5 empty] | 2023 |  | HVAC Direct | https://hvacdirect.com/80-000-btu-80-afue-9-speed-two-stage-goodman-gas-furnace-upflow-horizontal-gm9c800805cn.html | Yes
Goodman | GM9S801005CX | Furnace | Gas | 100000 | 0.8 | 1219 | [5 empty] | 2023 |  | HVAC Direct | https://hvacdirect.com/100-000-btu-80-afue-9-speed-single-stage-goodman-gas-furnace-low-nox-california-model-upflow-horizontal-gm9s801005cx.html | Yes
ACiQ | N80ESN1102420A | Furnace | Gas | 110000 | 0.8 | 1235 | [5 empty] | 2023 |  | HVAC Direct | https://hvacdirect.com/110-000-btu-80-afue-single-stage-multi-positional-aciq-gas-furnace-n80esn1102420a.html | Yes
Goodman | GMEC801005CX | Furnace | Gas | 100000 | 0.8 | 1238 | [5 empty] | 2023 |  | HVAC Direct | https://hvacdirect.com/100-000-btu-80-afue-multi-speed-two-stage-goodman-gas-furnace-low-nox-emission-upflow-horizontal.html | Yes
Goodman | GM9C800805DX | Furnace | Gas | 80000 | 0.8 | 1247 | [5 empty] | 2023 |  | HVAC Direct | https://hvacdirect.com/80-000-btu-80-afue-9-speed-two-stage-goodman-gas-furnace-low-nox-california-model-upflow-horizontal-gm9c800805dx.html | Yes
Goodman | GM9C801004CN | Furnace | Gas | 100000 | 0.8 | 1247 | [5 empty] | 2023 |  | HVAC Direct | https://hvacdirect.com/100-000-btu-80-afue-9-speed-two-stage-goodman-gas-furnace-upflow-horizontal-gm9c801004cn.html | Yes
Goodman | GC9S801005CN | Furnace | Gas | 100000 | 0.8 | 1249 | [5 empty] | 2023 |  | HVAC Direct | https://hvacdirect.com/100-000-btu-80-afue-multi-speed-single-stage-goodman-gas-furnace-gc9s801005cn-1.html | Yes
Goodman | GC9C800805CX | Furnace | Gas | 80000 | 0.8 | 1254 | [5 empty] | 2023 |  | HVAC Direct | https://hvacdirect.com/80-000-btu-80-afue-9-speed-two-stage-goodman-gas-furnace-downflow-horizontal-gc9c800805cx.html | Yes
Goodman | GC9S801005CX | Furnace | Gas | 100000 | 0.8 | 1256 | [5 empty] | 2023 |  | HVAC Direct | https://hvacdirect.com/100-000-btu-80-afue-9-speed-single-stage-goodman-gas-furnace-low-nox-california-model-downflow-horizontal-gc9s801005cx.html | Yes
ACiQ | N80ESN1352420A | Furnace | Gas | 132000 | 0.8 | 1265 | [5 empty] | 2023 |  | HVAC Direct | https://hvacdirect.com/132-000-btu-80-afue-single-stage-multi-positional-aciq-by-carrier-gas-furnace-n80esn1352420a.html | Yes
Goodman | GM9C801005CN | Furnace | Gas | 100000 | 0.8 | 1288 | [5 empty] | 2023 |  | HVAC Direct | https://hvacdirect.com/100-000-btu-80-afue-9-speed-two-stage-goodman-gas-furnace-upflow-horizontal-gm9c801005cn.html | Yes
Goodman | GM9C801005CX | Furnace | Gas | 100000 | 0.8 | 1288 | [5 empty] | 2023 |  | HVAC Direct | https://hvacdirect.com/100-000-btu-80-afue-9-speed-two-stage-goodman-gas-furnace-low-nox-california-model-upflow-horizontal-gm9c801005cx.html | Yes
Goodman | GM9C800805DN | Furnace | Gas | 80000 | 0.8 | 1322 | [5 empty] | 2023 |  | HVAC Direct | https://hvacdirect.com/80-000-btu-80-afue-9-speed-two-stage-goodman-gas-furnace-upflow-horizontal-gm9c800805dn.html | Yes
Goodman | GC9C801005CX | Furnace | Gas | 100000 | 0.8 | 1327 | [5 empty] | 2023 |  | HVAC Direct | https://hvacdirect.com/100-000-btu-80-afue-9-speed-two-stage-goodman-gas-furnace-downflow-horizontal-gc9c801005cx.html | Yes
Goodman | GM9S801205DN | Furnace | Gas | 120000 | 0.8 | 1337 | [5 empty] | 2023 |  | HVAC Direct | https://hvacdirect.com/120-000-btu-80-afue-multi-speed-single-stage-goodman-gas-furnace-gm9s801205dn.html | Yes
Goodman | GM9S800403AU | Furnace | Gas | 40000 | 0.8 | 1422 | [5 empty] | 2023 |  | HVAC Direct | https://hvacdirect.com/40-000-btu-80-afue-9-speed-single-stage-goodman-gas-furnace-ultra-low-nox-california-model-upflow-horizontal-gm9s800403au.html | Yes
ACiQ | G80CTL0451712A | Furnace | Gas | 44000 | 0.8 | 1450 | [5 empty] | 2023 |  | HVAC Direct | https://hvacdirect.com/45-000-btu-80-afue-two-stage-multi-positional-aciq-gas-furnace-g80ctl0451712a.html | Yes
Goodman | GM9C801205DN | Furnace | Gas | 120000 | 0.8 | 1454 | [5 empty] | 2023 |  | HVAC Direct | https://hvacdirect.com/120-000-btu-80-afue-9-speed-two-stage-goodman-gas-furnace-upflow-horizontal-gm9c801205dn.html | Yes
ACiQ | G80CTL0701716A | Furnace | Gas | 66000 | 0.8 | 1482 | [5 empty] | 2023 |  | HVAC Direct | https://hvacdirect.com/70-000-btu-80-afue-two-stage-multi-positional-aciq-gas-furnace-g80ctl0701716a.html | Yes
Goodman | GMVC800603BN | Furnace | Gas | 60000 | 0.8 | 1507 | [5 empty] | 2023 |  | HVAC Direct | https://hvacdirect.com/60-000-btu-80-afue-upflow-variable-speed-goodman-gas-furnace-gmvc800603bn.html | Yes
ACiQ | G80CTL0901716A | Furnace | Gas | 88000 | 0.8 | 1509 | [5 empty] | 2023 |  | HVAC Direct | https://hvacdirect.com/90-000-btu-80-afue-two-stage-multi-positional-aciq-gas-furnace-g80ctl0901716a.html | Yes
Goodman | GM9S800603AU | Furnace | Gas | 60000 | 0.8 | 1517 | [5 empty] | 2023 |  | HVAC Direct | https://hvacdirect.com/goodman-60-000-btu-80-afue-9-speed-ultra-low-nox-gas-furnace-upflow-horizontal-gm9s800603au.html | Yes
ACiQ | G80CTL1102120A | Furnace | Gas | 110000 | 0.8 | 1543 | [5 empty] | 2023 |  | HVAC Direct | https://hvacdirect.com/110-000-btu-80-afue-two-stage-multi-positional-aciq-gas-furnace-g80ctl1102120a.html | Yes
ACiQ | N80ESN1552420A | Furnace | Gas | 154000 | 0.8 | 1557 | [5 empty] | 2023 |  | HVAC Direct | https://hvacdirect.com/154-000-btu-80-afue-single-stage-multi-positional-aciq-gas-furnace-n80esn1552420a.html | Yes
Goodman | GCVC800603BX | Furnace | Gas | 60000 | 0.8 | 1592 | [5 empty] | 2023 |  | HVAC Direct | https://hvacdirect.com/60-000-btu-80-two-stage-variable-speed-ecm-gas-furnace-low-nox-downflow-horizontal-gcvc800603bx.html | Yes
Winchester | TM8E080B12MP11 | Furnace | Gas | 80000 | 0.8 | 1640.73 | [5 empty] | 2023 |  | Home Depot | https://www.homedepot.com/p/Winchester-80-000-BTU-80-Efficient-Residential-Forced-Air-Multi-Positional-Single-Stage-Gas-Furnace-with-ECM-Blower-Motor-TM8E080B12MP11/311922346 | Yes
Goodman | GMVC800604BN | Furnace | Gas | 60000 | 0.8 | 1643 | [5 empty] | 2023 |  | HVAC Direct | https://hvacdirect.com/goodman-80-afue-60-000-btu-upflow-variable-speed-gas-furnace-gmvc80604bn.html | Yes
Goodman | GMVC800604BX | Furnace | Gas | 60000 | 0.8 | 1643 | [5 empty] | 2023 |  | HVAC Direct | https://hvacdirect.com/goodman-80-afue-60-000-btu-upflow-variable-speed-gas-furnace-low-nox-emission-gmvc80604bx.html | Yes
Royalton | 80G1UH045AE12 | Furnace | Gas | 44000 | 0.8 | 1647.3 | [5 empty] | 2023 |  | Home Depot | https://www.homedepot.com/p/ROYALTON-44-000-BTU-80-AFUE-Single-Stage-Upflow-Horizntal-Forced-Air-Natural-Gas-Furnace-with-ECM-Blower-Motor-80G1UH045AE12/307689705 | Yes
Royalton | 80G1UH045AE12 | Furnace | Gas | 44000 | 0.8 | 1647.3 | [5 empty] | 2023 |  | Lowes | https://www.lowes.com/pd/ROYALTON-44000-Max-BTU-Input-Natural-Gas-80-Percentage-Upflow-Horizontal-1-Stage-Forced-Air-Furnace/5002183953 | Yes
ACiQ | G80CTL0702120A | Furnace | Gas | 66000 | 0.8 | 1650 | [5 empty] | 2023 |  | HVAC Direct | https://hvacdirect.com/70-000-btu-80-afue-two-stage-multi-positional-aciq-gas-furnace-g80ctl0702120a.html | Yes
Goodman | GM9S800804BU | Furnace | Gas | 80000 | 0.8 | 1686 | [5 empty] | 2023 |  | HVAC Direct | https://hvacdirect.com/80-000-btu-80-afue-multi-speed-single-stage-goodman-gas-furnace-ultra-low-nox-california-model-upflow-horizontal-gm9s800804bu.html | Yes
ACiQ | G80CTL0902120A | Furnace | Gas | 88000 | 0.8 | 1698 | [5 empty] | 2023 |  | HVAC Direct | https://hvacdirect.com/90-000-btu-80-afue-two-stage-multi-positional-aciq-gas-furnace-g80ctl0902120a.html | Yes
Winchester | TM8E100C16MP11 | Furnace | Gas | 100000 | 0.8 | 1717.3 | [5 empty] | 2023 |  | Home Depot | https://www.homedepot.com/p/Winchester-100-000-BTU-80-Efficient-Residential-Multi-Positional-Single-Stage-Gas-Furnace-with-ECM-Blower-Motor-TM8E100C16MP11/311630676 | Yes
Goodman | GMVC800804CN | Furnace | Gas | 80000 | 0.8 | 1723 | [5 empty] | 2023 |  | HVAC Direct | https://hvacdirect.com/goodman-80-afue-80-000-btu-upflow-variable-speed-gas-furnace-gmvc800804cn.html | Yes
Goodman | GCVC800803BX | Furnace | Gas | 80000 | 0.8 | 1728 | [5 empty] | 2023 |  | HVAC Direct | https://hvacdirect.com/80-000-btu-80-two-stage-variable-speed-ecm-gas-furnace-low-nox-downflow-horizontal-gcvc800803bx.html | Yes
Royalton | 80G1UH070BE12 | Furnace | Gas | 66000 | 0.8 | 1743.69 | [5 empty] | 2023 |  | Home Depot | https://www.homedepot.com/p/ROYALTON-66-000-BTU-80-AFUE-Single-Stage-Upflow-Horizntal-Forced-Air-Natural-Gas-Furnace-with-ECM-Blower-Motor-80G1UH070BE12/307689709 | Yes
Royalton | 80G1UH070BE12 | Furnace | Gas | 66000 | 0.8 | 1743.69 | [5 empty] | 2023 |  | Lowes | https://www.lowes.com/pd/ROYALTON-66000-Max-BTU-Input-Natural-Gas-80-Percentage-Upflow-Horizontal-1-Stage-Forced-Air-Furnace/5002184467 | Yes
Goodman | GMVC800805CN | Furnace | Gas | 80000 | 0.8 | 1768 | [5 empty] | 2023 |  | HVAC Direct | https://hvacdirect.com/goodman-80-afue-80-000-btu-upflow-variable-speed-gas-furnace-gmvc80805cn.html | Yes
Goodman | GMVC800805CX | Furnace | Gas | 80000 | 0.8 | 1768 | [5 empty] | 2023 |  | HVAC Direct | https://hvacdirect.com/goodman-80-afue-80-000-btu-upflow-variable-speed-gas-furnace-low-nox-emission-gmvc80805cx.html | Yes
Winchester | TM8E080B12MP11 | Furnace | Gas | 64000 | 0.8 | 1768.69 | [5 empty] | 2023 |  | HVAC Direct | https://www.homedepot.com/p/Winchester-80-000-BTU-80-Efficient-Residential-Forced-Air-Multi-Positional-Single-Stage-Gas-Furnace-with-ECM-Blower-Motor-TM8E080B12MP11/311922346 | Yes
ACiQ | G80CTL0701412A | Furnace | Gas | 66000 | 0.8 | 1769 | [5 empty] | 2023 |  | HVAC Direct | https://hvacdirect.com/70-000-btu-80-afue-two-stage-multi-positional-aciq-gas-furnace-g80ctl0701412a.html | Yes
Royalton | 80G1UH090BE16 | Furnace | Gas | 88000 | 0.8 | 1776.92 | [5 empty] | 2023 |  | Home Depot | https://www.homedepot.com/p/ROYALTON-88-000-BTU-80-AFUE-Single-Stage-Upflow-Horizntal-Forced-Air-Natural-Gas-Furnace-with-4-Ton-ECM-Blower-Motor-80G1UH090BE16/307689685 | Yes
Royalton | 80G1UH090BE16 | Furnace | Gas | 88000 | 0.8 | 1776.92 | [5 empty] | 2023 |  | Lowes | https://www.lowes.com/pd/ROYALTON-88000-Max-BTU-Input-Natural-Gas-80-Percentage-Upflow-Horizontal-1-Stage-Forced-Air-Furnace/5002183757 | Yes
ROYALTON | 80G1UH090BE16 | Furnace | Gas | 88000 | 0.8 | 1776.92 | [5 empty] | 2023 |  | HVAC Direct | https://www.homedepot.com/p/ROYALTON-88-000-BTU-80-AFUE-Single-Stage-Upflow-Horizntal-Forced-Air-Natural-Gas-Furnace-with-4-Ton-ECM-Blower-Motor-80G1UH090BE16/307689685 | Yes
Goodman | GM9S800805CU | Furnace | Gas | 80000 | 0.8 | 1782 | [5 empty] | 2023 |  | HVAC Direct | https://hvacdirect.com/80-000-btu-80-afue-multi-speed-single-stage-goodman-gas-furnace-gm9s800805cn1-1-gm9s800805cu.html | Yes
Goodman | GMVC800805DN | Furnace | Gas | 80000 | 0.8 | 1784 | [5 empty] | 2023 |  | HVAC Direct | https://hvacdirect.com/goodman-80-afue-80-000-btu-upflow-variable-speed-gas-furnace-gmvc80805dn.html | Yes
Goodman | GMVC800805DX | Furnace | Gas | 80000 | 0.8 | 1784 | [5 empty] | 2023 |  | HVAC Direct | https://hvacdirect.com/goodman-80-afue-80-000-btu-upflow-variable-speed-gas-furnace-gmvc80805dx.html | Yes
Goodman | GMVC81005CN | Furnace | Gas | 100000 | 0.8 | 1820 | [5 empty] | 2023 |  | HVAC Direct | https://hvacdirect.com/goodman-80-afue-100-000-btu-upflow-variable-speed-gas-furnace-gmvc81005cn.html | Yes
Goodman | GCVC800805CX | Furnace | Gas | 80000 | 0.8 | 1821 | [5 empty] | 2023 |  | HVAC Direct | https://hvacdirect.com/80-000-btu-80-two-stage-variable-speed-ecm-gas-furnace-low-nox-downflow-horizontal-gcvc800805cx.html | Yes
Royalton | 80G1UH090CE20 | Furnace | Gas | 88000 | 0.8 | 1864.41 | [5 empty] | 2023 |  | Lowes | https://www.lowes.com/pd/ROYALTON-88000-Max-BTU-Input-Natural-Gas-80-Percentage-Upflow-Horizontal-1-Stage-Forced-Air-Furnace/5002183763 | Yes
Goodman | GMVC801005CX | Furnace | Gas | 100000 | 0.8 | 1875 | [5 empty] | 2023 |  | HVAC Direct | https://hvacdirect.com/goodman-100-000-btu-80-afue-variable-speed-low-nox-gas-furnace-upflow-horizontal-gmvc801005cx.html | Yes
Goodman | GMVC801005CN | Furnace | Gas | 100000 | 0.8 | 1875 | [5 empty] | 2023 |  | HVAC Direct | https://hvacdirect.com/100-000-btu-80-afue-variable-speed-goodman-gas-furnace-upflow-horizontal-gmvc801005cn1.html | Yes
Goodman | GCVC801005CX | Furnace | Gas | 100000 | 0.8 | 1928 | [5 empty] | 2023 |  | HVAC Direct | https://hvacdirect.com/100-000-btu-80-two-stage-variable-speed-ecm-gas-furnace-low-nox-downflow-horizontal-gcvc801005cx.html | Yes
Royalton | 80G1UH110CE20 | Furnace | Gas | 110000 | 0.8 | 2042.77 | [5 empty] | 2023 |  | Home Depot | https://www.homedepot.com/p/ROYALTON-110-000-BTU-80-AFUE-Single-Stage-Upflow-Horizontal-Forced-Air-Natural-Gas-Furnace-with-ECM-Blower-Motor-80G1UH110CE20/307689692 | Yes
Royalton | 80G1UH110CE20 | Furnace | Gas | 110000 | 0.8 | 2042.77 | [5 empty] | 2023 |  | Lowes | https://www.lowes.com/pd/ROYALTON-110000-Max-BTU-Input-Natural-Gas-80-Percentage-Upflow-Horizontal-1-Stage-Forced-Air-Furnace/5002182669 | Yes
ACiQ | G80CTL1352422A | Furnace | Gas | 132000 | 0.8 | 2160 | [5 empty] | 2023 |  | HVAC Direct | https://hvacdirect.com/135-000-btu-80-afue-two-stage-multi-positional-aciq-gas-furnace-g80ctl1352422a.html | Yes
Goodman | GMVS800805CU | Furnace | Gas | 80000 | 0.8 | 2205 | [5 empty] | 2023 |  | HVAC Direct | https://hvacdirect.com/80-000-btu-80-afue-variable-speed-single-stage-goodman-gas-furnace-upflow-horizontal-gmvs800805cu.html | Yes
Thermo Pride | VHF-ABP | Furnace | Oil | 106250 | 0.8 | 2885.96 | [5 empty] | 2023 |  | HVAC Direct | https://hvacdirect.com/thermo-pride-85-70-000-106-250-btu-highboy-oil-furnace-spirit-vhf-abp.html | Yes
Thermo Pride | VH8FA119P60B | Furnace | Oil | 156250 | 0.8 | 3087.7 | [5 empty] | 2023 |  | HVAC Direct | https://hvacdirect.com/thermo-pride-85-119-000-156-250-btu-highboy-oil-furnace-spirit-vhf-8fa119p60b.html | Yes
Thermo Pride | VL | Furnace | Oil | 140000 | 0.8 | 3724.6 | [5 empty] | 2023 |  | HVAC Direct | https://hvacdirect.com/thermo-pride-85-84-000-140-000-btu-lowboy-oil-furnace-spirit-vl.html | Yes
|  | Furnace | Gas | 100000 | 0.8 |  |  |  | 3318 |  |  | 2023 |  | LBNL |  | No
|  | Furnace | Gas | 109000 | 0.865 |  |  |  | 7100 |  |  | 2023 |  | LBNL |  | No
|  | Furnace | Gas | 100000 | 0.9 | 2775 |  | 773 | 3548 |  |  | 2023 |  | LBNL |  | No
ACiQ | R92ESN0401712A | Furnace | Gas | 40000 | 0.92 | 1225 | [5 empty] | 2023 |  | HVAC Direct | https://hvacdirect.com/40k-92-nat-gas-single-stage-multi-positional-aciq-r92esn0401712a.html | Yes
Goodman | GM9S920403AN | Furnace | Gas | 40000 | 0.92 | 1254 | [5 empty] | 2023 |  | HVAC Direct | https://hvacdirect.com/40-000-btu-92-afue-single-stage-goodman-gas-furnace-upflow-horizontal-gm9s920403an.html | Yes
ACiQ | R92ESN0601712A | Furnace | Gas | 60000 | 0.92 | 1260 | [5 empty] | 2023 |  | HVAC Direct | https://hvacdirect.com/60k-92-nat-gas-single-stage-multi-positional-aciq-r92esn0601712a.html | Yes
ACiQ | R92ESN0601714A | Furnace | Gas | 60000 | 0.92 | 1260 | [5 empty] | 2023 |  | HVAC Direct | https://hvacdirect.com/60-000-btu-92-afue-single-stage-multi-positional-aciq-gas-furnace-r-series-r92esn0601714a.html | Yes
Goodman | GM9S920603BN | Furnace | Gas | 60000 | 0.92 | 1337 | [5 empty] | 2023 |  | HVAC Direct | https://hvacdirect.com/60-000-btu-92-afue-single-stage-goodman-gas-furnace-upflow-horizontal-gm9s920603bn.html | Yes
ACiQ | R92ESN0801716A | Furnace | Gas | 80000 | 0.92 | 1378 | [5 empty] | 2023 |  | HVAC Direct | https://hvacdirect.com/80-000-btu-92-afue-single-stage-multi-positional-aciq-gas-furnace-r-series-r92esn0801716a.html | Yes
Goodman | GM9S920803BN | Furnace | Gas | 80000 | 0.92 | 1460 | [5 empty] | 2023 |  | HVAC Direct | https://hvacdirect.com/80-000-btu-92-afue-single-stage-goodman-gas-furnace-upflow-horizontal-gm9s920803bn.html | Yes
Goodman | GM9S920804CN | Furnace | Gas | 80000 | 0.92 | 1556 | [5 empty] | 2023 |  | HVAC Direct | https://hvacdirect.com/80-000-btu-92-afue-single-stage-goodman-gas-furnace-upflow-horizontal-gm9s920804cn.html | Yes
ACiQ | R92ESN1002120A | Furnace | Gas | 100000 | 0.92 | 1620 | [5 empty] | 2023 |  | HVAC Direct | https://hvacdirect.com/100k-92-nat-gas-single-stage-multi-positional-aciq-r92esn1002120a.html | Yes
Goodman | GM9S920805CN | Furnace | Gas | 80000 | 0.92 | 1630 | [5 empty] | 2023 |  | HVAC Direct | https://hvacdirect.com/80-000-btu-92-afue-single-stage-goodman-gas-furnace-upflow-horizontal-gm9s920805cn.html | Yes
Goodman | GM9S921004CN | Furnace | Gas | 100000 | 0.92 | 1692 | [5 empty] | 2023 |  | HVAC Direct | https://hvacdirect.com/100-000-btu-92-afue-single-stage-goodman-gas-furnace-upflow-horizontal-gm9s921004cn.html | Yes
|  | Furnace | Gas | 60000 | 0.92 |  |  |  | 9279 |  |  | 2023 |  | LBNL |  | No
MRCOOL | MGD95SE045B3XA | Furnace | Gas | 44000 | 0.95 | 1173 | [5 empty] | 2023 |  | Lowes | https://www.lowes.com/pd/MRCOOL-44000-Max-BTU-Input-Natural-gas-95-Percent-Downflow-Forced-Air-Furnace/1002553380 | Yes
MRCOOL | MGM95SE110C5XA | Furnace | Gas | 110000 | 0.95 | 1507 | [5 empty] | 2023 |  | Lowes | https://www.lowes.com/pd/MRCOOL-110000-Max-BTU-Input-Natural-gas-95-Percent-Upflow-Horizontal-Forced-Air-Furnace/1002553468 | Yes
MRCOOL | MGD95SE110C5XA | Furnace | Gas | 110000 | 0.95 | 1562 | [5 empty] | 2023 |  | Lowes | https://www.lowes.com/pd/MRCOOL-110000-Max-BTU-Input-Natural-gas-95-Percent-Downflow-Forced-Air-Furnace/1002553420 | Yes
Winchester | TM9E080B12MP12 | Furnace | Gas | 76000 | 0.95 | 2149.88 | [5 empty] | 2023 |  | HVAC Direct | https://www.homedepot.com/p/Winchester-80-000-BTU-95-Efficient-Single-Stage-Multi-Positional-Residential-Gas-Furnace-with-ECM-Blower-Motor-TM9E080B12MP12/311370770 | Yes
Winchester | TM9E080B12MP12 | Furnace | Gas | 80000 | 0.95 | 2149.88 | [5 empty] | 2023 |  | Home Depot | https://www.homedepot.com/p/Winchester-80-000-BTU-95-Efficient-Single-Stage-Multi-Positional-Residential-Gas-Furnace-with-ECM-Blower-Motor-TM9E080B12MP12/311370770 | Yes
Royalton | 95G1UH090CE16 | Furnace | Gas | 88000 | 0.95 | 2452.62 | [5 empty] | 2023 |  | Home Depot | https://www.homedepot.com/p/ROYALTON-88-000-BTU-95-AFUE-Single-Stage-Upflow-Horizontal-Forced-Air-Natural-Gas-Furnace-with-ECM-Blower-Motor-95G1UH090CE16/307689717 | Yes
Royalton | 95G1UH090CE16 | Furnace | Gas | 88000 | 0.95 | 2452.62 | [5 empty] | 2023 |  | Lowes | https://www.lowes.com/pd/ROYALTON-88000-Max-BTU-Input-Natural-Gas-95-Percentage-Upflow-Horizontal-1-Stage-Forced-Air-Furnace/5002182697 | Yes
ROYALTON | 95G1UH090CE16 | Furnace | Gas | 88000 | 0.95 | 2452.62 | [5 empty] | 2023 |  | HVAC Direct | https://www.homedepot.com/p/ROYALTON-88-000-BTU-95-AFUE-Single-Stage-Upflow-Horizontal-Forced-Air-Natural-Gas-Furnace-with-ECM-Blower-Motor-95G1UH090CE16/307689717 | Yes
|  | Furnace | Gas | 39000 | 0.95 |  |  |  | 300 |  |  | 2023 |  | LBNL |  | No
|  | Furnace | Gas | 0 | 0.95 |  |  |  | 850 |  |  | 2023 |  | LBNL |  | No
|  | Furnace | Gas | 0 | 0.95 |  |  |  | 1240 |  |  | 2023 |  | LBNL |  | No
|  | Furnace | Gas | 0 | 0.95 |  |  |  | 1241.2 |  |  | 2023 |  | LBNL |  | No
|  | Furnace | Gas | 77000 | 0.95 |  |  |  | 1249.21 |  |  | 2023 |  | LBNL |  | No
|  | Furnace | Gas | 0 | 0.95 |  |  |  | 1310 |  |  | 2023 |  | LBNL |  | No
|  | Furnace | Gas | 0 | 0.95 |  |  |  | 1315 |  |  | 2023 |  | LBNL |  | No
|  | Furnace | Gas | 0 | 0.95 |  |  |  | 1379.23 |  |  | 2023 |  | LBNL |  | No
|  | Furnace | Gas | 0 | 0.95 |  |  |  | 1420 |  |  | 2023 |  | LBNL |  | No
|  | Furnace | Gas | 58000 | 0.95 |  |  |  | 1620 |  |  | 2023 |  | LBNL |  | No
|  | Furnace | Gas | 58000 | 0.95 |  |  |  | 1620 |  |  | 2023 |  | LBNL |  | No
|  | Furnace | Gas | 60000 | 0.95 | 1287 |  | 376 | 1662 |  |  | 2023 |  | LBNL |  | No
|  | Furnace | Gas | 58000 | 0.95 |  |  |  | 1690 |  |  | 2023 |  | LBNL |  | No
|  | Furnace | Gas | 78000 | 0.95 |  |  |  | 1780 |  |  | 2023 |  | LBNL |  | No
|  | Furnace | Gas | 78000 | 0.95 |  |  |  | 1820 |  |  | 2023 |  | LBNL |  | No
|  | Furnace | Gas | 78000 | 0.95 |  |  |  | 1890 |  |  | 2023 |  | LBNL |  | No
|  | Furnace | Gas | 78000 | 0.95 |  |  |  | 1890 |  |  | 2023 |  | LBNL |  | No
|  | Furnace | Gas | 78000 | 0.95 |  |  |  | 1890 |  |  | 2023 |  | LBNL |  | No
|  | Furnace | Gas | 39000 | 0.95 |  |  |  | 2000 |  |  | 2023 |  | LBNL |  | No
|  | Furnace | Gas | 45000 | 0.95 |  |  |  | 2169 |  |  | 2023 |  | LBNL |  | No
|  | Furnace | Gas | 0 | 0.95 |  |  |  | 2800 |  |  | 2023 |  | LBNL |  | No
|  | Furnace | Gas | 0 | 0.95 |  |  |  | 2995 |  |  | 2023 |  | LBNL |  | No
|  | Furnace | Gas | 0 | 0.95 |  |  |  | 3000 |  |  | 2023 |  | LBNL |  | No
|  | Furnace | Gas | 39000 | 0.95 |  |  |  | 3196.08 |  |  | 2023 |  | LBNL |  | No
|  | Furnace | Gas | 0 | 0.95 |  |  |  | 3200 |  |  | 2023 |  | LBNL |  | No
|  | Furnace | Gas | 0 | 0.95 |  |  |  | 3275 |  |  | 2023 |  | LBNL |  | No
|  | Furnace | Gas | 78000 | 0.95 |  |  |  | 3276.45 |  |  | 2023 |  | LBNL |  | No
|  | Furnace | Gas | 0 | 0.95 |  |  |  | 3300 |  |  | 2023 |  | LBNL |  | No
|  | Furnace | Gas | 78000 | 0.95 |  |  |  | 3400 |  |  | 2023 |  | LBNL |  | No
|  | Furnace | Gas | 78000 | 0.95 |  |  |  | 3510 |  |  | 2023 |  | LBNL |  | No
|  | Furnace | Gas | 100000 | 0.95 |  |  |  | 3610.5 |  |  | 2023 |  | LBNL |  | No
|  | Furnace | Gas | 58000 | 0.95 |  |  |  | 3650 |  |  | 2023 |  | LBNL |  | No
|  | Furnace | Gas | 0 | 0.95 |  |  |  | 3698 |  |  | 2023 |  | LBNL |  | No
|  | Furnace | Gas | 0 | 0.95 |  |  |  | 3700 |  |  | 2023 |  | LBNL |  | No
|  | Furnace | Gas | 0 | 0.95 |  |  |  | 3889 |  |  | 2023 |  | LBNL |  | No
|  | Furnace | Gas | 78000 | 0.95 |  |  |  | 3900 |  |  | 2023 |  | LBNL |  | No
|  | Furnace | Gas | 78000 | 0.95 |  |  |  | 3900 |  |  | 2023 |  | LBNL |  | No
|  | Furnace | Gas | 78000 | 0.95 |  |  |  | 4000 |  |  | 2023 |  | LBNL |  | No
|  | Furnace | Gas | 0 | 0.95 |  |  |  | 4000 |  |  | 2023 |  | LBNL |  | No
|  | Furnace | Gas | 0 | 0.95 |  |  |  | 4000 |  |  | 2023 |  | LBNL |  | No
|  | Furnace | Gas | 0 | 0.95 |  |  |  | 4000 |  |  | 2023 |  | LBNL |  | No
|  | Furnace | Gas | 0 | 0.95 |  |  |  | 4000 |  |  | 2023 |  | LBNL |  | No
|  | Furnace | Gas | 78000 | 0.95 |  |  |  | 4000 |  |  | 2023 |  | LBNL |  | No
|  | Furnace | Gas | 78000 | 0.95 |  |  |  | 4180 |  |  | 2023 |  | LBNL |  | No
|  | Furnace | Gas | 58000 | 0.95 |  |  |  | 4200 |  |  | 2023 |  | LBNL |  | No
|  | Furnace | Gas | 78000 | 0.95 |  |  |  | 4200 |  |  | 2023 |  | LBNL |  | No
|  | Furnace | Gas | 0 | 0.95 |  |  |  | 4200 |  |  | 2023 |  | LBNL |  | No
|  | Furnace | Gas | 0 | 0.95 |  |  |  | 4200 |  |  | 2023 |  | LBNL |  | No
|  | Furnace | Gas | 0 | 0.95 |  |  |  | 4250 |  |  | 2023 |  | LBNL |  | No
|  | Furnace | Gas | 0 | 0.95 |  |  |  | 4250 |  |  | 2023 |  | LBNL |  | No
|  | Furnace | Gas | 0 | 0.95 |  |  |  | 4250 |  |  | 2023 |  | LBNL |  | No
|  | Furnace | Gas | 0 | 0.95 |  |  |  | 4250 |  |  | 2023 |  | LBNL |  | No
|  | Furnace | Gas | 0 | 0.95 |  |  |  | 4250 |  |  | 2023 |  | LBNL |  | No
|  | Furnace | Gas | 0 | 0.95 |  |  |  | 4250 |  |  | 2023 |  | LBNL |  | No
|  | Furnace | Gas | 78000 | 0.95 |  |  |  | 4250 |  |  | 2023 |  | LBNL |  | No
|  | Furnace | Gas | 0 | 0.95 |  |  |  | 4250 |  |  | 2023 |  | LBNL |  | No
|  | Furnace | Gas | 0 | 0.95 |  |  |  | 4250 |  |  | 2023 |  | LBNL |  | No
|  | Furnace | Gas | 58000 | 0.95 |  |  |  | 4300 |  |  | 2023 |  | LBNL |  | No
|  | Furnace | Gas | 58000 | 0.95 |  |  |  | 4313 |  |  | 2023 |  | LBNL |  | No
|  | Furnace | Gas | 78000 | 0.95 |  |  |  | 4330 |  |  | 2023 |  | LBNL |  | No
|  | Furnace | Gas | 0 | 0.95 |  |  |  | 4499.4 |  |  | 2023 |  | LBNL |  | No
|  | Furnace | Gas | 78000 | 0.95 |  |  |  | 4500 |  |  | 2023 |  | LBNL |  | No
|  | Furnace | Gas | 58000 | 0.95 |  |  |  | 4500 |  |  | 2023 |  | LBNL |  | No
|  | Furnace | Gas | 0 | 0.95 |  |  |  | 4500 |  |  | 2023 |  | LBNL |  | No
|  | Furnace | Gas | 58000 | 0.95 |  |  |  | 4500 |  |  | 2023 |  | LBNL |  | No
|  | Furnace | Gas | 0 | 0.95 |  |  |  | 4500 |  |  | 2023 |  | LBNL |  | No
|  | Furnace | Gas | 0 | 0.95 |  |  |  | 4500 |  |  | 2023 |  | LBNL |  | No
|  | Furnace | Gas | 0 | 0.95 |  |  |  | 4500 |  |  | 2023 |  | LBNL |  | No
|  | Furnace | Gas | 0 | 0.95 |  |  |  | 4542 |  |  | 2023 |  | LBNL |  | No
|  | Furnace | Gas | 57000 | 0.95 |  |  |  | 4631 |  |  | 2023 |  | LBNL |  | No
|  | Furnace | Gas | 0 | 0.95 |  |  |  | 4650 |  |  | 2023 |  | LBNL |  | No
|  | Furnace | Gas | 0 | 0.95 |  |  |  | 4705 |  |  | 2023 |  | LBNL |  | No
|  | Furnace | Gas | 0 | 0.95 |  |  |  | 4718.25 |  |  | 2023 |  | LBNL |  | No
|  | Furnace | Gas | 39000 | 0.95 |  |  |  | 4729 |  |  | 2023 |  | LBNL |  | No
|  | Furnace | Gas | 0 | 0.95 |  |  |  | 4743 |  |  | 2023 |  | LBNL |  | No
|  | Furnace | Gas | 78000 | 0.95 |  |  |  | 4779 |  |  | 2023 |  | LBNL |  | No
|  | Furnace | Gas | 78000 | 0.95 |  |  |  | 4800 |  |  | 2023 |  | LBNL |  | No
|  | Furnace | Gas | 0 | 0.95 |  |  |  | 4806 |  |  | 2023 |  | LBNL |  | No
|  | Furnace | Gas | 77000 | 0.95 |  |  |  | 4853 |  |  | 2023 |  | LBNL |  | No
|  | Furnace | Gas | 0 | 0.95 |  |  |  | 4871 |  |  | 2023 |  | LBNL |  | No
|  | Furnace | Gas | 40000 | 0.95 |  |  |  | 4875 |  |  | 2023 |  | LBNL |  | No
|  | Furnace | Gas | 0 | 0.95 |  |  |  | 4891 |  |  | 2023 |  | LBNL |  | No
|  | Furnace | Gas | 0 | 0.95 |  |  |  | 4900 |  |  | 2023 |  | LBNL |  | No
|  | Furnace | Gas | 0 | 0.95 |  |  |  | 5000 |  |  | 2023 |  | LBNL |  | No
|  | Furnace | Gas | 77000 | 0.95 |  |  |  | 5000 |  |  | 2023 |  | LBNL |  | No
|  | Furnace | Gas | 39000 | 0.95 |  |  |  | 5000 |  |  | 2023 |  | LBNL |  | No
|  | Furnace | Gas | 0 | 0.95 |  |  |  | 5000 |  |  | 2023 |  | LBNL |  | No
|  | Furnace | Gas | 0 | 0.95 |  |  |  | 5000 |  |  | 2023 |  | LBNL |  | No
|  | Furnace | Gas | 0 | 0.95 |  |  |  | 5000 |  |  | 2023 |  | LBNL |  | No
|  | Furnace | Gas | 0 | 0.95 |  |  |  | 5000 |  |  | 2023 |  | LBNL |  | No
|  | Furnace | Gas | 0 | 0.95 |  |  |  | 5000 |  |  | 2023 |  | LBNL |  | No
|  | Furnace | Gas | 0 | 0.95 |  |  |  | 5000 |  |  | 2023 |  | LBNL |  | No
|  | Furnace | Gas | 0 | 0.95 |  |  |  | 5000 |  |  | 2023 |  | LBNL |  | No
|  | Furnace | Gas | 0 | 0.95 |  |  |  | 5000 |  |  | 2023 |  | LBNL |  | No
|  | Furnace | Gas | 0 | 0.95 |  |  |  | 5000 |  |  | 2023 |  | LBNL |  | No
|  | Furnace | Gas | 0 | 0.95 |  |  |  | 5000 |  |  | 2023 |  | LBNL |  | No
|  | Furnace | Gas | 0 | 0.95 |  |  |  | 5000 |  |  | 2023 |  | LBNL |  | No
|  | Furnace | Gas | 0 | 0.95 |  |  |  | 5000 |  |  | 2023 |  | LBNL |  | No
|  | Furnace | Gas | 0 | 0.95 |  |  |  | 5000 |  |  | 2023 |  | LBNL |  | No
|  | Furnace | Gas | 0 | 0.95 |  |  |  | 5000 |  |  | 2023 |  | LBNL |  | No
|  | Furnace | Gas | 0 | 0.95 |  |  |  | 5000 |  |  | 2023 |  | LBNL |  | No
|  | Furnace | Gas | 97000 | 0.95 |  |  |  | 5000 |  |  | 2023 |  | LBNL |  | No
|  | Furnace | Gas | 78000 | 0.95 |  |  |  | 5000 |  |  | 2023 |  | LBNL |  | No
|  | Furnace | Gas | 0 | 0.95 |  |  |  | 5000 |  |  | 2023 |  | LBNL |  | No
|  | Furnace | Gas | 40000 | 0.95 |  |  |  | 5000 |  |  | 2023 |  | LBNL |  | No
|  | Furnace | Gas | 40000 | 0.95 |  |  |  | 5000 |  |  | 2023 |  | LBNL |  | No
|  | Furnace | Gas | 40000 | 0.95 |  |  |  | 5000 |  |  | 2023 |  | LBNL |  | No
|  | Furnace | Gas | 0 | 0.95 |  |  |  | 5054 |  |  | 2023 |  | LBNL |  | No
|  | Furnace | Gas | 58000 | 0.95 |  |  |  | 5054 |  |  | 2023 |  | LBNL |  | No
|  | Furnace | Gas | 78000 | 0.95 |  |  |  | 5079 |  |  | 2023 |  | LBNL |  | No
|  | Furnace | Gas | 58000 | 0.95 |  |  |  | 5079 |  |  | 2023 |  | LBNL |  | No
|  | Furnace | Gas | 0 | 0.95 |  |  |  | 5100 |  |  | 2023 |  | LBNL |  | No
|  | Furnace | Gas | 0 | 0.95 |  |  |  | 5200 |  |  | 2023 |  | LBNL |  | No
|  | Furnace | Gas | 0 | 0.95 |  |  |  | 5200 |  |  | 2023 |  | LBNL |  | No
|  | Furnace | Gas | 58000 | 0.95 |  |  |  | 5212.5 |  |  | 2023 |  | LBNL |  | No
|  | Furnace | Gas | 39000 | 0.95 |  |  |  | 5250 |  |  | 2023 |  | LBNL |  | No
|  | Furnace | Gas | 78000 | 0.95 |  |  |  | 5254.5 |  |  | 2023 |  | LBNL |  | No
|  | Furnace | Gas | 40000 | 0.95 |  |  |  | 5271 |  |  | 2023 |  | LBNL |  | No
|  | Furnace | Gas | 58000 | 0.95 |  |  |  | 5276 |  |  | 2023 |  | LBNL |  | No
|  | Furnace | Gas | 39000 | 0.95 |  |  |  | 5287 |  |  | 2023 |  | LBNL |  | No
|  | Furnace | Gas | 39000 | 0.95 |  |  |  | 5353.14 |  |  | 2023 |  | LBNL |  | No
|  | Furnace | Gas | 0 | 0.95 |  |  |  | 5379 |  |  | 2023 |  | LBNL |  | No
|  | Furnace | Gas | 58000 | 0.95 |  |  |  | 5385 |  |  | 2023 |  | LBNL |  | No
|  | Furnace | Gas | 78000 | 0.95 |  |  |  | 5435 |  |  | 2023 |  | LBNL |  | No
|  | Furnace | Gas | 78000 | 0.95 |  |  |  | 5444 |  |  | 2023 |  | LBNL |  | No
|  | Furnace | Gas | 0 | 0.95 |  |  |  | 5452 |  |  | 2023 |  | LBNL |  | No
|  | Furnace | Gas | 58000 | 0.95 |  |  |  | 5496 |  |  | 2023 |  | LBNL |  | No
|  | Furnace | Gas | 0 | 0.95 |  |  |  | 5500 |  |  | 2023 |  | LBNL |  | No
|  | Furnace | Gas | 78000 | 0.95 |  |  |  | 5505 |  |  | 2023 |  | LBNL |  | No
|  | Furnace | Gas | 78000 | 0.95 |  |  |  | 5507 |  |  | 2023 |  | LBNL |  | No
|  | Furnace | Gas | 0 | 0.95 |  |  |  | 5529 |  |  | 2023 |  | LBNL |  | No
|  | Furnace | Gas | 0 | 0.95 |  |  |  | 5569 |  |  | 2023 |  | LBNL |  | No
|  | Furnace | Gas | 39000 | 0.95 |  |  |  | 5573 |  |  | 2023 |  | LBNL |  | No
|  | Furnace | Gas | 38000 | 0.95 |  |  |  | 5611 |  |  | 2023 |  | LBNL |  | No
|  | Furnace | Gas | 0 | 0.95 |  |  |  | 5630 |  |  | 2023 |  | LBNL |  | No
|  | Furnace | Gas | 58000 | 0.95 |  |  |  | 5668 |  |  | 2023 |  | LBNL |  | No
|  | Furnace | Gas | 78000 | 0.95 |  |  |  | 5700 |  |  | 2023 |  | LBNL |  | No
|  | Furnace | Gas | 0 | 0.95 |  |  |  | 5718 |  |  | 2023 |  | LBNL |  | No
|  | Furnace | Gas | 0 | 0.95 |  |  |  | 5718 |  |  | 2023 |  | LBNL |  | No
|  | Furnace | Gas | 58000 | 0.95 |  |  |  | 5735 |  |  | 2023 |  | LBNL |  | No
|  | Furnace | Gas | 78000 | 0.95 |  |  |  | 5735 |  |  | 2023 |  | LBNL |  | No
|  | Furnace | Gas | 78000 | 0.95 |  |  |  | 5776 |  |  | 2023 |  | LBNL |  | No
|  | Furnace | Gas | 58000 | 0.95 |  |  |  | 5800 |  |  | 2023 |  | LBNL |  | No
|  | Furnace | Gas | 39000 | 0.95 |  |  |  | 5800 |  |  | 2023 |  | LBNL |  | No
|  | Furnace | Gas | 77000 | 0.95 |  |  |  | 5800 |  |  | 2023 |  | LBNL |  | No
|  | Furnace | Gas | 60000 | 0.95 |  |  |  | 5800 |  |  | 2023 |  | LBNL |  | No
|  | Furnace | Gas | 39000 | 0.95 |  |  |  | 5816.92 |  |  | 2023 |  | LBNL |  | No
|  | Furnace | Gas | 0 | 0.95 |  |  |  | 5820 |  |  | 2023 |  | LBNL |  | No
|  | Furnace | Gas | 0 | 0.95 |  |  |  | 5824 |  |  | 2023 |  | LBNL |  | No
|  | Furnace | Gas | 58000 | 0.95 |  |  |  | 5842 |  |  | 2023 |  | LBNL |  | No
|  | Furnace | Gas | 60000 | 0.95 |  |  |  | 5885 |  |  | 2023 |  | LBNL |  | No
|  | Furnace | Gas | 43000 | 0.95 |  |  |  | 5890 |  |  | 2023 |  | LBNL |  | No
|  | Furnace | Gas | 39000 | 0.95 |  |  |  | 5896 |  |  | 2023 |  | LBNL |  | No
|  | Furnace | Gas | 0 | 0.95 |  |  |  | 5896 |  |  | 2023 |  | LBNL |  | No
|  | Furnace | Gas | 58000 | 0.95 |  |  |  | 5896 |  |  | 2023 |  | LBNL |  | No
|  | Furnace | Gas | 58000 | 0.95 |  |  |  | 5906 |  |  | 2023 |  | LBNL |  | No
|  | Furnace | Gas | 58000 | 0.95 |  |  |  | 5906 |  |  | 2023 |  | LBNL |  | No
|  | Furnace | Gas | 38000 | 0.95 |  |  |  | 5935 |  |  | 2023 |  | LBNL |  | No
|  | Furnace | Gas | 39000 | 0.95 |  |  |  | 5970 |  |  | 2023 |  | LBNL |  | No
|  | Furnace | Gas | 58000 | 0.95 |  |  |  | 5993 |  |  | 2023 |  | LBNL |  | No
|  | Furnace | Gas | 0 | 0.95 |  |  |  | 5999 |  |  | 2023 |  | LBNL |  | No
|  | Furnace | Gas | 0 | 0.95 |  |  |  | 6000 |  |  | 2023 |  | LBNL |  | No
|  | Furnace | Gas | 0 | 0.95 |  |  |  | 6000 |  |  | 2023 |  | LBNL |  | No
|  | Furnace | Gas | 0 | 0.95 |  |  |  | 6000 |  |  | 2023 |  | LBNL |  | No
|  | Furnace | Gas | 0 | 0.95 |  |  |  | 6000 |  |  | 2023 |  | LBNL |  | No
|  | Furnace | Gas | 0 | 0.95 |  |  |  | 6000 |  |  | 2023 |  | LBNL |  | No
|  | Furnace | Gas | 58000 | 0.95 |  |  |  | 6000 |  |  | 2023 |  | LBNL |  | No
|  | Furnace | Gas | 0 | 0.95 |  |  |  | 6000 |  |  | 2023 |  | LBNL |  | No
|  | Furnace | Gas | 58000 | 0.95 |  |  |  | 6000 |  |  | 2023 |  | LBNL |  | No
|  | Furnace | Gas | 78000 | 0.95 |  |  |  | 6000 |  |  | 2023 |  | LBNL |  | No
|  | Furnace | Gas | 0 | 0.95 |  |  |  | 6000 |  |  | 2023 |  | LBNL |  | No
|  | Furnace | Gas | 0 | 0.95 |  |  |  | 6000 |  |  | 2023 |  | LBNL |  | No
|  | Furnace | Gas | 0 | 0.95 |  |  |  | 6000 |  |  | 2023 |  | LBNL |  | No
|  | Furnace | Gas | 0 | 0.95 |  |  |  | 6000 |  |  | 2023 |  | LBNL |  | No
|  | Furnace | Gas | 0 | 0.95 |  |  |  | 6000 |  |  | 2023 |  | LBNL |  | No
|  | Furnace | Gas | 0 | 0.95 |  |  |  | 6000 |  |  | 2023 |  | LBNL |  | No
|  | Furnace | Gas | 68000 | 0.95 |  |  |  | 6000 |  |  | 2023 |  | LBNL |  | No
|  | Furnace | Gas | 68000 | 0.95 |  |  |  | 6000 |  |  | 2023 |  | LBNL |  | No
|  | Furnace | Gas | 58000 | 0.95 |  |  |  | 6000 |  |  | 2023 |  | LBNL |  | No
|  | Furnace | Gas | 0 | 0.95 |  |  |  | 6000 |  |  | 2023 |  | LBNL |  | No
|  | Furnace | Gas | 0 | 0.95 |  |  |  | 6000 |  |  | 2023 |  | LBNL |  | No
|  | Furnace | Gas | 39000 | 0.95 |  |  |  | 6013 |  |  | 2023 |  | LBNL |  | No
|  | Furnace | Gas | 58000 | 0.95 |  |  |  | 6045 |  |  | 2023 |  | LBNL |  | No
|  | Furnace | Gas | 0 | 0.95 |  |  |  | 6100 |  |  | 2023 |  | LBNL |  | No
|  | Furnace | Gas | 0 | 0.95 |  |  |  | 6100 |  |  | 2023 |  | LBNL |  | No
|  | Furnace | Gas | 0 | 0.95 |  |  |  | 6114 |  |  | 2023 |  | LBNL |  | No
|  | Furnace | Gas | 78000 | 0.95 |  |  |  | 6173 |  |  | 2023 |  | LBNL |  | No
|  | Furnace | Gas | 58000 | 0.95 |  |  |  | 6185 |  |  | 2023 |  | LBNL |  | No
|  | Furnace | Gas | 59000 | 0.95 |  |  |  | 6200 |  |  | 2023 |  | LBNL |  | No
|  | Furnace | Gas | 0 | 0.95 |  |  |  | 6200 |  |  | 2023 |  | LBNL |  | No
|  | Furnace | Gas | 0 | 0.95 |  |  |  | 6200 |  |  | 2023 |  | LBNL |  | No
|  | Furnace | Gas | 0 | 0.95 |  |  |  | 6200 |  |  | 2023 |  | LBNL |  | No
|  | Furnace | Gas | 58000 | 0.95 |  |  |  | 6232 |  |  | 2023 |  | LBNL |  | No
|  | Furnace | Gas | 78000 | 0.95 |  |  |  | 6255 |  |  | 2023 |  | LBNL |  | No
|  | Furnace | Gas | 58000 | 0.95 |  |  |  | 6291 |  |  | 2023 |  | LBNL |  | No
|  | Furnace | Gas | 77000 | 0.95 |  |  |  | 6300 |  |  | 2023 |  | LBNL |  | No
|  | Furnace | Gas | 78000 | 0.95 |  |  |  | 6304 |  |  | 2023 |  | LBNL |  | No
|  | Furnace | Gas | 77000 | 0.95 |  |  |  | 6322 |  |  | 2023 |  | LBNL |  | No
|  | Furnace | Gas | 78000 | 0.95 |  |  |  | 6330.48 |  |  | 2023 |  | LBNL |  | No
|  | Furnace | Gas | 0 | 0.95 |  |  |  | 6375 |  |  | 2023 |  | LBNL |  | No
|  | Furnace | Gas | 58000 | 0.95 |  |  |  | 6402 |  |  | 2023 |  | LBNL |  | No
|  | Furnace | Gas | 39000 | 0.95 |  |  |  | 6412 |  |  | 2023 |  | LBNL |  | No
|  | Furnace | Gas | 0 | 0.95 |  |  |  | 6425 |  |  | 2023 |  | LBNL |  | No
|  | Furnace | Gas | 0 | 0.95 |  |  |  | 6444 |  |  | 2023 |  | LBNL |  | No
|  | Furnace | Gas | 58000 | 0.95 |  |  |  | 6445 |  |  | 2023 |  | LBNL |  | No
|  | Furnace | Gas | 58000 | 0.95 |  |  |  | 6471 |  |  | 2023 |  | LBNL |  | No
|  | Furnace | Gas | 0 | 0.95 |  |  |  | 6475 |  |  | 2023 |  | LBNL |  | No
|  | Furnace | Gas | 0 | 0.95 |  |  |  | 6481 |  |  | 2023 |  | LBNL |  | No
|  | Furnace | Gas | 58000 | 0.95 |  |  |  | 6497 |  |  | 2023 |  | LBNL |  | No
|  | Furnace | Gas | 58000 | 0.95 |  |  |  | 6497 |  |  | 2023 |  | LBNL |  | No
|  | Furnace | Gas | 0 | 0.95 |  |  |  | 6500 |  |  | 2023 |  | LBNL |  | No
|  | Furnace | Gas | 58000 | 0.95 |  |  |  | 6500 |  |  | 2023 |  | LBNL |  | No
|  | Furnace | Gas | 0 | 0.95 |  |  |  | 6505 |  |  | 2023 |  | LBNL |  | No
|  | Furnace | Gas | 78000 | 0.95 |  |  |  | 6505 |  |  | 2023 |  | LBNL |  | No
|  | Furnace | Gas | 97000 | 0.95 |  |  |  | 6592 |  |  | 2023 |  | LBNL |  | No
|  | Furnace | Gas | 78000 | 0.95 |  |  |  | 6619 |  |  | 2023 |  | LBNL |  | No
|  | Furnace | Gas | 0 | 0.95 |  |  |  | 6625 |  |  | 2023 |  | LBNL |  | No
|  | Furnace | Gas | 0 | 0.95 |  |  |  | 6642 |  |  | 2023 |  | LBNL |  | No
|  | Furnace | Gas | 58000 | 0.95 |  |  |  | 6650 |  |  | 2023 |  | LBNL |  | No
|  | Furnace | Gas | 0 | 0.95 |  |  |  | 6692 |  |  | 2023 |  | LBNL |  | No
|  | Furnace | Gas | 0 | 0.95 |  |  |  | 6708 |  |  | 2023 |  | LBNL |  | No
|  | Furnace | Gas | 77000 | 0.95 |  |  |  | 6712 |  |  | 2023 |  | LBNL |  | No
|  | Furnace | Gas | 97000 | 0.95 |  |  |  | 6718 |  |  | 2023 |  | LBNL |  | No
|  | Furnace | Gas | 0 | 0.95 |  |  |  | 6767.5 |  |  | 2023 |  | LBNL |  | No
|  | Furnace | Gas | 0 | 0.95 |  |  |  | 6780 |  |  | 2023 |  | LBNL |  | No
|  | Furnace | Gas | 0 | 0.95 |  |  |  | 6800 |  |  | 2023 |  | LBNL |  | No
|  | Furnace | Gas | 78000 | 0.95 |  |  |  | 6822 |  |  | 2023 |  | LBNL |  | No
|  | Furnace | Gas | 0 | 0.95 |  |  |  | 6843 |  |  | 2023 |  | LBNL |  | No
|  | Furnace | Gas | 0 | 0.95 |  |  |  | 6877.5 |  |  | 2023 |  | LBNL |  | No
|  | Furnace | Gas | 0 | 0.95 |  |  |  | 6882 |  |  | 2023 |  | LBNL |  | No
|  | Furnace | Gas | 0 | 0.95 |  |  |  | 6885 |  |  | 2023 |  | LBNL |  | No
|  | Furnace | Gas | 29000 | 0.95 |  |  |  | 6897 |  |  | 2023 |  | LBNL |  | No
|  | Furnace | Gas | 58000 | 0.95 |  |  |  | 6925 |  |  | 2023 |  | LBNL |  | No
|  | Furnace | Gas | 58000 | 0.95 |  |  |  | 6941 |  |  | 2023 |  | LBNL |  | No
|  | Furnace | Gas | 0 | 0.95 |  |  |  | 6942 |  |  | 2023 |  | LBNL |  | No
|  | Furnace | Gas | 78000 | 0.95 |  |  |  | 6989 |  |  | 2023 |  | LBNL |  | No
|  | Furnace | Gas | 39000 | 0.95 |  |  |  | 6997 |  |  | 2023 |  | LBNL |  | No
|  | Furnace | Gas | 0 | 0.95 |  |  |  | 7000 |  |  | 2023 |  | LBNL |  | No
|  | Furnace | Gas | 0 | 0.95 |  |  |  | 7000 |  |  | 2023 |  | LBNL |  | No
|  | Furnace | Gas | 0 | 0.95 |  |  |  | 7000 |  |  | 2023 |  | LBNL |  | No
|  | Furnace | Gas | 0 | 0.95 |  |  |  | 7000 |  |  | 2023 |  | LBNL |  | No
|  | Furnace | Gas | 0 | 0.95 |  |  |  | 7000 |  |  | 2023 |  | LBNL |  | No
|  | Furnace | Gas | 78000 | 0.95 |  |  |  | 7000 |  |  | 2023 |  | LBNL |  | No
|  | Furnace | Gas | 78000 | 0.95 |  |  |  | 7000 |  |  | 2023 |  | LBNL |  | No
|  | Furnace | Gas | 0 | 0.95 |  |  |  | 7000 |  |  | 2023 |  | LBNL |  | No
|  | Furnace | Gas | 98000 | 0.95 |  |  |  | 7000 |  |  | 2023 |  | LBNL |  | No
|  | Furnace | Gas | 78000 | 0.95 |  |  |  | 7000 |  |  | 2023 |  | LBNL |  | No
|  | Furnace | Gas | 0 | 0.95 |  |  |  | 7000 |  |  | 2023 |  | LBNL |  | No
|  | Furnace | Gas | 0 | 0.95 |  |  |  | 7000 |  |  | 2023 |  | LBNL |  | No
|  | Furnace | Gas | 78000 | 0.95 |  |  |  | 7000 |  |  | 2023 |  | LBNL |  | No
|  | Furnace | Gas | 97000 | 0.95 |  |  |  | 7000 |  |  | 2023 |  | LBNL |  | No
|  | Furnace | Gas | 58000 | 0.95 |  |  |  | 7000 |  |  | 2023 |  | LBNL |  | No
|  | Furnace | Gas | 0 | 0.95 |  |  |  | 7000 |  |  | 2023 |  | LBNL |  | No
|  | Furnace | Gas | 78000 | 0.95 |  |  |  | 7001 |  |  | 2023 |  | LBNL |  | No
|  | Furnace | Gas | 0 | 0.95 |  |  |  | 7040 |  |  | 2023 |  | LBNL |  | No
|  | Furnace | Gas | 58000 | 0.95 |  |  |  | 7066 |  |  | 2023 |  | LBNL |  | No
|  | Furnace | Gas | 58000 | 0.95 |  |  |  | 7142 |  |  | 2023 |  | LBNL |  | No
|  | Furnace | Gas | 58000 | 0.95 |  |  |  | 7158 |  |  | 2023 |  | LBNL |  | No
|  | Furnace | Gas | 0 | 0.95 |  |  |  | 7200 |  |  | 2023 |  | LBNL |  | No
|  | Furnace | Gas | 0 | 0.95 |  |  |  | 7250 |  |  | 2023 |  | LBNL |  | No
|  | Furnace | Gas | 0 | 0.95 |  |  |  | 7250 |  |  | 2023 |  | LBNL |  | No
|  | Furnace | Gas | 0 | 0.95 |  |  |  | 7250 |  |  | 2023 |  | LBNL |  | No
|  | Furnace | Gas | 58000 | 0.95 |  |  |  | 7268.9 |  |  | 2023 |  | LBNL |  | No
|  | Furnace | Gas | 78000 | 0.95 |  |  |  | 7274 |  |  | 2023 |  | LBNL |  | No
|  | Furnace | Gas | 58000 | 0.95 |  |  |  | 7332 |  |  | 2023 |  | LBNL |  | No
|  | Furnace | Gas | 78000 | 0.95 |  |  |  | 7337 |  |  | 2023 |  | LBNL |  | No
|  | Furnace | Gas | 58000 | 0.95 |  |  |  | 7430 |  |  | 2023 |  | LBNL |  | No
|  | Furnace | Gas | 0 | 0.95 |  |  |  | 7451 |  |  | 2023 |  | LBNL |  | No
|  | Furnace | Gas | 58000 | 0.95 |  |  |  | 7472 |  |  | 2023 |  | LBNL |  | No
|  | Furnace | Gas | 58000 | 0.95 |  |  |  | 7500 |  |  | 2023 |  | LBNL |  | No
|  | Furnace | Gas | 58000 | 0.95 |  |  |  | 7500 |  |  | 2023 |  | LBNL |  | No
|  | Furnace | Gas | 77000 | 0.95 |  |  |  | 7500 |  |  | 2023 |  | LBNL |  | No
|  | Furnace | Gas | 97000 | 0.95 |  |  |  | 7500 |  |  | 2023 |  | LBNL |  | No
|  | Furnace | Gas | 0 | 0.95 |  |  |  | 7525 |  |  | 2023 |  | LBNL |  | No
|  | Furnace | Gas | 0 | 0.95 |  |  |  | 7545 |  |  | 2023 |  | LBNL |  | No
|  | Furnace | Gas | 58000 | 0.95 |  |  |  | 7593 |  |  | 2023 |  | LBNL |  | No
|  | Furnace | Gas | 39000 | 0.95 |  |  |  | 7612 |  |  | 2023 |  | LBNL |  | No
|  | Furnace | Gas | 0 | 0.95 |  |  |  | 7627 |  |  | 2023 |  | LBNL |  | No
|  | Furnace | Gas | 0 | 0.95 |  |  |  | 7660 |  |  | 2023 |  | LBNL |  | No
|  | Furnace | Gas | 85000 | 0.95 |  |  |  | 7700 |  |  | 2023 |  | LBNL |  | No
|  | Furnace | Gas | 39000 | 0.95 |  |  |  | 7702 |  |  | 2023 |  | LBNL |  | No
|  | Furnace | Gas | 0 | 0.95 |  |  |  | 7748 |  |  | 2023 |  | LBNL |  | No
|  | Furnace | Gas | 40000 | 0.95 |  |  |  | 7774 |  |  | 2023 |  | LBNL |  | No
|  | Furnace | Gas | 0 | 0.95 |  |  |  | 7790 |  |  | 2023 |  | LBNL |  | No
|  | Furnace | Gas | 58000 | 0.95 |  |  |  | 7800 |  |  | 2023 |  | LBNL |  | No
|  | Furnace | Gas | 0 | 0.95 |  |  |  | 7812 |  |  | 2023 |  | LBNL |  | No
|  | Furnace | Gas | 39000 | 0.95 |  |  |  | 7832 |  |  | 2023 |  | LBNL |  | No
|  | Furnace | Gas | 78000 | 0.95 |  |  |  | 7844 |  |  | 2023 |  | LBNL |  | No
|  | Furnace | Gas | 58000 | 0.95 |  |  |  | 7862 |  |  | 2023 |  | LBNL |  | No
|  | Furnace | Gas | 0 | 0.95 |  |  |  | 7866 |  |  | 2023 |  | LBNL |  | No
|  | Furnace | Gas | 0 | 0.95 |  |  |  | 7868 |  |  | 2023 |  | LBNL |  | No
|  | Furnace | Gas | 39000 | 0.95 |  |  |  | 7935.08 |  |  | 2023 |  | LBNL |  | No
|  | Furnace | Gas | 0 | 0.95 |  |  |  | 7945 |  |  | 2023 |  | LBNL |  | No
|  | Furnace | Gas | 39000 | 0.95 |  |  |  | 7952.67 |  |  | 2023 |  | LBNL |  | No
|  | Furnace | Gas | 0 | 0.95 |  |  |  | 8000 |  |  | 2023 |  | LBNL |  | No
|  | Furnace | Gas | 0 | 0.95 |  |  |  | 8000 |  |  | 2023 |  | LBNL |  | No
|  | Furnace | Gas | 85000 | 0.95 |  |  |  | 8000 |  |  | 2023 |  | LBNL |  | No
|  | Furnace | Gas | 0 | 0.95 |  |  |  | 8000 |  |  | 2023 |  | LBNL |  | No
|  | Furnace | Gas | 78000 | 0.95 |  |  |  | 8000 |  |  | 2023 |  | LBNL |  | No
|  | Furnace | Gas | 58000 | 0.95 |  |  |  | 8000 |  |  | 2023 |  | LBNL |  | No
|  | Furnace | Gas | 78000 | 0.95 |  |  |  | 8000 |  |  | 2023 |  | LBNL |  | No
|  | Furnace | Gas | 39000 | 0.95 |  |  |  | 8000 |  |  | 2023 |  | LBNL |  | No
|  | Furnace | Gas | 0 | 0.95 |  |  |  | 8000 |  |  | 2023 |  | LBNL |  | No
|  | Furnace | Gas | 0 | 0.95 |  |  |  | 8000 |  |  | 2023 |  | LBNL |  | No
|  | Furnace | Gas | 58000 | 0.95 |  |  |  | 8000 |  |  | 2023 |  | LBNL |  | No
|  | Furnace | Gas | 78000 | 0.95 |  |  |  | 8000 |  |  | 2023 |  | LBNL |  | No
|  | Furnace | Gas | 117000 | 0.95 |  |  |  | 8000 |  |  | 2023 |  | LBNL |  | No
|  | Furnace | Gas | 0 | 0.95 |  |  |  | 8000 |  |  | 2023 |  | LBNL |  | No
|  | Furnace | Gas | 58000 | 0.95 |  |  |  | 8000 |  |  | 2023 |  | LBNL |  | No
|  | Furnace | Gas | 58000 | 0.95 |  |  |  | 8000 |  |  | 2023 |  | LBNL |  | No
|  | Furnace | Gas | 78000 | 0.95 |  |  |  | 8000 |  |  | 2023 |  | LBNL |  | No
|  | Furnace | Gas | 0 | 0.95 |  |  |  | 8000 |  |  | 2023 |  | LBNL |  | No
|  | Furnace | Gas | 97000 | 0.95 |  |  |  | 8000 |  |  | 2023 |  | LBNL |  | No
|  | Furnace | Gas | 78000 | 0.95 |  |  |  | 8000 |  |  | 2023 |  | LBNL |  | No
|  | Furnace | Gas | 62000 | 0.95 |  |  |  | 8000 |  |  | 2023 |  | LBNL |  | No
|  | Furnace | Gas | 0 | 0.95 |  |  |  | 8000 |  |  | 2023 |  | LBNL |  | No
|  | Furnace | Gas | 0 | 0.95 |  |  |  | 8000 |  |  | 2023 |  | LBNL |  | No
|  | Furnace | Gas | 0 | 0.95 |  |  |  | 8000 |  |  | 2023 |  | LBNL |  | No
|  | Furnace | Gas | 78000 | 0.95 |  |  |  | 8005 |  |  | 2023 |  | LBNL |  | No
|  | Furnace | Gas | 0 | 0.95 |  |  |  | 8015 |  |  | 2023 |  | LBNL |  | No
|  | Furnace | Gas | 77000 | 0.95 |  |  |  | 8018.43 |  |  | 2023 |  | LBNL |  | No
|  | Furnace | Gas | 0 | 0.95 |  |  |  | 8064 |  |  | 2023 |  | LBNL |  | No
|  | Furnace | Gas | 58000 | 0.95 |  |  |  | 8072 |  |  | 2023 |  | LBNL |  | No
|  | Furnace | Gas | 78000 | 0.95 |  |  |  | 8077 |  |  | 2023 |  | LBNL |  | No
|  | Furnace | Gas | 39000 | 0.95 |  |  |  | 8082 |  |  | 2023 |  | LBNL |  | No
|  | Furnace | Gas | 58000 | 0.95 |  |  |  | 8139 |  |  | 2023 |  | LBNL |  | No
|  | Furnace | Gas | 58000 | 0.95 |  |  |  | 8155 |  |  | 2023 |  | LBNL |  | No
|  | Furnace | Gas | 78000 | 0.95 |  |  |  | 8180 |  |  | 2023 |  | LBNL |  | No
|  | Furnace | Gas | 78000 | 0.95 |  |  |  | 8184 |  |  | 2023 |  | LBNL |  | No
|  | Furnace | Gas | 58000 | 0.95 |  |  |  | 8185 |  |  | 2023 |  | LBNL |  | No
|  | Furnace | Gas | 78000 | 0.95 |  |  |  | 8200 |  |  | 2023 |  | LBNL |  | No
|  | Furnace | Gas | 58000 | 0.95 |  |  |  | 8218 |  |  | 2023 |  | LBNL |  | No
|  | Furnace | Gas | 0 | 0.95 |  |  |  | 8230 |  |  | 2023 |  | LBNL |  | No
|  | Furnace | Gas | 0 | 0.95 |  |  |  | 8240 |  |  | 2023 |  | LBNL |  | No
|  | Furnace | Gas | 0 | 0.95 |  |  |  | 8400 |  |  | 2023 |  | LBNL |  | No
|  | Furnace | Gas | 78000 | 0.95 |  |  |  | 8400 |  |  | 2023 |  | LBNL |  | No
|  | Furnace | Gas | 58000 | 0.95 |  |  |  | 8431 |  |  | 2023 |  | LBNL |  | No
|  | Furnace | Gas | 0 | 0.95 |  |  |  | 8450 |  |  | 2023 |  | LBNL |  | No
|  | Furnace | Gas | 0 | 0.95 |  |  |  | 8469 |  |  | 2023 |  | LBNL |  | No
|  | Furnace | Gas | 39000 | 0.95 |  |  |  | 8482.01 |  |  | 2023 |  | LBNL |  | No
|  | Furnace | Gas | 58000 | 0.95 |  |  |  | 8500 |  |  | 2023 |  | LBNL |  | No
|  | Furnace | Gas | 0 | 0.95 |  |  |  | 8500 |  |  | 2023 |  | LBNL |  | No
|  | Furnace | Gas | 0 | 0.95 |  |  |  | 8500 |  |  | 2023 |  | LBNL |  | No
|  | Furnace | Gas | 58000 | 0.95 |  |  |  | 8567 |  |  | 2023 |  | LBNL |  | No
|  | Furnace | Gas | 0 | 0.95 |  |  |  | 8647 |  |  | 2023 |  | LBNL |  | No
|  | Furnace | Gas | 78000 | 0.95 |  |  |  | 8679.06 |  |  | 2023 |  | LBNL |  | No
|  | Furnace | Gas | 39000 | 0.95 |  |  |  | 8736 |  |  | 2023 |  | LBNL |  | No
|  | Furnace | Gas | 78000 | 0.95 |  |  |  | 8774 |  |  | 2023 |  | LBNL |  | No
|  | Furnace | Gas | 58000 | 0.95 |  |  |  | 8880 |  |  | 2023 |  | LBNL |  | No
|  | Furnace | Gas | 0 | 0.95 |  |  |  | 8890 |  |  | 2023 |  | LBNL |  | No
|  | Furnace | Gas | 78000 | 0.95 |  |  |  | 8994 |  |  | 2023 |  | LBNL |  | No
|  | Furnace | Gas | 0 | 0.95 |  |  |  | 9000 |  |  | 2023 |  | LBNL |  | No
|  | Furnace | Gas | 78000 | 0.95 |  |  |  | 9000 |  |  | 2023 |  | LBNL |  | No
|  | Furnace | Gas | 58000 | 0.95 |  |  |  | 9000 |  |  | 2023 |  | LBNL |  | No
|  | Furnace | Gas | 59000 | 0.95 |  |  |  | 9020 |  |  | 2023 |  | LBNL |  | No
|  | Furnace | Gas | 39000 | 0.95 |  |  |  | 9235 |  |  | 2023 |  | LBNL |  | No
|  | Furnace | Gas | 0 | 0.95 |  |  |  | 9302 |  |  | 2023 |  | LBNL |  | No
|  | Furnace | Gas | 78000 | 0.95 |  |  |  | 9320 |  |  | 2023 |  | LBNL |  | No
|  | Furnace | Gas | 0 | 0.95 |  |  |  | 9320 |  |  | 2023 |  | LBNL |  | No
|  | Furnace | Gas | 0 | 0.95 |  |  |  | 9400 |  |  | 2023 |  | LBNL |  | No
|  | Furnace | Gas | 78000 | 0.95 |  |  |  | 9496 |  |  | 2023 |  | LBNL |  | No
|  | Furnace | Gas | 0 | 0.95 |  |  |  | 9500 |  |  | 2023 |  | LBNL |  | No
|  | Furnace | Gas | 0 | 0.95 |  |  |  | 9622 |  |  | 2023 |  | LBNL |  | No
|  | Furnace | Gas | 78000 | 0.95 |  |  |  | 9718 |  |  | 2023 |  | LBNL |  | No
|  | Furnace | Gas | 0 | 0.95 |  |  |  | 9800 |  |  | 2023 |  | LBNL |  | No
|  | Furnace | Gas | 0 | 0.95 |  |  |  | 9812 |  |  | 2023 |  | LBNL |  | No
|  | Furnace | Gas | 78000 | 0.95 |  |  |  | 9860 |  |  | 2023 |  | LBNL |  | No
|  | Furnace | Gas | 58000 | 0.95 |  |  |  | 9891 |  |  | 2023 |  | LBNL |  | No
|  | Furnace | Gas | 58000 | 0.95 |  |  |  | 9926 |  |  | 2023 |  | LBNL |  | No
|  | Furnace | Gas | 0 | 0.95 |  |  |  | 10000 |  |  | 2023 |  | LBNL |  | No
|  | Furnace | Gas | 85000 | 0.95 |  |  |  | 10000 |  |  | 2023 |  | LBNL |  | No
|  | Furnace | Gas | 0 | 0.95 |  |  |  | 10073 |  |  | 2023 |  | LBNL |  | No
|  | Furnace | Gas | 78000 | 0.95 |  |  |  | 10100 |  |  | 2023 |  | LBNL |  | No
|  | Furnace | Gas | 0 | 0.95 |  |  |  | 10150 |  |  | 2023 |  | LBNL |  | No
|  | Furnace | Gas | 39000 | 0.95 |  |  |  | 10195 |  |  | 2023 |  | LBNL |  | No
|  | Furnace | Gas | 78000 | 0.95 |  |  |  | 10200 |  |  | 2023 |  | LBNL |  | No
|  | Furnace | Gas | 0 | 0.95 |  |  |  | 10230 |  |  | 2023 |  | LBNL |  | No
|  | Furnace | Gas | 0 | 0.95 |  |  |  | 10249 |  |  | 2023 |  | LBNL |  | No
|  | Furnace | Gas | 0 | 0.95 |  |  |  | 10500 |  |  | 2023 |  | LBNL |  | No
|  | Furnace | Gas | 0 | 0.95 |  |  |  | 10514 |  |  | 2023 |  | LBNL |  | No
|  | Furnace | Gas | 58000 | 0.95 |  |  |  | 10514 |  |  | 2023 |  | LBNL |  | No
|  | Furnace | Gas | 58000 | 0.95 |  |  |  | 10713.84 |  |  | 2023 |  | LBNL |  | No
|  | Furnace | Gas | 0 | 0.95 |  |  |  | 10820 |  |  | 2023 |  | LBNL |  | No
|  | Furnace | Gas | 0 | 0.95 |  |  |  | 11011 |  |  | 2023 |  | LBNL |  | No
|  | Furnace | Gas | 59000 | 0.95 |  |  |  | 11305 |  |  | 2023 |  | LBNL |  | No
|  | Furnace | Gas | 97000 | 0.95 |  |  |  | 11368 |  |  | 2023 |  | LBNL |  | No
|  | Furnace | Gas | 0 | 0.95 |  |  |  | 11500 |  |  | 2023 |  | LBNL |  | No
|  | Furnace | Gas | 78000 | 0.95 |  |  |  | 11550 |  |  | 2023 |  | LBNL |  | No
|  | Furnace | Gas | 0 | 0.95 |  |  |  | 11678 |  |  | 2023 |  | LBNL |  | No
|  | Furnace | Gas | 76000 | 0.95 |  |  |  | 11695 |  |  | 2023 |  | LBNL |  | No
|  | Furnace | Gas | 0 | 0.95 |  |  |  | 12167 |  |  | 2023 |  | LBNL |  | No
|  | Furnace | Gas | 0 | 0.95 |  |  |  | 12216 |  |  | 2023 |  | LBNL |  | No
|  | Furnace | Gas | 78000 | 0.95 |  |  |  | 12217 |  |  | 2023 |  | LBNL |  | No
|  | Furnace | Gas | 0 | 0.95 |  |  |  | 12409 |  |  | 2023 |  | LBNL |  | No
|  | Furnace | Gas | 97000 | 0.95 |  |  |  | 12586 |  |  | 2023 |  | LBNL |  | No
|  | Furnace | Gas | 78000 | 0.95 |  |  |  | 12671 |  |  | 2023 |  | LBNL |  | No
|  | Furnace | Gas | 0 | 0.95 |  |  |  | 12758 |  |  | 2023 |  | LBNL |  | No
|  | Furnace | Gas | 0 | 0.95 |  |  |  | 12780 |  |  | 2023 |  | LBNL |  | No
|  | Furnace | Gas | 0 | 0.95 |  |  |  | 12888 |  |  | 2023 |  | LBNL |  | No
|  | Furnace | Gas | 0 | 0.95 |  |  |  | 12930 |  |  | 2023 |  | LBNL |  | No
|  | Furnace | Gas | 0 | 0.95 |  |  |  | 13061 |  |  | 2023 |  | LBNL |  | No
|  | Furnace | Gas | 0 | 0.95 |  |  |  | 13200 |  |  | 2023 |  | LBNL |  | No
|  | Furnace | Gas | 58000 | 0.95 |  |  |  | 14000 |  |  | 2023 |  | LBNL |  | No
|  | Furnace | Gas | 39000 | 0.95 |  |  |  | 14064 |  |  | 2023 |  | LBNL |  | No
|  | Furnace | Gas | 64000 | 0.95 |  |  |  | 14202 |  |  | 2023 |  | LBNL |  | No
|  | Furnace | Gas | 64000 | 0.95 |  |  |  | 14202 |  |  | 2023 |  | LBNL |  | No
|  | Furnace | Gas | 58000 | 0.95 |  |  |  | 14207 |  |  | 2023 |  | LBNL |  | No
|  | Furnace | Gas | 77000 | 0.95 |  |  |  | 14407 |  |  | 2023 |  | LBNL |  | No
|  | Furnace | Gas | 78000 | 0.95 |  |  |  | 14415 |  |  | 2023 |  | LBNL |  | No
|  | Furnace | Gas | 0 | 0.95 |  |  |  | 14742 |  |  | 2023 |  | LBNL |  | No
|  | Furnace | Gas | 0 | 0.95 |  |  |  | 15035 |  |  | 2023 |  | LBNL |  | No
|  | Furnace | Gas | 58000 | 0.95 |  |  |  | 15629 |  |  | 2023 |  | LBNL |  | No
|  | Furnace | Gas | 0 | 0.95 |  |  |  | 16176 |  |  | 2023 |  | LBNL |  | No
|  | Furnace | Gas | 0 | 0.95 |  |  |  | 16301 |  |  | 2023 |  | LBNL |  | No
|  | Furnace | Gas | 76000 | 0.95 |  |  |  | 16848 |  |  | 2023 |  | LBNL |  | No
|  | Furnace | Gas | 77000 | 0.95 |  |  |  | 16911.56 |  |  | 2023 |  | LBNL |  | No
|  | Furnace | Gas | 97000 | 0.95 |  |  |  | 16969 |  |  | 2023 |  | LBNL |  | No
|  | Furnace | Gas | 0 | 0.95 |  |  |  | 16970 |  |  | 2023 |  | LBNL |  | No
|  | Furnace | Gas | 0 | 0.95 |  |  |  | 17976 |  |  | 2023 |  | LBNL |  | No
|  | Furnace | Gas | 0 | 0.95 |  |  |  | 20000 |  |  | 2023 |  | LBNL |  | No
|  | Furnace | Gas | 0 | 0.95 |  |  |  | 21988 |  |  | 2023 |  | LBNL |  | No
|  | Furnace | Gas | 58000 | 0.95 |  |  |  | 24178 |  |  | 2023 |  | LBNL |  | No
|  | Furnace | Gas | 0 | 0.955 |  |  |  | 8000 |  |  | 2023 |  | LBNL |  | No
ACiQ | N95ESN0401410A | Furnace | Gas | 40000 | 0.96 | 1290 | [5 empty] | 2023 |  | HVAC Direct | https://hvacdirect.com/40-000-btu-96-afue-single-stage-multi-positional-aciq-gas-furnace-n95esn0401410a.html | Yes
ACiQ | N95ESN0601412A | Furnace | Gas | 60000 | 0.96 | 1310 | [5 empty] | 2023 |  | HVAC Direct | https://hvacdirect.com/60-000-btu-96-afue-single-stage-multi-positional-aciq-gas-furnace-n95esn0601412a.html | Yes
ACiQ | N95ESN0601714A | Furnace | Gas | 60000 | 0.96 | 1350 | [5 empty] | 2023 |  | HVAC Direct | https://hvacdirect.com/60-000-btu-96-afue-single-stage-multi-positional-aciq-gas-furnace-n95esn0601714a.html | Yes
Goodman | GM9S960403AN | Furnace | Gas | 40000 | 0.96 | 1387 | [5 empty] | 2023 |  | HVAC Direct | https://hvacdirect.com/40-000-btu-96-afue-single-stage-goodman-gas-furnace-upflow-horizontal-gm9s960403an1.html | Yes
ACiQ | N95ESN0401712A | Furnace | Gas | 40000 | 0.96 | 1390 | [5 empty] | 2023 |  | HVAC Direct | https://hvacdirect.com/40-000-btu-96-afue-single-stage-multi-positional-aciq-gas-furnace-n95esn0401712a.html | Yes
Goodman | GMES960603BN | Furnace | Gas | 60000 | 0.96 | 1433 | [5 empty] | 2023 |  | HVAC Direct | https://hvacdirect.com/60-000-btu-96-afue-upflow-single-stage-goodman-gas-furnace-gmes960603bn.html | Yes
Goodman | GM9C960303AN | Furnace | Gas | 30000 | 0.96 | 1435 | [5 empty] | 2023 |  | HVAC Direct | https://hvacdirect.com/30-000-btu-96-afue-single-stage-goodman-gas-furnace-upflow-horizontal-gm9c960303an.html | Yes
Goodman | GC9S960403BN | Furnace | Gas | 40000 | 0.96 | 1474 | [5 empty] | 2023 |  | HVAC Direct | https://hvacdirect.com/40-000-btu-96-afue-single-stage-goodman-gas-furnace-downflow-horizontal-gc9s960403bn.html | Yes
Goodman | GM9C960403AN | Furnace | Gas | 40000 | 0.96 | 1491 | [5 empty] | 2023 |  | HVAC Direct | https://hvacdirect.com/40-000-btu-96-afue-2-stage-goodman-gas-furnace-upflow-horizontal-gm9c960403an.html | Yes
Goodman | GM9S960603BN | Furnace | Gas | 60000 | 0.96 | 1491 | [5 empty] | 2023 |  | HVAC Direct | https://hvacdirect.com/60-000-btu-96-afue-single-stage-goodman-gas-furnace-upflow-horizontal-gm9s960603bn.html | Yes
Goodman | GC9S960603BN | Furnace | Gas | 60000 | 0.96 | 1532 | [5 empty] | 2023 |  | HVAC Direct | https://hvacdirect.com/60-000-btu-96-afue-single-stage-goodman-gas-furnace-downflow-horizontal-gc9s960603bn.html | Yes
ACiQ | G96VTN0601412A | Furnace | Gas | 60000 | 0.96 | 1547 | [5 empty] | 2023 |  | HVAC Direct | https://hvacdirect.com/60-000-btu-96-afue-two-stage-multi-positional-aciq-by-carrier-gas-furnace-g96vtn0601412a.html | Yes
|  | Furnace | Gas | 120000 | 0.96 | 1582 | 10.6 | 1985 |  | 229 | 1.1 | 2023 | NYC 10162 Urban Low | Homewyse | https://www.homewyse.com/services/cost_to_install_gas_furnace.html | No
|  | Furnace | Gas | 120000 | 0.96 | 1846 | 10.6 | 2404 |  | 276 | 1.1 | 2023 | NYC 10162 Urban High | Homewyse | https://www.homewyse.com/services/cost_to_install_gas_furnace.html | No
|  | Furnace | Gas | 120000 | 0.96 | 1476 | 10.6 | 1403 |  | 177 | 1.1 | 2023 | NYC 13045 Rural Low | Homewyse | https://www.homewyse.com/services/cost_to_install_gas_furnace.html | No
|  | Furnace | Gas | 120000 | 0.96 | 1722 | 10.6 | 1699 |  | 198 | 1.1 | 2023 | NYC 13045 Rural High | Homewyse | https://www.homewyse.com/services/cost_to_install_gas_furnace.html | No
|  | Furnace | Gas | 120000 | 0.96 | 1520 | 10.6 | 1648 |  | 193 | 1.1 | 2023 | Chicago 60654 Urban Low | Homewyse | https://www.homewyse.com/services/cost_to_install_gas_furnace.html | No
|  | Furnace | Gas | 120000 | 0.96 | 1774 | 10.6 | 1996 |  | 231 | 1.1 | 2023 | Chicago 60654 Urban High | Homewyse | https://www.homewyse.com/services/cost_to_install_gas_furnace.html | No
|  | Furnace | Gas | 120000 | 0.96 | 1486 | 10.6 | 1458 |  | 173 | 1.1 | 2023 | IL 62824Rural Low | Homewyse | https://www.homewyse.com/services/cost_to_install_gas_furnace.html | No
|  | Furnace | Gas | 120000 | 0.96 | 1734 | 10.6 | 1766 |  | 206 | 1.1 | 2023 | IL 62684 Rural High | Homewyse | https://www.homewyse.com/services/cost_to_install_gas_furnace.html | No
|  | Furnace | Gas | 120000 | 0.96 | 1458 | 10.6 | 1307 |  | 156 | 1.1 | 2023 | Houston 77081 Urban Low | Homewyse | https://www.homewyse.com/services/cost_to_install_gas_furnace.html | No
|  | Furnace | Gas | 120000 | 0.96 | 1702 | 10.6 | 1583 |  | 187 | 1.1 | 2023 | Houston 77081 Urban High | Homewyse | https://www.homewyse.com/services/cost_to_install_gas_furnace.html | No
|  | Furnace | Gas | 120000 | 0.96 | 1468 | 10.6 | 1305 |  | 156 | 1.1 | 2023 | TX 75803 Rural Low | Homewyse | https://www.homewyse.com/services/cost_to_install_gas_furnace.html | No
|  | Furnace | Gas | 120000 | 0.96 | 1701 | 10.6 | 1580 |  | 186 | 1.1 | 2023 | TX 75803 Rural High | Homewyse | https://www.homewyse.com/services/cost_to_install_gas_furnace.html | No
|  | Furnace | Gas | 120000 | 0.96 | 1462 | 10.6 | 1328 |  | 158 | 1.1 | 2023 | Atlanta 30332 Urban Low | Homewyse | https://www.homewyse.com/services/cost_to_install_gas_furnace.html | No
|  | Furnace | Gas | 120000 | 0.96 | 1706 | 10.6 | 1608 |  | 189 | 1.1 | 2023 | Atlanta 30332 Urban High | Homewyse | https://www.homewyse.com/services/cost_to_install_gas_furnace.html | No
|  | Furnace | Gas | 120000 | 0.96 | 1445 | 10.6 | 1232 |  | 149 | 1.1 | 2023 | GA 31021 Rural Low | Homewyse | https://www.homewyse.com/services/cost_to_install_gas_furnace.html | No
|  | Furnace | Gas | 120000 | 0.96 | 1686 | 10.6 | 1491 |  | 176 | 1.1 | 2023 | GA 31021 Rural High | Homewyse | https://www.homewyse.com/services/cost_to_install_gas_furnace.html | No
|  | Furnace | Gas | 120000 | 0.96 | 1510 | 10.6 | 1591 |  | 187 | 1.1 | 2023 | Los Angeles 90057 Urban Low | Homewyse | https://www.homewyse.com/services/cost_to_install_gas_furnace.html | No
|  | Furnace | Gas | 120000 | 0.96 | 1762 | 10.6 | 1926 |  | 223 | 1.1 | 2023 | Los Angeles 90057 Urban High | Homewyse | https://www.homewyse.com/services/cost_to_install_gas_furnace.html | No
|  | Furnace | Gas | 120000 | 0.96 | 1498 | 10.6 | 1525 |  | 179 | 1.1 | 2023 | CA 95482 Rural Low | Homewyse | https://www.homewyse.com/services/cost_to_install_gas_furnace.html | No
|  | Furnace | Gas | 120000 | 0.96 | 1748 | 10.6 | 1847 |  | 214 | 1.1 | 2023 | CA 95482 Rural High | Homewyse | https://www.homewyse.com/services/cost_to_install_gas_furnace.html | No
Goodman | GM9C960603AN | Furnace | Gas | 60000 | 0.96 | 1554 | [5 empty] | 2023 |  | HVAC Direct | https://hvacdirect.com/60-000-btu-96-afue-2-stage-goodman-gas-furnace-upflow-horizontal-gm9c960603an.html | Yes
Goodman | GM9S960803BN | Furnace | Gas | 80000 | 0.96 | 1576 | [5 empty] | 2023 |  | HVAC Direct | https://hvacdirect.com/80-000-btu-96-afue-single-stage-goodman-gas-furnace-upflow-horizontal-gm9s960803bn.html | Yes
Goodman | GM9C960603BN | Furnace | Gas | 60000 | 0.96 | 1602 | [5 empty] | 2023 |  | HVAC Direct | https://hvacdirect.com/60-000-btu-96-afue-2-stage-goodman-gas-furnace-upflow-horizontal-gm9c960603bn.html | Yes
ACiQ | N95ESN0802120A | Furnace | Gas | 80000 | 0.96 | 1644 | [5 empty] | 2023 |  | HVAC Direct | https://hvacdirect.com/80-000-btu-96-afue-single-stage-multi-positional-aciq-gas-furnace-n95esn0802120a.html | Yes
ACiQ | N95ESN1002120A | Furnace | Gas | 100000 | 0.96 | 1650 | [5 empty] | 2023 |  | HVAC Direct | https://hvacdirect.com/100-000-btu-96-afue-single-stage-multi-positional-aciq-gas-furnace-n95esn1002120a.html | Yes
ACiQ | N95ESN0801716A | Furnace | Gas | 80000 | 0.96 | 1686 | [5 empty] | 2023 |  | HVAC Direct | https://hvacdirect.com/80-000-btu-96-afue-single-stage-multi-positional-aciq-gas-furnace-n95esn0801716a.html | Yes
ACiQ | G96VTN0801716A | Furnace | Gas | 80000 | 0.96 | 1714 | [5 empty] | 2023 |  | HVAC Direct | https://hvacdirect.com/80-000-btu-96-afue-two-stage-multi-positional-aciq-by-carrier-gas-furnace-g96vtn0801716a.html | Yes
ACiQ | G96VTN0401410A | Furnace | Gas | 40000 | 0.96 | 1723 | [5 empty] | 2023 |  | HVAC Direct | https://hvacdirect.com/40-000-btu-96-afue-variable-speed-2-stage-multi-positional-airquest-gas-furnace-g96vtn0401410a.html | Yes
ACiQ | G96VTN0401712A | Furnace | Gas | 40000 | 0.96 | 1728 | [5 empty] | 2023 |  | HVAC Direct | https://hvacdirect.com/40-000-btu-96-afue-two-stage-multi-positional-airquest-gas-furnace-g96vtn0401712a.html | Yes
Goodman | GC9C960603BN | Furnace | Gas | 60000 | 0.96 | 1736 | [5 empty] | 2023 |  | HVAC Direct | https://hvacdirect.com/60-000-btu-96-afue-2-stage-goodman-gas-furnace-downflow-horizontal-gc9c960603bn.html | Yes
Goodman | GM9S960804CN | Furnace | Gas | 80000 | 0.96 | 1737 | [5 empty] | 2023 |  | HVAC Direct | https://hvacdirect.com/80-000-btu-96-afue-single-stage-goodman-gas-furnace-upflow-horizontal-gm9s960804cn.html | Yes
Goodman | GMVC960603BN-FURN00290 | Furnace | Gas | 60000 | 0.96 | 1744 | [5 empty] | 2023 |  | HVAC Direct | https://hvacdirect.com/goodman-96-afue-60-000-btu-upflow-variable-speed-gas-furnace-1200-cfm-gmvc960603bn-1.html | Yes
Goodman | GC9S960804CN | Furnace | Gas | 80000 | 0.96 | 1768 | [5 empty] | 2023 |  | HVAC Direct | https://hvacdirect.com/80-000-btu-96-afue-single-stage-goodman-gas-furnace-downflow-horizontal-gc9s960804cn.html | Yes
ACiQ | N95ESN1202422A | Furnace | Gas | 120000 | 0.96 | 1799 | [5 empty] | 2023 |  | HVAC Direct | https://hvacdirect.com/120-000-btu-96-afue-single-stage-multi-positional-aciq-gas-furnace-n95esn1202422a.html | Yes
Goodman | GM9S961205DN-FURN00296 | Furnace | Gas | 120000 | 0.96 | 1806 | [5 empty] | 2023 |  | HVAC Direct | https://hvacdirect.com/120-000-btu-96-afue-single-stage-goodman-gas-furnace-upflow-horizontal-gm9s961205dn-furn00296.html | Yes
Goodman | GM9S960805CN | Furnace | Gas | 80000 | 0.96 | 1817 | [5 empty] | 2023 |  | HVAC Direct | https://hvacdirect.com/80-000-btu-96-afue-single-stage-goodman-gas-furnace-upflow-horizontal-gm9s960805cn1.html | Yes
Goodman | GMVC960403BN | Furnace | Gas | 40000 | 0.96 | 1838 | [5 empty] | 2023 |  | HVAC Direct | https://hvacdirect.com/goodman-96-afue-40-000-btu-upflow-variable-speed-gas-furnace-1200-cfm-gmvc960403bn.html | Yes
Goodman | GM9C960803BN | Furnace | Gas | 80000 | 0.96 | 1863 | [5 empty] | 2023 |  | HVAC Direct | https://hvacdirect.com/80-000-btu-96-afue-2-stage-goodman-gas-furnace-upflow-horizontal-gm9c960803bn.html | Yes
ACiQ | G96VTN1002120A | Furnace | Gas | 100000 | 0.96 | 1865 | [5 empty] | 2023 |  | HVAC Direct | https://hvacdirect.com/100-000-btu-96-afue-two-stage-multi-positional-aciq-by-carrier-gas-furnace-g96vtn1002120a.html | Yes
ACiQ | G96VTN1202422A | Furnace | Gas | 120000 | 0.96 | 1875 | [5 empty] | 2023 |  | HVAC Direct | https://hvacdirect.com/120-000-btu-96-afue-two-stage-multi-positional-aciq-by-carrier-gas-furnace-g96vtn1202422a.html | Yes
ACiQ | G96CTN0601714A | Furnace | Gas | 60000 | 0.96 | 1882 | [5 empty] | 2023 |  | HVAC Direct | https://hvacdirect.com/60-000-btu-96-afue-two-stage-multi-positional-aciq-by-carrier-gas-furnace-g96ctn0601412a.html | Yes
Goodman | GCES961005CN | Furnace | Gas | 100000 | 0.96 | 1883 | [5 empty] | 2023 |  | HVAC Direct | https://hvacdirect.com/100-000-btu-96-afue-upflow-single-stage-goodman-gas-furnace.html | Yes
Goodman | GM9S961005CN | Furnace | Gas | 100000 | 0.96 | 1892 | [5 empty] | 2023 |  | HVAC Direct | https://hvacdirect.com/100-000-btu-96-afue-single-stage-goodman-gas-furnace-upflow-horizontal-gm9s961005cn.html | Yes
Goodman | GMVC960603BN | Furnace | Gas | 60000 | 0.96 | 1907 | [5 empty] | 2023 |  | HVAC Direct | https://hvacdirect.com/goodman-96-afue-60-000-btu-upflow-variable-speed-gas-furnace-1200-cfm-gmvc960603bn.html | Yes
Goodman | GM9C960804CN | Furnace | Gas | 80000 | 0.96 | 1922 | [5 empty] | 2023 |  | HVAC Direct | https://hvacdirect.com/80-000-btu-96-afue-2-stage-goodman-gas-furnace-upflow-horizontal-gm9c960804cn.html | Yes
MRCOOL | MGM96SE090C4XA | Furnace | Gas | 90000 | 0.96 | 1937 | [5 empty] | 2023 |  | Lowes | https://www.lowes.com/pd/MRCOOL-96-AFUE-90000-BTU-Multi-Position-Gas-Furnace/5014161917 | Yes
Goodman | GMES960403BU | Furnace | Gas | 40000 | 0.96 | 1959 | [5 empty] | 2023 |  | HVAC Direct | https://hvacdirect.com/40-000-btu-96-afue-upflow-single-stage-goodman-gas-furnace-ultra-low-nox-gmes960403bu.html | Yes
Goodman | GC9S961005CN | Furnace | Gas | 100000 | 0.96 | 1961 | [5 empty] | 2023 |  | HVAC Direct | https://hvacdirect.com/100-000-btu-96-afue-single-stage-goodman-gas-furnace-downflow-horizontal-gc9s961005cn.html | Yes
Goodman | GMES961205DN | Furnace | Gas | 120000 | 0.96 | 1968 | [5 empty] | 2023 |  | HVAC Direct | https://hvacdirect.com/120-000-btu-96-afue-upflow-single-stage-goodman-gas-furnace-gmes961205dn.html | Yes
Goodman | GM9C961004CN | Furnace | Gas | 100000 | 0.96 | 1978 | [5 empty] | 2023 |  | HVAC Direct | https://hvacdirect.com/100-000-btu-96-afue-2-stage-goodman-gas-furnace-upflow-horizontal-gm9c961004cn.html | Yes
ACiQ | G96VTN0802120A | Furnace | Gas | 80000 | 0.96 | 1989 | [5 empty] | 2023 |  | HVAC Direct | https://hvacdirect.com/80-000-btu-96-afue-variable-speed-2-stage-multi-positional-aciq-gas-furnace-g96vtn0802120a.html | Yes
Goodman | GM9S960403BU | Furnace | Gas | 40000 | 0.96 | 2038 | [5 empty] | 2023 |  | HVAC Direct | https://hvacdirect.com/40-000-btu-96-afue-single-stage-goodman-gas-furnace-ultra-low-nox-california-model-upflow-horizontal-gm9s960403bu.html | Yes
Goodman | GCVC960403BN | Furnace | Gas | 40000 | 0.96 | 2045 | [5 empty] | 2023 |  | HVAC Direct | https://hvacdirect.com/goodman-96-afue-40-000-btu-downflow-variable-speed-gas-furnace-1200-cfm-gcvc960403bn.html | Yes
Goodman | GM9C961005CN | Furnace | Gas | 100000 | 0.96 | 2045 | [5 empty] | 2023 |  | HVAC Direct | https://hvacdirect.com/100-000-btu-96-afue-2-stage-goodman-gas-furnace-upflow-horizontal-gm9c961005cn.html | Yes
Goodman | GM9S961205DN | Furnace | Gas | 120000 | 0.96 | 2047 | [5 empty] | 2023 |  | HVAC Direct | https://hvacdirect.com/120-000-btu-96-afue-single-stage-goodman-gas-furnace-upflow-horizontal-gm9s961205dn.html | Yes
Goodman | GM9C961205DN | Furnace | Gas | 120000 | 0.96 | 2087 | [5 empty] | 2023 |  | HVAC Direct | https://hvacdirect.com/120-000-btu-96-afue-2-stage-goodman-gas-furnace-upflow-horizontal-gm9c961205dn.html | Yes
Goodman | GCVC960603BN | Furnace | Gas | 60000 | 0.96 | 2125 | [5 empty] | 2023 |  | HVAC Direct | https://hvacdirect.com/goodman-96-afue-60-000-btu-downflow-variable-speed-gas-furnace-1200-cfm-gcvc960603bn.html | Yes
Goodman | GC9S961205DN | Furnace | Gas | 120000 | 0.96 | 2146 | [5 empty] | 2023 |  | HVAC Direct | https://hvacdirect.com/120-000-btu-96-afue-single-stage-goodman-gas-furnace-downflow-horizontal-gc9s961205dn.html | Yes
AirQuest | G96CTN0801714A-FURN00117 | Furnace | Gas | 80000 | 0.96 | 2200 | [5 empty] | 2023 |  | HVAC Direct | https://hvacdirect.com/80-000-btu-96-afue-two-stage-multi-positional-airquest-gas-furnace-g96ctn0801714a-furn00117.html | Yes
ACiQ | N95ESN1402422A | Furnace | Gas | 140000 | 0.96 | 2235 | [5 empty] | 2023 |  | HVAC Direct | https://hvacdirect.com/140-000-btu-96-afue-single-stage-multi-positional-airquest-gas-furnace-n95esn1402422a.html | Yes
Royalton | 96G2UH045BV12 | Furnace | Gas | 44000 | 0.96 | 2244.23 | [5 empty] | 2023 |  | Home Depot | https://www.homedepot.com/p/ROYALTON-44-000-BTU-96-2-Stage-Variable-Speed-Upflow-and-Horizontal-Gas-Furnace-96G2UH045BV12/313931481 | Yes
ACiQ | G96CTN0801714A | Furnace | Gas | 80000 | 0.96 | 2271 | [5 empty] | 2023 |  | HVAC Direct | https://hvacdirect.com/80-000-btu-96-afue-two-stage-multi-positional-airquest-gas-furnace-g96ctn0801714a.html | Yes
Royalton | 96G2UH045BV12 | Furnace | Gas | 44000 | 0.96 | 2290.03 | [5 empty] | 2023 |  | Lowes | https://www.lowes.com/pd/ROYALTON-44-000-BTU-96-Efficient-2-Stage-Variable-Speed-Upflow-and-Horizontal-Gas-Furnace/5002184177 | Yes
Goodman | GMVC960803BN | Furnace | Gas | 80000 | 0.96 | 2296 | [5 empty] | 2023 |  | HVAC Direct | https://hvacdirect.com/goodman-96-afue-80-000-btu-upflow-variable-speed-gas-furnace-1200-cfm-gmvc960803bn.html | Yes
ACiQ | G96CTN0802120A | Furnace | Gas | 80000 | 0.96 | 2297 | [5 empty] | 2023 |  | HVAC Direct | https://hvacdirect.com/80-000-btu-96-afue-two-stage-multi-positional-airquest-by-carrier-gas-furnace-g96ctn0802120a.html | Yes
Goodman | GMVC960804CN | Furnace | Gas | 80000 | 0.96 | 2322 | [5 empty] | 2023 |  | HVAC Direct | https://hvacdirect.com/goodman-96-afue-80-000-btu-upflow-variable-speed-gas-furnace-1600-cfm-gmvc960804cn.html | Yes
ROYALTON | 96G2UH090CV12 | Furnace | Gas | 84000 | 0.96 | 2378.14 | [5 empty] | 2023 |  | HVAC Direct | https://www.homedepot.com/p/ROYALTON-88-000-BTU-96-2-Stage-Variable-Speed-Upflow-and-Horizontal-Gas-Furnace-96G2UH090CV12/313931476 | Yes
Goodman | GMVC961005CN | Furnace | Gas | 100000 | 0.96 | 2395 | [5 empty] | 2023 |  | HVAC Direct | https://hvacdirect.com/goodman-96-afue-100-000-btu-upflow-variable-speed-gas-furnace-2000-cfm-gmvc961005cn.html | Yes
Royalton | 96G2UH090CV12 | Furnace | Gas | 88000 | 0.96 | 2426.67 | [5 empty] | 2023 |  | Home Depot | https://www.homedepot.com/p/ROYALTON-88-000-BTU-96-2-Stage-Variable-Speed-Upflow-and-Horizontal-Gas-Furnace-96G2UH090CV12/313931476 | Yes
Royalton | 96G2UH090CV12 | Furnace | Gas | 88000 | 0.96 | 2450.71 | [5 empty] | 2023 |  | Lowes | https://www.lowes.com/pd/ROYALTON-88-000-BTU-96-Efficient-2-Stage-Variable-Speed-Upflow-and-Horizontal-Gas-Furnace/5002183963 | Yes
Goodman | GCVC960804CN | Furnace | Gas | 80000 | 0.96 | 2470 | [5 empty] | 2023 |  | HVAC Direct | https://hvacdirect.com/goodman-96-afue-80-000-btu-downflow-variable-speed-gas-furnace-1600-cfm-gcvc960804cn.html | Yes
ACiQ | G96CTN1002122A | Furnace | Gas | 100000 | 0.96 | 2568 | [5 empty] | 2023 |  | HVAC Direct | https://hvacdirect.com/100-000-btu-96-afue-two-stage-multi-positional-aciq-by-carrier-gas-furnace-g96ctn1002122a.html | Yes
Goodman | GCVC961005CN | Furnace | Gas | 100000 | 0.96 | 2593 | [5 empty] | 2023 |  | HVAC Direct | https://hvacdirect.com/goodman-96-afue-100-000-btu-downflow-variable-speed-gas-furnace-2000-cfm-gcvc961005cn.html | Yes
ACiQ | G96CTN1202422A | Furnace | Gas | 120000 | 0.96 | 2608 | [5 empty] | 2023 |  | HVAC Direct | https://hvacdirect.com/120-000-btu-96-afue-two-stage-multi-positional-aciq-gas-furnace-g96ctn1202422a.html | Yes
Goodman | GMVC961205DN | Furnace | Gas | 120000 | 0.96 | 2633 | [5 empty] | 2023 |  | HVAC Direct | https://hvacdirect.com/goodman-96-afue-120-000-btu-upflow-variable-speed-gas-furnace-2000-cfm-gmvc961205dn.html | Yes
Goodman | GM9S960805CU | Furnace | Gas | 80000 | 0.96 | 2661 | [5 empty] | 2023 |  | HVAC Direct | https://hvacdirect.com/80-000-btu-96-afue-single-stage-goodman-gas-furnace-ultra-low-nox-california-model-upflow-horizontal-gm9s960805cu.html | Yes
Goodman | GCVC961205DN | Furnace | Gas | 120000 | 0.96 | 2702 | [5 empty] | 2023 |  | HVAC Direct | https://hvacdirect.com/goodman-96-afue-120-000-btu-downflow-variable-speed-gas-furnace-2000-cfm-gcvc961205dn.html | Yes
|  | Furnace | Gas | 0 | 0.96 |  |  |  | 2130 |  |  | 2023 |  | LBNL |  | No
|  | Furnace | Gas | 0 | 0.96 |  |  |  | 3050 |  |  | 2023 |  | LBNL |  | No
|  | Furnace | Gas | 0 | 0.96 |  |  |  | 3435 |  |  | 2023 |  | LBNL |  | No
|  | Furnace | Gas | 0 | 0.96 |  |  |  | 3465 |  |  | 2023 |  | LBNL |  | No
|  | Furnace | Gas | 0 | 0.96 |  |  |  | 3555 |  |  | 2023 |  | LBNL |  | No
|  | Furnace | Gas | 0 | 0.96 |  |  |  | 4408 |  |  | 2023 |  | LBNL |  | No
|  | Furnace | Gas | 0 | 0.96 |  |  |  | 4408 |  |  | 2023 |  | LBNL |  | No
|  | Furnace | Gas | 90000 | 0.96 |  |  |  | 4978 |  |  | 2023 |  | LBNL |  | No
|  | Furnace | Gas | 70000 | 0.96 |  |  |  | 5456 |  |  | 2023 |  | LBNL |  | No
|  | Furnace | Gas | 70000 | 0.96 |  |  |  | 5744 |  |  | 2023 |  | LBNL |  | No
|  | Furnace | Gas | 80000 | 0.96 |  |  |  | 6747 |  |  | 2023 |  | LBNL |  | No
|  | Furnace | Gas | 70000 | 0.96 |  |  |  | 6906 |  |  | 2023 |  | LBNL |  | No
|  | Furnace | Gas | 0 | 0.96 |  |  |  | 8000 |  |  | 2023 |  | LBNL |  | No
Goodman | GMVM970603BN | Furnace | Gas | 60000 | 0.97 | 2217 | [5 empty] | 2023 |  | HVAC Direct | https://hvacdirect.com/goodman-97-afue-60-000-btu-upflow-variable-speed-gas-furnace-gmvm970603bn.html | Yes
Goodman | GCVM970603BN | Furnace | Gas | 60000 | 0.97 | 2411 | [5 empty] | 2023 |  | HVAC Direct | https://hvacdirect.com/goodman-97-afue-60-000-btu-downflow-variable-speed-gas-furnace-1200-cfm-gcvm970603bn.html | Yes
Goodman | GMVM970804CN | Furnace | Gas | 80000 | 0.97 | 2450 | [5 empty] | 2023 |  | HVAC Direct | https://hvacdirect.com/goodman-97-afue-80-000-btu-upflow-variable-speed-gas-furnace-1600-cfm-gmvm970804cn.html | Yes
Goodman | GMVM970803BN | Furnace | Gas | 80000 | 0.97 | 2555 | [5 empty] | 2023 |  | HVAC Direct | https://hvacdirect.com/goodman-97-afue-80-000-btu-upflow-variable-speed-gas-furnace-gmvm970803bn.html | Yes
Goodman | GCVM970803BN | Furnace | Gas | 80000 | 0.97 | 2751 | [5 empty] | 2023 |  | HVAC Direct | https://hvacdirect.com/goodman-97-afue-80-000-btu-downflow-variable-speed-gas-furnace-1200-cfm-gcvm970803bn.html | Yes
Goodman | GCVM970804CN | Furnace | Gas | 80000 | 0.97 | 2788 | [5 empty] | 2023 |  | HVAC Direct | https://hvacdirect.com/goodman-97-afue-80-000-btu-downflow-variable-speed-gas-furnace-1600-cfm-gcvm970804cn.html | Yes
Goodman | GMVM971005CN | Furnace | Gas | 100000 | 0.97 | 2800 | [5 empty] | 2023 |  | HVAC Direct | https://hvacdirect.com/goodman-97-afue-100-000-btu-upflow-variable-speed-gas-furnace-2000-cfm-gmvm971005cn.html | Yes
Goodman | GCVM971005CN | Furnace | Gas | 100000 | 0.97 | 2910 | [5 empty] | 2023 |  | HVAC Direct | https://hvacdirect.com/goodman-97-afue-100-000-btu-downflow-variable-speed-gas-furnace-2000-cfm-gcvm971005cn.html | Yes
Goodman | GMVM971205DN | Furnace | Gas | 120000 | 0.97 | 3020 | [5 empty] | 2023 |  | HVAC Direct | https://hvacdirect.com/goodman-97-afue-120-000-btu-upflow-variable-speed-gas-furnace-2000-cfm-gmvm971205dn.html | Yes
ACiQ | G97CMN0601714A | Furnace | Gas | 60000 | 0.97 | 4488 | [5 empty] | 2023 |  | HVAC Direct | https://hvacdirect.com/60-000-btu-97-afue-variable-speed-communicating-modulating-multi-positional-airquest-gas-furnace-g97cmn0601714a.html | Yes
ACiQ | G97CMN0801714A | Furnace | Gas | 80000 | 0.97 | 4726 | [5 empty] | 2023 |  | HVAC Direct | https://hvacdirect.com/80-000-btu-97-afue-variable-speed-communicating-modulating-multi-positional-airquest-gas-furnace-g97cmn0801714a.html | Yes
ACiQ | G97CMN0802120A | Furnace | Gas | 80000 | 0.97 | 4836 | [5 empty] | 2023 |  | HVAC Direct | https://hvacdirect.com/80-000-btu-97-afue-variable-speed-communicating-modulating-multi-positional-airquest-gas-furnace-g97cmn0802120a.html | Yes
ACiQ | G97CMN1002122A | Furnace | Gas | 100000 | 0.97 | 5225 | [5 empty] | 2023 |  | HVAC Direct | https://hvacdirect.com/100-000-btu-97-afue-variable-speed-communicating-modulating-multi-positional-aciq-gas-furnace-g97cmn1002122a.html | Yes
ACiQ | G97CMN1202422A | Furnace | Gas | 120000 | 0.97 | 5444 | [5 empty] | 2023 |  | HVAC Direct | https://hvacdirect.com/120-000-btu-97-afue-variable-speed-communicating-modulating-multi-positional-aciq-gas-furnace-g97cmn1202422a.html | Yes
|  | Furnace | Gas | 88000 | 0.98 |  |  |  | 2000 |  |  | 2023 |  | LBNL |  | No
|  | Furnace | Gas | 70000 | 0.98 |  |  |  | 7371 |  |  | 2023 |  | LBNL |  | No
|  | Furnace | Gas | 45000 |  | 760 |  | 152 | 1085 |  |  | 2023 |  | RSMeans | https://www.rsmeansonline.com/SearchData | No
|  | Furnace | Gas | 60000 |  | 685 |  | 160 | 1018 |  |  | 2023 |  | RSMeans | https://www.rsmeansonline.com/SearchData | No
|  | Furnace | Gas | 75000 |  | 935 |  | 168 | 1302 |  |  | 2023 |  | RSMeans | https://www.rsmeansonline.com/SearchData | No
|  | Furnace | Gas | 100000 |  | 890 |  | 190 | 1290 |  |  | 2023 |  | RSMeans | https://www.rsmeansonline.com/SearchData | No
|  | Furnace | Gas | 125000 |  | 925 |  | 202 | 1360 |  |  | 2023 |  | RSMeans | https://www.rsmeansonline.com/SearchData | No
|  | Furnace | Gas | 150000 |  | 1850 |  | 217 | 2405 |  |  | 2023 |  | RSMeans | https://www.rsmeansonline.com/SearchData | No
|  | Furnace | Gas | 200000 |  | 3625 |  | 233 | 4360 |  |  | 2023 |  | RSMeans | https://www.rsmeansonline.com/SearchData | No
|  | Furnace | Oil | 56000 |  | 3600 |  | 168 | 4227 |  |  | 2023 |  | RSMeans | https://www.rsmeansonline.com/SearchData | No
|  | Furnace | Oil | 84000 |  | 3800 |  | 173 | 4460 |  |  | 2023 |  | RSMeans | https://www.rsmeansonline.com/SearchData | No
|  | Furnace | Oil | 95000 |  | 3825 |  | 178 | 4494 |  |  | 2023 |  | RSMeans | https://www.rsmeansonline.com/SearchData | No
|  | Furnace | Oil | 134000 |  | 3725 |  | 190 | 4410 |  |  | 2023 |  | RSMeans | https://www.rsmeansonline.com/SearchData | No
|  | Furnace | Oil | 151000 |  | 4125 |  | 202 | 4885 |  |  | 2023 |  | RSMeans | https://www.rsmeansonline.com/SearchData | No
|  | Furnace | Oil | 200000 |  | 5100 |  | 233 | 5985 |  |  | 2023 |  | RSMeans | https://www.rsmeansonline.com/SearchData | No
|  | Furnace | Gas | 0 |  |  |  |  | 5785 |  |  | 2023 |  | LBNL |  | No
|  | Furnace | Gas | 0 |  |  |  |  | 5800 |  |  | 2023 |  | LBNL |  | No

## Furnace Analysis
Table of Contents
Machine Readable Results
Component & Class |  |  | Retail Price Regression, Performance metric 1 | [6 empty] | Retail Price Regression, Performance metric 2 | [6 empty] | Retail Price Regression, Intercepts |  |  | Installation Multiplier |  | Installation Adder |  | Additional Data
Component | Class | Output Units | Coefficient-Low | Coefficient-Mid | Coefficient-High | Metric | Unit | Lower Bound | Upper Bound | Coefficient-Low | Coefficient-Mid | Coefficient-High | Metric | Unit | Lower Bound | Upper Bound | Int-Low | Int-Mid | Int-High | New Construction | Retrofit | New Construction | Retrofit | Lifetime | Cost Variation Considerations | Data Sources | Qualitative Rank | Notes
Furnaces | Gas Furnace | 2023$ | 0.004744 | 0.00645 | 0.01105 | Capacity | BTU/Hr | 30000 | 156250 | 3309.827 | 4325 | 4862.6875 | AFUE | Unitless | 0.8 | 0.97 | -2009.225 | -2780 | -2910.15 |  |  | 2025.603 | 2217.753 | 21.4 | Prevailing local wages, Drive time, Local code requirements, Access, Condition of existing flue, Need to bring in combustion air, Condition of existing electrical system, Need for additional wiring/switching, Condition of existing gas line, Presence of hazardous materials, Stand alone vs treating both heating/cooling, Need for controls and/or zoning, Condition of existing duct system, Type of equipment | 1, 2, 4, 6 | High SS, Medium R2, High Source Diversity | Significant banding based on efficiency
Quantile Regression Results
Natural Gas Furnace
Bounds Metric 1 (Capacity): | 30000 - 156250
Bounds Metric 2 (AFUE): | 0.8 -0.97
Sample Size: | 220
Median R2: | 0.2639
Notes:
High banding at AFUE 0.80 and 0.96 due to baseline requirements.

## GSHP Data
Table of Contents
Raw Data |  |  |  |  | Performance Metric 1 | [6 empty] | Cost Metric
Brand | Individual Model | Product Category | Building Type | System Type | Tonnage | COP | EER | Retail Equipment Cost | Retrofit $/SF | Install Labor Hours | Install Labor | Installed Cost (O&P) | Removal Labor | Removal Labor Hours | Date | Notes | Source | Link | Regression
|  | GSHP | Small Multifamily | [8 empty] | 29600 |  |  | 2022 |  | RCG | https://www.google.com/url?sa=t&rct=j&q=&esrc=s&source=web&cd=&ved=2ahUKEwisgvHQi4WBAxVOkokEHSx7CRMQFnoECBEQAw&url=https%3A%2F%2Fwww.nyserda.ny.gov%2F-%2Fmedia%2FProject%2FClimate%2FFiles%2F2022-Comments%2FNY-Building-Electrification-Cost-Full-Report-June2022%23%3A~%3Atext%3DThe%2520incremental%2520costs%2520of%2520electrification%2C%25243%252C200%2520to%2520%252412%252C400%2520in%25202021.%26text%3Dmore%2520than%252020%2520units%252C%2520including%2520a%2520full%2520set%2520of%2520electrical%2520appliances.%26text%3Dan%2520air%2520or%2520water%2520source%2C%252413%252C000%2520to%2520%252430%252C100%2520per%2520unit.&usg=AOvVaw2BBKHqSRiC04vXW0RQz9QF&opi=89978449 | Yes
|  | GSHP | Small Multifamily | [8 empty] | 42900 |  |  | 2022 |  | RCG | https://www.google.com/url?sa=t&rct=j&q=&esrc=s&source=web&cd=&ved=2ahUKEwisgvHQi4WBAxVOkokEHSx7CRMQFnoECBEQAw&url=https%3A%2F%2Fwww.nyserda.ny.gov%2F-%2Fmedia%2FProject%2FClimate%2FFiles%2F2022-Comments%2FNY-Building-Electrification-Cost-Full-Report-June2022%23%3A~%3Atext%3DThe%2520incremental%2520costs%2520of%2520electrification%2C%25243%252C200%2520to%2520%252412%252C400%2520in%25202021.%26text%3Dmore%2520than%252020%2520units%252C%2520including%2520a%2520full%2520set%2520of%2520electrical%2520appliances.%26text%3Dan%2520air%2520or%2520water%2520source%2C%252413%252C000%2520to%2520%252430%252C100%2520per%2520unit.&usg=AOvVaw2BBKHqSRiC04vXW0RQz9QF&opi=89978449 | Yes
|  | GSHP | Large Multifamily | [8 empty] | 40800 |  |  | 2022 |  | RCG | https://www.google.com/url?sa=t&rct=j&q=&esrc=s&source=web&cd=&ved=2ahUKEwisgvHQi4WBAxVOkokEHSx7CRMQFnoECBEQAw&url=https%3A%2F%2Fwww.nyserda.ny.gov%2F-%2Fmedia%2FProject%2FClimate%2FFiles%2F2022-Comments%2FNY-Building-Electrification-Cost-Full-Report-June2022%23%3A~%3Atext%3DThe%2520incremental%2520costs%2520of%2520electrification%2C%25243%252C200%2520to%2520%252412%252C400%2520in%25202021.%26text%3Dmore%2520than%252020%2520units%252C%2520including%2520a%2520full%2520set%2520of%2520electrical%2520appliances.%26text%3Dan%2520air%2520or%2520water%2520source%2C%252413%252C000%2520to%2520%252430%252C100%2520per%2520unit.&usg=AOvVaw2BBKHqSRiC04vXW0RQz9QF&opi=89978449 | Yes
|  | GSHP | Large Multifamily | [8 empty] | 56000 |  |  | 2022 |  | RCG | https://www.google.com/url?sa=t&rct=j&q=&esrc=s&source=web&cd=&ved=2ahUKEwisgvHQi4WBAxVOkokEHSx7CRMQFnoECBEQAw&url=https%3A%2F%2Fwww.nyserda.ny.gov%2F-%2Fmedia%2FProject%2FClimate%2FFiles%2F2022-Comments%2FNY-Building-Electrification-Cost-Full-Report-June2022%23%3A~%3Atext%3DThe%2520incremental%2520costs%2520of%2520electrification%2C%25243%252C200%2520to%2520%252412%252C400%2520in%25202021.%26text%3Dmore%2520than%252020%2520units%252C%2520including%2520a%2520full%2520set%2520of%2520electrical%2520appliances.%26text%3Dan%2520air%2520or%2520water%2520source%2C%252413%252C000%2520to%2520%252430%252C100%2520per%2520unit.&usg=AOvVaw2BBKHqSRiC04vXW0RQz9QF&opi=89978449 | Yes
|  | GSHP | Office | [5 empty] | 17 | [5 empty] | 2022 |  | RCG | https://www.google.com/url?sa=t&rct=j&q=&esrc=s&source=web&cd=&ved=2ahUKEwisgvHQi4WBAxVOkokEHSx7CRMQFnoECBEQAw&url=https%3A%2F%2Fwww.nyserda.ny.gov%2F-%2Fmedia%2FProject%2FClimate%2FFiles%2F2022-Comments%2FNY-Building-Electrification-Cost-Full-Report-June2022%23%3A~%3Atext%3DThe%2520incremental%2520costs%2520of%2520electrification%2C%25243%252C200%2520to%2520%252412%252C400%2520in%25202021.%26text%3Dmore%2520than%252020%2520units%252C%2520including%2520a%2520full%2520set%2520of%2520electrical%2520appliances.%26text%3Dan%2520air%2520or%2520water%2520source%2C%252413%252C000%2520to%2520%252430%252C100%2520per%2520unit.&usg=AOvVaw2BBKHqSRiC04vXW0RQz9QF&opi=89978449 | No
|  | GSHP | Office | [5 empty] | 24 |  |  | 24000 |  |  | 2022 |  | RCG | https://www.google.com/url?sa=t&rct=j&q=&esrc=s&source=web&cd=&ved=2ahUKEwisgvHQi4WBAxVOkokEHSx7CRMQFnoECBEQAw&url=https%3A%2F%2Fwww.nyserda.ny.gov%2F-%2Fmedia%2FProject%2FClimate%2FFiles%2F2022-Comments%2FNY-Building-Electrification-Cost-Full-Report-June2022%23%3A~%3Atext%3DThe%2520incremental%2520costs%2520of%2520electrification%2C%25243%252C200%2520to%2520%252412%252C400%2520in%25202021.%26text%3Dmore%2520than%252020%2520units%252C%2520including%2520a%2520full%2520set%2520of%2520electrical%2520appliances.%26text%3Dan%2520air%2520or%2520water%2520source%2C%252413%252C000%2520to%2520%252430%252C100%2520per%2520unit.&usg=AOvVaw2BBKHqSRiC04vXW0RQz9QF&opi=89978449 | Yes
|  | GSHP | Single Family |  |  |  |  | 11288.8424 |  |  | 27511.1576 | 38800 |  |  | 2022 |  | RCG | https://www.google.com/url?sa=t&rct=j&q=&esrc=s&source=web&cd=&ved=2ahUKEwisgvHQi4WBAxVOkokEHSx7CRMQFnoECBEQAw&url=https%3A%2F%2Fwww.nyserda.ny.gov%2F-%2Fmedia%2FProject%2FClimate%2FFiles%2F2022-Comments%2FNY-Building-Electrification-Cost-Full-Report-June2022%23%3A~%3Atext%3DThe%2520incremental%2520costs%2520of%2520electrification%2C%25243%252C200%2520to%2520%252412%252C400%2520in%25202021.%26text%3Dmore%2520than%252020%2520units%252C%2520including%2520a%2520full%2520set%2520of%2520electrical%2520appliances.%26text%3Dan%2520air%2520or%2520water%2520source%2C%252413%252C000%2520to%2520%252430%252C100%2520per%2520unit.&usg=AOvVaw2BBKHqSRiC04vXW0RQz9QF&opi=89978449 | Yes
|  | GSHP | Single Family | [11 empty] | 2022 |  | RCG | https://www.google.com/url?sa=t&rct=j&q=&esrc=s&source=web&cd=&ved=2ahUKEwisgvHQi4WBAxVOkokEHSx7CRMQFnoECBEQAw&url=https%3A%2F%2Fwww.nyserda.ny.gov%2F-%2Fmedia%2FProject%2FClimate%2FFiles%2F2022-Comments%2FNY-Building-Electrification-Cost-Full-Report-June2022%23%3A~%3Atext%3DThe%2520incremental%2520costs%2520of%2520electrification%2C%25243%252C200%2520to%2520%252412%252C400%2520in%25202021.%26text%3Dmore%2520than%252020%2520units%252C%2520including%2520a%2520full%2520set%2520of%2520electrical%2520appliances.%26text%3Dan%2520air%2520or%2520water%2520source%2C%252413%252C000%2520to%2520%252430%252C100%2520per%2520unit.&usg=AOvVaw2BBKHqSRiC04vXW0RQz9QF&opi=89978449 | No
|  | GSHP | Single Family | [11 empty] | 2022 |  | RCG | https://www.google.com/url?sa=t&rct=j&q=&esrc=s&source=web&cd=&ved=2ahUKEwisgvHQi4WBAxVOkokEHSx7CRMQFnoECBEQAw&url=https%3A%2F%2Fwww.nyserda.ny.gov%2F-%2Fmedia%2FProject%2FClimate%2FFiles%2F2022-Comments%2FNY-Building-Electrification-Cost-Full-Report-June2022%23%3A~%3Atext%3DThe%2520incremental%2520costs%2520of%2520electrification%2C%25243%252C200%2520to%2520%252412%252C400%2520in%25202021.%26text%3Dmore%2520than%252020%2520units%252C%2520including%2520a%2520full%2520set%2520of%2520electrical%2520appliances.%26text%3Dan%2520air%2520or%2520water%2520source%2C%252413%252C000%2520to%2520%252430%252C100%2520per%2520unit.&usg=AOvVaw2BBKHqSRiC04vXW0RQz9QF&opi=89978449 | No
|  | GSHP | Single Family |  |  |  |  | 9543.1451 |  |  | 23256.8549 | 32800 |  |  | 2022 |  | RCG | https://www.google.com/url?sa=t&rct=j&q=&esrc=s&source=web&cd=&ved=2ahUKEwisgvHQi4WBAxVOkokEHSx7CRMQFnoECBEQAw&url=https%3A%2F%2Fwww.nyserda.ny.gov%2F-%2Fmedia%2FProject%2FClimate%2FFiles%2F2022-Comments%2FNY-Building-Electrification-Cost-Full-Report-June2022%23%3A~%3Atext%3DThe%2520incremental%2520costs%2520of%2520electrification%2C%25243%252C200%2520to%2520%252412%252C400%2520in%25202021.%26text%3Dmore%2520than%252020%2520units%252C%2520including%2520a%2520full%2520set%2520of%2520electrical%2520appliances.%26text%3Dan%2520air%2520or%2520water%2520source%2C%252413%252C000%2520to%2520%252430%252C100%2520per%2520unit.&usg=AOvVaw2BBKHqSRiC04vXW0RQz9QF&opi=89978449 | Yes
|  | GSHP | Single Family |  |  |  |  | 11288.8424 |  |  | 27511.1576 | 38800 |  |  | 2021 |  | E3 | https://www.google.com/url?sa=t&rct=j&q=&esrc=s&source=web&cd=&ved=2ahUKEwisgvHQi4WBAxVOkokEHSx7CRMQFnoECBEQAw&url=https%3A%2F%2Fwww.nyserda.ny.gov%2F-%2Fmedia%2FProject%2FClimate%2FFiles%2F2022-Comments%2FNY-Building-Electrification-Cost-Full-Report-June2022%23%3A~%3Atext%3DThe%2520incremental%2520costs%2520of%2520electrification%2C%25243%252C200%2520to%2520%252412%252C400%2520in%25202021.%26text%3Dmore%2520than%252020%2520units%252C%2520including%2520a%2520full%2520set%2520of%2520electrical%2520appliances.%26text%3Dan%2520air%2520or%2520water%2520source%2C%252413%252C000%2520to%2520%252430%252C100%2520per%2520unit.&usg=AOvVaw2BBKHqSRiC04vXW0RQz9QF&opi=89978449 | Yes
|  | GSHP | Single Family |  |  |  |  | 6982.7891 |  |  | 17017.2109 | 24000 |  |  | 2021 |  | E3 | https://www.google.com/url?sa=t&rct=j&q=&esrc=s&source=web&cd=&ved=2ahUKEwisgvHQi4WBAxVOkokEHSx7CRMQFnoECBEQAw&url=https%3A%2F%2Fwww.nyserda.ny.gov%2F-%2Fmedia%2FProject%2FClimate%2FFiles%2F2022-Comments%2FNY-Building-Electrification-Cost-Full-Report-June2022%23%3A~%3Atext%3DThe%2520incremental%2520costs%2520of%2520electrification%2C%25243%252C200%2520to%2520%252412%252C400%2520in%25202021.%26text%3Dmore%2520than%252020%2520units%252C%2520including%2520a%2520full%2520set%2520of%2520electrical%2520appliances.%26text%3Dan%2520air%2520or%2520water%2520source%2C%252413%252C000%2520to%2520%252430%252C100%2520per%2520unit.&usg=AOvVaw2BBKHqSRiC04vXW0RQz9QF&opi=89978449 | Yes
|  | GSHP | Single Family |  |  |  |  | 6982.7891 |  |  | 17017.2109 | 24000 |  |  | 2021 |  | NYSERDA | https://www.google.com/url?sa=t&rct=j&q=&esrc=s&source=web&cd=&ved=2ahUKEwisgvHQi4WBAxVOkokEHSx7CRMQFnoECBEQAw&url=https%3A%2F%2Fwww.nyserda.ny.gov%2F-%2Fmedia%2FProject%2FClimate%2FFiles%2F2022-Comments%2FNY-Building-Electrification-Cost-Full-Report-June2022%23%3A~%3Atext%3DThe%2520incremental%2520costs%2520of%2520electrification%2C%25243%252C200%2520to%2520%252412%252C400%2520in%25202021.%26text%3Dmore%2520than%252020%2520units%252C%2520including%2520a%2520full%2520set%2520of%2520electrical%2520appliances.%26text%3Dan%2520air%2520or%2520water%2520source%2C%252413%252C000%2520to%2520%252430%252C100%2520per%2520unit.&usg=AOvVaw2BBKHqSRiC04vXW0RQz9QF&opi=89978449 | Yes
|  | GSHP | Single Family |  |  |  |  | 11288.8424 |  |  | 27511.1576 | 38800 |  |  | 2022 |  | RCG | https://www.google.com/url?sa=t&rct=j&q=&esrc=s&source=web&cd=&ved=2ahUKEwisgvHQi4WBAxVOkokEHSx7CRMQFnoECBEQAw&url=https%3A%2F%2Fwww.nyserda.ny.gov%2F-%2Fmedia%2FProject%2FClimate%2FFiles%2F2022-Comments%2FNY-Building-Electrification-Cost-Full-Report-June2022%23%3A~%3Atext%3DThe%2520incremental%2520costs%2520of%2520electrification%2C%25243%252C200%2520to%2520%252412%252C400%2520in%25202021.%26text%3Dmore%2520than%252020%2520units%252C%2520including%2520a%2520full%2520set%2520of%2520electrical%2520appliances.%26text%3Dan%2520air%2520or%2520water%2520source%2C%252413%252C000%2520to%2520%252430%252C100%2520per%2520unit.&usg=AOvVaw2BBKHqSRiC04vXW0RQz9QF&opi=89978449 | Yes
|  | GSHP | Single Family |  |  |  |  | 8437.5368 |  |  | 20562.4632 | 29000 |  |  | 2022 |  | RCG | https://www.google.com/url?sa=t&rct=j&q=&esrc=s&source=web&cd=&ved=2ahUKEwisgvHQi4WBAxVOkokEHSx7CRMQFnoECBEQAw&url=https%3A%2F%2Fwww.nyserda.ny.gov%2F-%2Fmedia%2FProject%2FClimate%2FFiles%2F2022-Comments%2FNY-Building-Electrification-Cost-Full-Report-June2022%23%3A~%3Atext%3DThe%2520incremental%2520costs%2520of%2520electrification%2C%25243%252C200%2520to%2520%252412%252C400%2520in%25202021.%26text%3Dmore%2520than%252020%2520units%252C%2520including%2520a%2520full%2520set%2520of%2520electrical%2520appliances.%26text%3Dan%2520air%2520or%2520water%2520source%2C%252413%252C000%2520to%2520%252430%252C100%2520per%2520unit.&usg=AOvVaw2BBKHqSRiC04vXW0RQz9QF&opi=89978449 | Yes
|  | GSHP | Multifamily | [8 empty] | 24600 |  |  | 2019 |  | SWA | https://www.google.com/url?sa=t&rct=j&q=&esrc=s&source=web&cd=&ved=2ahUKEwisgvHQi4WBAxVOkokEHSx7CRMQFnoECBEQAw&url=https%3A%2F%2Fwww.nyserda.ny.gov%2F-%2Fmedia%2FProject%2FClimate%2FFiles%2F2022-Comments%2FNY-Building-Electrification-Cost-Full-Report-June2022%23%3A~%3Atext%3DThe%2520incremental%2520costs%2520of%2520electrification%2C%25243%252C200%2520to%2520%252412%252C400%2520in%25202021.%26text%3Dmore%2520than%252020%2520units%252C%2520including%2520a%2520full%2520set%2520of%2520electrical%2520appliances.%26text%3Dan%2520air%2520or%2520water%2520source%2C%252413%252C000%2520to%2520%252430%252C100%2520per%2520unit.&usg=AOvVaw2BBKHqSRiC04vXW0RQz9QF&opi=89978449 | Yes
|  | GSHP | Small Multifamily | [8 empty] | 30200 |  |  | 2021 |  | E3 | https://www.google.com/url?sa=t&rct=j&q=&esrc=s&source=web&cd=&ved=2ahUKEwisgvHQi4WBAxVOkokEHSx7CRMQFnoECBEQAw&url=https%3A%2F%2Fwww.nyserda.ny.gov%2F-%2Fmedia%2FProject%2FClimate%2FFiles%2F2022-Comments%2FNY-Building-Electrification-Cost-Full-Report-June2022%23%3A~%3Atext%3DThe%2520incremental%2520costs%2520of%2520electrification%2C%25243%252C200%2520to%2520%252412%252C400%2520in%25202021.%26text%3Dmore%2520than%252020%2520units%252C%2520including%2520a%2520full%2520set%2520of%2520electrical%2520appliances.%26text%3Dan%2520air%2520or%2520water%2520source%2C%252413%252C000%2520to%2520%252430%252C100%2520per%2520unit.&usg=AOvVaw2BBKHqSRiC04vXW0RQz9QF&opi=89978449 | Yes
|  | GSHP | Small Multifamily | [8 empty] | 38500 |  |  | 2021 |  | E3 | https://www.google.com/url?sa=t&rct=j&q=&esrc=s&source=web&cd=&ved=2ahUKEwisgvHQi4WBAxVOkokEHSx7CRMQFnoECBEQAw&url=https%3A%2F%2Fwww.nyserda.ny.gov%2F-%2Fmedia%2FProject%2FClimate%2FFiles%2F2022-Comments%2FNY-Building-Electrification-Cost-Full-Report-June2022%23%3A~%3Atext%3DThe%2520incremental%2520costs%2520of%2520electrification%2C%25243%252C200%2520to%2520%252412%252C400%2520in%25202021.%26text%3Dmore%2520than%252020%2520units%252C%2520including%2520a%2520full%2520set%2520of%2520electrical%2520appliances.%26text%3Dan%2520air%2520or%2520water%2520source%2C%252413%252C000%2520to%2520%252430%252C100%2520per%2520unit.&usg=AOvVaw2BBKHqSRiC04vXW0RQz9QF&opi=89978449 | Yes
|  | GSHP | Large Multifamily | [8 empty] | 44700 |  |  | 2021 |  | E3 | https://www.google.com/url?sa=t&rct=j&q=&esrc=s&source=web&cd=&ved=2ahUKEwisgvHQi4WBAxVOkokEHSx7CRMQFnoECBEQAw&url=https%3A%2F%2Fwww.nyserda.ny.gov%2F-%2Fmedia%2FProject%2FClimate%2FFiles%2F2022-Comments%2FNY-Building-Electrification-Cost-Full-Report-June2022%23%3A~%3Atext%3DThe%2520incremental%2520costs%2520of%2520electrification%2C%25243%252C200%2520to%2520%252412%252C400%2520in%25202021.%26text%3Dmore%2520than%252020%2520units%252C%2520including%2520a%2520full%2520set%2520of%2520electrical%2520appliances.%26text%3Dan%2520air%2520or%2520water%2520source%2C%252413%252C000%2520to%2520%252430%252C100%2520per%2520unit.&usg=AOvVaw2BBKHqSRiC04vXW0RQz9QF&opi=89978449 | Yes
|  | GSHP | Large Multifamily | [8 empty] | 27000 |  |  | 2021 |  | E3 | https://www.google.com/url?sa=t&rct=j&q=&esrc=s&source=web&cd=&ved=2ahUKEwisgvHQi4WBAxVOkokEHSx7CRMQFnoECBEQAw&url=https%3A%2F%2Fwww.nyserda.ny.gov%2F-%2Fmedia%2FProject%2FClimate%2FFiles%2F2022-Comments%2FNY-Building-Electrification-Cost-Full-Report-June2022%23%3A~%3Atext%3DThe%2520incremental%2520costs%2520of%2520electrification%2C%25243%252C200%2520to%2520%252412%252C400%2520in%25202021.%26text%3Dmore%2520than%252020%2520units%252C%2520including%2520a%2520full%2520set%2520of%2520electrical%2520appliances.%26text%3Dan%2520air%2520or%2520water%2520source%2C%252413%252C000%2520to%2520%252430%252C100%2520per%2520unit.&usg=AOvVaw2BBKHqSRiC04vXW0RQz9QF&opi=89978449 | Yes
|  | GSHP | Small Multifamily | [8 empty] | 31600 |  |  | 2022 |  | RCG | https://www.google.com/url?sa=t&rct=j&q=&esrc=s&source=web&cd=&ved=2ahUKEwisgvHQi4WBAxVOkokEHSx7CRMQFnoECBEQAw&url=https%3A%2F%2Fwww.nyserda.ny.gov%2F-%2Fmedia%2FProject%2FClimate%2FFiles%2F2022-Comments%2FNY-Building-Electrification-Cost-Full-Report-June2022%23%3A~%3Atext%3DThe%2520incremental%2520costs%2520of%2520electrification%2C%25243%252C200%2520to%2520%252412%252C400%2520in%25202021.%26text%3Dmore%2520than%252020%2520units%252C%2520including%2520a%2520full%2520set%2520of%2520electrical%2520appliances.%26text%3Dan%2520air%2520or%2520water%2520source%2C%252413%252C000%2520to%2520%252430%252C100%2520per%2520unit.&usg=AOvVaw2BBKHqSRiC04vXW0RQz9QF&opi=89978449 | Yes
|  | GSHP | Small Multifamily | [8 empty] | 38200 |  |  | 2022 |  | RCG | https://www.google.com/url?sa=t&rct=j&q=&esrc=s&source=web&cd=&ved=2ahUKEwisgvHQi4WBAxVOkokEHSx7CRMQFnoECBEQAw&url=https%3A%2F%2Fwww.nyserda.ny.gov%2F-%2Fmedia%2FProject%2FClimate%2FFiles%2F2022-Comments%2FNY-Building-Electrification-Cost-Full-Report-June2022%23%3A~%3Atext%3DThe%2520incremental%2520costs%2520of%2520electrification%2C%25243%252C200%2520to%2520%252412%252C400%2520in%25202021.%26text%3Dmore%2520than%252020%2520units%252C%2520including%2520a%2520full%2520set%2520of%2520electrical%2520appliances.%26text%3Dan%2520air%2520or%2520water%2520source%2C%252413%252C000%2520to%2520%252430%252C100%2520per%2520unit.&usg=AOvVaw2BBKHqSRiC04vXW0RQz9QF&opi=89978449 | Yes
|  | GSHP | Large Multifamily | [8 empty] | 44700 |  |  | 2022 |  | RCG | https://www.google.com/url?sa=t&rct=j&q=&esrc=s&source=web&cd=&ved=2ahUKEwisgvHQi4WBAxVOkokEHSx7CRMQFnoECBEQAw&url=https%3A%2F%2Fwww.nyserda.ny.gov%2F-%2Fmedia%2FProject%2FClimate%2FFiles%2F2022-Comments%2FNY-Building-Electrification-Cost-Full-Report-June2022%23%3A~%3Atext%3DThe%2520incremental%2520costs%2520of%2520electrification%2C%25243%252C200%2520to%2520%252412%252C400%2520in%25202021.%26text%3Dmore%2520than%252020%2520units%252C%2520including%2520a%2520full%2520set%2520of%2520electrical%2520appliances.%26text%3Dan%2520air%2520or%2520water%2520source%2C%252413%252C000%2520to%2520%252430%252C100%2520per%2520unit.&usg=AOvVaw2BBKHqSRiC04vXW0RQz9QF&opi=89978449 | Yes
|  | GSHP | Large Multifamily | [11 empty] | 2022 |  | RCG | https://www.google.com/url?sa=t&rct=j&q=&esrc=s&source=web&cd=&ved=2ahUKEwisgvHQi4WBAxVOkokEHSx7CRMQFnoECBEQAw&url=https%3A%2F%2Fwww.nyserda.ny.gov%2F-%2Fmedia%2FProject%2FClimate%2FFiles%2F2022-Comments%2FNY-Building-Electrification-Cost-Full-Report-June2022%23%3A~%3Atext%3DThe%2520incremental%2520costs%2520of%2520electrification%2C%25243%252C200%2520to%2520%252412%252C400%2520in%25202021.%26text%3Dmore%2520than%252020%2520units%252C%2520including%2520a%2520full%2520set%2520of%2520electrical%2520appliances.%26text%3Dan%2520air%2520or%2520water%2520source%2C%252413%252C000%2520to%2520%252430%252C100%2520per%2520unit.&usg=AOvVaw2BBKHqSRiC04vXW0RQz9QF&opi=89978449 | No
|  | GSHP | Office | [5 empty] | 17 | [5 empty] | 2021 |  | E3 | https://www.google.com/url?sa=t&rct=j&q=&esrc=s&source=web&cd=&ved=2ahUKEwisgvHQi4WBAxVOkokEHSx7CRMQFnoECBEQAw&url=https%3A%2F%2Fwww.nyserda.ny.gov%2F-%2Fmedia%2FProject%2FClimate%2FFiles%2F2022-Comments%2FNY-Building-Electrification-Cost-Full-Report-June2022%23%3A~%3Atext%3DThe%2520incremental%2520costs%2520of%2520electrification%2C%25243%252C200%2520to%2520%252412%252C400%2520in%25202021.%26text%3Dmore%2520than%252020%2520units%252C%2520including%2520a%2520full%2520set%2520of%2520electrical%2520appliances.%26text%3Dan%2520air%2520or%2520water%2520source%2C%252413%252C000%2520to%2520%252430%252C100%2520per%2520unit.&usg=AOvVaw2BBKHqSRiC04vXW0RQz9QF&opi=89978449 | No
|  | GSHP | Office | [5 empty] | 23 | [5 empty] | 2021 |  | E3 | https://www.google.com/url?sa=t&rct=j&q=&esrc=s&source=web&cd=&ved=2ahUKEwisgvHQi4WBAxVOkokEHSx7CRMQFnoECBEQAw&url=https%3A%2F%2Fwww.nyserda.ny.gov%2F-%2Fmedia%2FProject%2FClimate%2FFiles%2F2022-Comments%2FNY-Building-Electrification-Cost-Full-Report-June2022%23%3A~%3Atext%3DThe%2520incremental%2520costs%2520of%2520electrification%2C%25243%252C200%2520to%2520%252412%252C400%2520in%25202021.%26text%3Dmore%2520than%252020%2520units%252C%2520including%2520a%2520full%2520set%2520of%2520electrical%2520appliances.%26text%3Dan%2520air%2520or%2520water%2520source%2C%252413%252C000%2520to%2520%252430%252C100%2520per%2520unit.&usg=AOvVaw2BBKHqSRiC04vXW0RQz9QF&opi=89978449 | No
|  | GSHP | Single Family |  | 4 |  |  | 10375.2608 |  |  | 25284.7392 | 35660 |  |  | 2019 |  | NYSERDA | https://www.google.com/url?sa=t&rct=j&q=&esrc=s&source=web&cd=&ved=2ahUKEwjS0IvLioWBAxWTFjQIHRCtDFsQFnoECBcQAQ&url=https%3A%2F%2Fwww.nyserda.ny.gov%2F-%2Fmedia%2FProject%2FNyserda%2FFiles%2FPublications%2FPPSER%2FNYSERDA%2F18-44-HeatPump.pdf&usg=AOvVaw2NzbowtYdxNfspnnY1GerD&opi=89978449 | Yes
|  | GSHP | Single Family |  | 4 |  |  | 11151.2232 |  |  | 27175.7768 | 38327 |  |  | 2019 |  | NYSERDA | https://www.google.com/url?sa=t&rct=j&q=&esrc=s&source=web&cd=&ved=2ahUKEwjS0IvLioWBAxWTFjQIHRCtDFsQFnoECBcQAQ&url=https%3A%2F%2Fwww.nyserda.ny.gov%2F-%2Fmedia%2FProject%2FNyserda%2FFiles%2FPublications%2FPPSER%2FNYSERDA%2F18-44-HeatPump.pdf&usg=AOvVaw2NzbowtYdxNfspnnY1GerD&opi=89978449 | Yes
|  | GSHP | Single Family |  | 4 |  |  | 10037.7593 |  |  | 24462.2407 | 34500 |  |  | 2019 |  | NYSERDA | https://www.google.com/url?sa=t&rct=j&q=&esrc=s&source=web&cd=&ved=2ahUKEwjS0IvLioWBAxWTFjQIHRCtDFsQFnoECBcQAQ&url=https%3A%2F%2Fwww.nyserda.ny.gov%2F-%2Fmedia%2FProject%2FNyserda%2FFiles%2FPublications%2FPPSER%2FNYSERDA%2F18-44-HeatPump.pdf&usg=AOvVaw2NzbowtYdxNfspnnY1GerD&opi=89978449 | Yes
|  | GSHP | Small Multifamily |  | 6 | [6 empty] | 53489 |  |  | 2019 |  | NYSERDA | https://www.google.com/url?sa=t&rct=j&q=&esrc=s&source=web&cd=&ved=2ahUKEwjS0IvLioWBAxWTFjQIHRCtDFsQFnoECBcQAQ&url=https%3A%2F%2Fwww.nyserda.ny.gov%2F-%2Fmedia%2FProject%2FNyserda%2FFiles%2FPublications%2FPPSER%2FNYSERDA%2F18-44-HeatPump.pdf&usg=AOvVaw2NzbowtYdxNfspnnY1GerD&opi=89978449 | Yes
|  | GSHP | Small Multifamily |  | 6 | [6 empty] | 57490 |  |  | 2019 |  | NYSERDA | https://www.google.com/url?sa=t&rct=j&q=&esrc=s&source=web&cd=&ved=2ahUKEwjS0IvLioWBAxWTFjQIHRCtDFsQFnoECBcQAQ&url=https%3A%2F%2Fwww.nyserda.ny.gov%2F-%2Fmedia%2FProject%2FNyserda%2FFiles%2FPublications%2FPPSER%2FNYSERDA%2F18-44-HeatPump.pdf&usg=AOvVaw2NzbowtYdxNfspnnY1GerD&opi=89978449 | Yes
|  | GSHP | Small Multifamily |  | 6 | [6 empty] | 51750 |  |  | 2019 |  | NYSERDA | https://www.google.com/url?sa=t&rct=j&q=&esrc=s&source=web&cd=&ved=2ahUKEwjS0IvLioWBAxWTFjQIHRCtDFsQFnoECBcQAQ&url=https%3A%2F%2Fwww.nyserda.ny.gov%2F-%2Fmedia%2FProject%2FNyserda%2FFiles%2FPublications%2FPPSER%2FNYSERDA%2F18-44-HeatPump.pdf&usg=AOvVaw2NzbowtYdxNfspnnY1GerD&opi=89978449 | Yes
|  | Geothermal | [9 empty] | 15000 |  |  | 2023 |  |  | https://homeguide.com/costs/geothermal-heat-pump-cost | Yes
|  | Geothermal | [9 empty] | 25000 |  |  | 2023 |  |  | https://homeguide.com/costs/geothermal-heat-pump-cost | Yes
|  | Geothermal | [9 empty] | 35000 |  |  | 2023 |  |  | https://homeguide.com/costs/geothermal-heat-pump-cost | Yes
|  | Geothermal |  |  | 3 | [6 empty] | 12000 |  |  | 2023 |  |  | https://homeguide.com/costs/geothermal-heat-pump-cost | Yes
|  | Geothermal |  |  | 3 | [6 empty] | 24000 |  |  | 2023 |  |  | https://homeguide.com/costs/geothermal-heat-pump-cost | Yes
|  | Geothermal |  |  | 4 | [6 empty] | 16000 |  |  | 2023 |  |  | https://homeguide.com/costs/geothermal-heat-pump-cost | Yes
|  | Geothermal |  |  | 4 | [6 empty] | 32000 |  |  | 2023 |  |  | https://homeguide.com/costs/geothermal-heat-pump-cost | Yes
|  | Geothermal |  |  | 5 | [6 empty] | 20000 |  |  | 2023 |  |  | https://homeguide.com/costs/geothermal-heat-pump-cost | Yes
|  | Geothermal |  |  | 5 | [6 empty] | 40000 |  |  | 2023 |  |  | https://homeguide.com/costs/geothermal-heat-pump-cost | Yes
|  | Geothermal |  |  | 6 | [6 empty] | 24000 |  |  | 2023 |  |  | https://homeguide.com/costs/geothermal-heat-pump-cost | Yes
|  | Geothermal |  |  | 6 | [6 empty] | 48000 |  |  | 2023 |  |  | https://homeguide.com/costs/geothermal-heat-pump-cost | Yes
|  | GSHP |  | Horizontal | [7 empty] | 15000 |  |  | 2023 |  |  | https://homeguide.com/costs/geothermal-heat-pump-cost | Yes
|  | GSHP |  | Horizontal | [7 empty] | 34000 |  |  | 2023 |  |  | https://homeguide.com/costs/geothermal-heat-pump-cost | Yes
|  | GSHP |  | Vertical | [7 empty] | 20000 |  |  | 2023 |  |  | https://homeguide.com/costs/geothermal-heat-pump-cost | Yes
|  | GSHP |  | Vertical | [7 empty] | 38000 |  |  | 2023 |  |  | https://homeguide.com/costs/geothermal-heat-pump-cost | Yes
|  | GSHP |  | Pond/Lake | [7 empty] | 10000 |  |  | 2023 |  |  | https://homeguide.com/costs/geothermal-heat-pump-cost | Yes
|  | GSHP |  | Pond/Lake | [7 empty] | 32000 |  |  | 2023 |  |  | https://homeguide.com/costs/geothermal-heat-pump-cost | Yes
|  | GSHP |  | Open Loop | [7 empty] | 10000 |  |  | 2023 |  |  | https://homeguide.com/costs/geothermal-heat-pump-cost | Yes
|  | GSHP |  | Open Loop | [7 empty] | 28000 |  |  | 2023 |  |  | https://homeguide.com/costs/geothermal-heat-pump-cost | Yes
|  | GSHP | Residential | Closed Loop |  | 3.2 | 14.1 | 4820 |  |  | 9410 | 14230 |  |  | 2022 | Current Standard | EIA Technology Characterization | https://www.eia.gov/analysis/studies/buildings/equipcosts/pdf/full.pdf | No
|  | GSHP | Residential | Closed Loop |  | 3.2 | 14.1 | 4820 |  |  | 17650 | 22470 |  |  | 2022 | Current Standard | EIA Technology Characterization | https://www.eia.gov/analysis/studies/buildings/equipcosts/pdf/full.pdf | No
|  | GSHP | Residential | Closed Loop |  | 3.6 | 17.3 | 5470 |  |  | 9410 | 14880 |  |  | 2022 | Typical | EIA Technology Characterization | https://www.eia.gov/analysis/studies/buildings/equipcosts/pdf/full.pdf | No
|  | GSHP | Residential | Closed Loop |  | 3.6 | 17.3 | 5470 |  |  | 17650 | 23120 |  |  | 2022 | Typical | EIA Technology Characterization | https://www.eia.gov/analysis/studies/buildings/equipcosts/pdf/full.pdf | No
|  | GSHP | Residential | Closed Loop |  | 3.6 | 17.1 | 5410 |  |  | 9470 | 14880 |  |  | 2022 | ENERGY STAR V.3.2 | EIA Technology Characterization | https://www.eia.gov/analysis/studies/buildings/equipcosts/pdf/full.pdf | No
|  | GSHP | Residential | Closed Loop |  | 3.6 | 17.1 | 5410 |  |  | 17710 | 23120 |  |  | 2022 | ENERGY STAR V.3.2 | EIA Technology Characterization | https://www.eia.gov/analysis/studies/buildings/equipcosts/pdf/full.pdf | No
|  | GSHP | Residential | Closed Loop |  | 4.5 | 22 | 6530 |  |  | 9410 | 15940 |  |  | 2022 | High | EIA Technology Characterization | https://www.eia.gov/analysis/studies/buildings/equipcosts/pdf/full.pdf | No
|  | GSHP | Residential | Closed Loop |  | 4.5 | 22 | 6530 |  |  | 17640 | 24170 |  |  | 2022 | High | EIA Technology Characterization | https://www.eia.gov/analysis/studies/buildings/equipcosts/pdf/full.pdf | No
|  | Averages: | [5 empty] | 29.09% |  |  | 70.91% | 152810
Timestamp | What type of geothermal system did you have installed? | Retrofit install (replacing a previous HVAC system) or part of new construction | Brand/Unit of Heat Pump | How many tons (if multiple units, include both separately) |  | Loopfield Orientation | Additional Loopfield Information (size, number of wells) | Total Cost (before incentives) | Total Cost (after incentives) | Extras that would increase the cost (ex: Water heater, Ductwork) | Country | State/Province | City/Town | Size of Heated Space (sqft) | Company Used To Install System | Date of Receiving a Quote (Approximate) | Number of Months from Signature to Installation of System | Number of years you have owned system | Are you satisfied with your purchase? | Additional Comments (i.e. why you're not satisfied, things you want to tell others, favorite color) | Do you live in a heating or cooling dominated climate | Summer Inside Temperature Setpoint (Fahrenheit) | Typical entering water temperature in peak summer (Fahrenheit) | Winter Inside Temperature Setpoint (Fahrenheit) | Typical entering water temperature in peak winter (Fahrenheit) | Outside Temperature (Fahrenheit) before AUX heating kicks in (if no AUX heating or unsure, skip) | Approximate annual bill from heat pump (heating and cooling) | Cost of electricity ($/kWh) | Does your system have a desuperheater? | If you owned a geothermal heat pump prior to your current system, approximately how many years did it last before needing to be replaced?
2023-02-22 08:00 | Water-to-water | Retrofit | Aaon | 3 | 3 | Vertical | 1 well | 37675 | 22350 | Oil tank and boiler removal, electric water tank installation | United States | NY | Ossining | 2100 | Dandelion | 2019-06-15 | 2.5 | 4 | Yes | It’s awesome not having to get oil deliveries or service a boiler | Heating | 70 |  | 70 |  |  |  |  | Yes
2023-02-22 13:40 | Forced Air | Retrofit | Dandelion/Enertech | 6 | 6 | Vertical | 2x300ft | 46750 |  |  | United States | MA | Stow | 2406 | Dandelion | 2022-07-25 | TBD | 0 | ¯\_(ツ)_/¯ |  | Heating | [6 empty] | 0.14 | No
2023-02-22 18:56 | Forced Air | Retrofit | Water Furnace 7 indoor split | 4.5 | 4.5 | Vertical | 4 250ft wells | 84000 |  | does not include desuperheater | United States | Colorado | Denver | 3400 | Sensible | 2023-02-14 |  |  |  | Quoted and not installed. 25K for 5 ton of drilling costs alone. | Heating | 72 | [6 empty] | No
2023-02-23 17:25 | Forced Air | Retrofit | Bosch Split | 4 and 3 Ton | 7 | Vertical | Three wells (Two 300' manifolded service 4 ton, one 450' servicing 3 ton unit) | 63000 | 44100 | Lawn work +$7200, humidifier (included) | United States | NH |  | 3400 | Ultra Geothermal | 2021-11-11 | 8 | 0.5 | No | 4 Ton unit has not functioned well during heating season and it has been almost two months now that the system has been turned off. It was using way too much electricity and thus much more expensive to use than existing propane furnace | Heating | 78 |  | 68 | 42 |  | TBD | 0.31 | No | NA
2023-03-02 21:59 | Ductless mini-split | Retrofit | Samsung DVM-S | 6 | 6 | Vertical | 2x 300 ft | 100250 | 30175 | 8 mini-split heads (accounting for ~30% of the price) | United States | New York | White Plains | 3100 | Dandelion Energy | 2022-07-07 | >7 (still waiting for digging to begin) | 0 | ¯\_(ツ)_/¯
2023-03-10 13:06 | Forced Air | New Construction | Waterfurnace | Four ton, two ton | 6 | Vertical | One well | 140000 | 100000 |  | United States | New Jersey | Asbury | 2700 | Energy smarts mechanical | 2023-03-10 |  |  | ¯\_(ツ)_/¯ |  | Balanced
2023-03-23 17:37 | Forced Air | Retrofit | Water Furnace 7 | 2.5, 2.5 | 5 | Vertical |  | 90000 | 58700 |  | United States | New York | Warwick | 2350 | Perfection Contracting | 2023-02-15 | 1 | 0 | Yes | Just finished install today! Contractor worked miraculously fast on my timeline. I got a similar quote from Dandelion for $85k. I'm not sure why my quotes were higher than most people's online, but I have a two zone setup with split units both in my basement. Assuming a single, packaged unit would've been cheaper, but I wanted to keep my two zones. | Heating | 70 |  | 68 |  |  |  | 0.22 | Yes
2023-04-23 17:15 | Forced Air | Retrofit | Enetertek | 5 | 5 | Vertical |  | 40000 | 20000 |  | United States | New York | Merrick | 1700 | Dandelion | 2021-01-02 | 15 | 1 | No | Dandelion does not know how to install geothermal my recommendation choose a local company. Not a company with investors | Heating | 71
2023-05-26 17:26 | Forced Air | Retrofit | WaterFurnace | 5,2 | 7 | Vertical | 13 wells, each ~220 ft |  |  |  | United States | Illinois | Arlington Hts | 4500 | They ar e no longer in business |  |  | 14 | Yes |  | Heating | [6 empty] | Time of Use (TOU) | Yes
2023-10-09 11:25 | Forced Air | Retrofit | Water Furnace | 4 | 4 | Vertical |  | 41000 | 28000 |  | United States | Ohio | Cincinnati | 3000 | [6 empty] | Heating
2023-11-08 00:33 | Water-to-water | Retrofit | WaterFurnace | 5.9 | 5.9 | Vertical | 2 wells, 450 ft each | 74500 | 39760 | electrical panel upgrade ($4608) | United States | Vermont | It's a very small town, and we're the only geothermal, so prefer not to answer | 2660 sq ft | AGB Geothermal | 2022-11-11 | 12 | 2 weeks | Yes | We chose water-to-water in order be able to use our existing cast iron radiators in an antique home. It has taken some effort to identify some very small leaks in the old radiators, which were causing air to get into the system, but once that was ironed out, it has been working well. The biggest challenge was getting all the tradespeople lined up. If one was available, another wasn't. Shipping delays and price increases over the last year also caused delays. It's not a process for the faint of heart, at this stage. | Cooling | We didn't have A/C, so ambient outdoor temp. | The entering temp doesn't fluctuate - 47 | 120 | The entering temp doesn't fluctuate - 47 |  | We'll find out. | 0.189 | No
2024-02-16 13:49 | Forced Air | Retrofit | Climatemaster Tranquility 30 in basement, air handler in attic | 3 | 3 | Vertical | 2 wells, 260 ft deep each | 52000 | 26000 | used existing ductwork, no water heater | United States | NY | Syosset | 1300 | https://www.gogreenenergy.com/ | 2021-08-01 | 7 | 2 | Yes | Ron is a very good geo installer, responsive, knowledgeable. I wanted to find a Long Island installer for WaterFurnace, but after repeated calls and msgs, they never got back to me so I went w/ Ron and his company. Climatemaster is a good 2 stage heat pump too, reliable, not as much telemetry metrics to monitor vs WaterFurnace. I also evaluated Dandelion, wrote a review on reddit here: https://www.reddit.com/r/geothermal/comments/qbkaa4/comment/hhjg95d/?context=3 and decided against using them and glad I did since they have gotten out of the market of retrofit geothermal in Long Island https://www.newsday.com/business/dandelion-geothermal-w63o8zz1 | Balanced | 75 | 55 | 73 | 31 | 4 | n/a, have solar net metering | n/a have solar net metering | No
2024-02-21 00:13 | Forced Air | Retrofit | ClimateMaster Trinity QE45 | 3 | 3 | Vertical | 2 wells 240 feet deep 15 feet apart | 45000 | 24000 | ClimateMaster hot water tank | United States | MD | Columbia | 2200 | Barstow | 2023-04-15 | 7 | 0 | Yes | The Climate Master unit is great and the phone app gives you great information but the thermostat on the wall is pretty useless. It has a giant screen but will only show you the indoor temperature. Weather, set point, time, etc… are shown one at a time on a few second loop in 8 point font | Balanced | 72 |  | 70 | 39 |  | 1600 | 0.15 | Yes
2024-02-26 21:54 | Forced Air | New Construction | WaterFurnace 7 Series | 2x 3 ton | 6 | Vertical | 2x 375' vertical wells | 87331 | 61132 | Water heater, Aprilaire air cleaners, Aprilaire humidifier | United States | PA | Lancaster | 5000 | JK Mechnical | 2023-09-01 | 6 | 0 | Yes |  |  | 70
2024-03-09 13:34 | Forced Air | Retrofit | Water Furnace | 5, 5 |  | Vertical | 10 wells | 104000 | 72000 |  | United States | TX | New Braunfels | 4800 | AW Mechanical Services | 2024-08-11 | 4 | 0.3 | Yes | quiet, | Cooling | 72 |  | 58 | 58 |  |  | 0.11 | No
2024-03-14 16:21 | Forced Air | Retrofit | Waterfurnace 5 | 3 |  | Vertical | 2 wells, 270 feet deep each | 81000 CAD | 36000 CAD |  | Canada | Quebec | Gatineau | 2700 | RGCV | 2022-11-14 | 7 | 1 | Yes | Did not need auxiliary heating for the whole winter. | Heating | 76 | 57 | 71 | 45 | -10 | 600 | 0.05 | No
2024-04-09 16:06 | Water-to-water | Retrofit | Bosch SM Series | 6 |  | Vertical | Re-using existing field | 25000 | 24000 | Ductwork, humidifier | United States | Michigan | Livingston County | 5500 |  | 2024-04-08 |  | 22 | ¯\_(ツ)_/¯ | I purchased the house in 2021. The existing system is a Carrier (unsure of part number). As of today, I have not installed this quoted system. I have a very similar quote for a Carrier GC. | Heating | 67 | 45 | 67 | 45 | no aux (use pellet stove instead) | 400 |  |  | 22
2024-05-13 22:35 | Water-to-water | Retrofit |  | 4 | 4 | Vertical | 500’ deep | 62000 | 30000 | 3 zones, new ductwork | United States | NY | Schenectady | 1990 sqft | Energy Catalyst Tech | 2024-04-10
2024-05-13 22:42 | Water-to-water | Retrofit | Water furnace 5 | 3 | 3 | Vertical |  | 28000 | 20000 |  | United States | Ohio |  | 2700 | Federal elite | 2022-06-01 | 3 | 2 | Yes |  | Balanced | 71 |  | 66 |  |  |  |  | No
2024-05-17 06:17 | Forced Air | New Construction | Geocomfort | 4 |  | Vertical | 100 foot, 4 wells | 18870 |  | Included everything but water heater. | United States | Illinois | Sadorus | 2392 | Bratchers | 2009-03-10 | 3 | 15 | Yes | I was so thrilled with price I received but later realized our system is way oversized. We have issues keeping humidity in check during the ac season but are extremely satisfied during heating season. | Balanced | 72 |  | 68 |  | We never need AUX but it’s there if we need it. |  |  | Yes
2024-06-13 22:06 | Forced Air | Retrofit | Carrier | 3 | 3 | Vertical | 4 wells | 28450 | 26875 |  | United States | Illinois | Bloomington | 2100 | Pro Air | 2024-05-07 | 1 | 0 | ¯\_(ツ)_/¯ |  | Balanced | 74 | [6 empty] | No
Note on J28: Carly Torrado: Includes Appliances
Note on J29: Carly Torrado: Includes Appliances
Note on M4: Carly Torrado: Includes appliances
Note on M5: Carly Torrado: Includes appliances
Note on M6: Carly Torrado: Includes Appliances
Note on M7: Carly Torrado: Includes Appliances
Note on M15: Carly Torrado: Includes air sealing and attic insulation

## GSHP Analysis
Table of Contents
Machine Readable Results
Component & Class |  |  | Retail Price Regression, Performance metric 1 | [6 empty] | Retail Price Regression, Performance metric 2 | [6 empty] | Retail Price Regression, Intercepts |  |  | Installation Multiplier |  | Installation Adder |  | Additional Data
Component | Class | Output Units | Coefficient-Low | Coefficient-Mid | Coefficient-High | Metric | Unit | Lower Bound | Upper Bound | Coefficient-Low | Coefficient-Mid | Coefficient-High | Metric | Unit | Lower Bound | Upper Bound | Int-Low | Int-Mid | Int-High | New Construction | Retrofit | New Construction | Retrofit | Lifetime | Cost Variation Considerations | Data Sources | Qualitative Rank | Notes
Ground Source Heat Pump | GSHP | 2023$ | 5922.08 | 9630.59 | 13339.1 | Capacity | Tons | 3 | 6 | N/A | N/A | N/A | N/A | N/A | N/A | N/A | -1.3078e-07 | -1975.7488 | 0.99999 | 1 | 1 | N/A | N/A | 20 | Prevailing local wages, Drive time, Local code requirements, Access, Need for condensate line/drain, Condition of existing electrical system, Extent of preparation, Condition of existing duct system, Type of equipment |  | Low SS, Medium R2, Medium Source Diversity | Regression based on total installed cost
Quantile Regression Results
Ground Source Heat Pump
Bounds Metric 1 (Capacity): | 3.0-6.0
Sample Size: | 14
Median R2: | 0.3637
Notes:
Limited data since retail data is not publically available.
This regression is based on total installed cost

## LED Data
Table of Contents
Raw Data | [10 empty] | Performance Metric 1 | Performance Metric 2 |  |  |  |  | 0.85104 | Cost Metric (inflated to 2023)
Component | NREL Classification | Brand_or_Manufacturer | Dimmable | Integrated_Controls | Bulb_Type | Bulb_Shape | Base_Type | Product_Description | CCT | CRI | Lumens | Efficacy (lm/W) | Rated_Lifetime_Hours | Wattage | Number_in_Package | Total_Price | Unit Price | 2023$ | Year & Quarter | Link | Source | Date of Data | Regression
LED Lighting | A-Type | Brand Nuvo Lighting | [5 empty] | LED Outdoor Ceiling Fixture Mahogany Bronze Satin Amber Glass 5-1/4H x 13" Diameter 25,000 Average Hour Life 1,620 Lumens Two 9.8W 2,700K LED A-19 Bulbs Included Mfg #62/643 Diego - LED Outdoor Flush Fixture with Satin Amber Glass | 2700 |  | 1620 | 165.3061 | 25000 | 9.8 | 1 | 91.67 | 91.67 | 107.7158 | 2020Q3 | https://hdsupplysolutions.com/p/lighting-ceiling-fans-00-75/light-fixtures-00-75-15/diego-led-outdoor-flush-fixture-with-satin-amber-glass-p227867 | HD Supply | 2020 | Yes
LED Lighting | Reflector | Brand Green Creative | True | Daylighting/Photocell, | Reflector (Flood/Spot) | PAR38 | E26 (Medium) | Damp Location Rated,Use With Timers,Use With Photo and/or Motion Sensors,Recessed Fixtures Damp Location Rated,Use With Timers,Use With Photo and/or Motion Sensors,Recessed Fixtures PAR38 120W Replacement Energy Star 90+ CRI PAR38 Energy Star 5 Year Warranty, 50,000hr Lifetime Dimmable Matches Traditional Look and Form Factor Energy Star 1430 lumens Mfg #17PAR38DIM/930FL40 17W Dimmable PAR38 3000K, 90+ CRI Energy Star, Enclosed Rated, Package Of 6 | 3000 | 93 | 1430 | 84.1176 | 25000 | 17 | 6 | 195.5 | 32.5833 | 38.2867 | 2020Q3 | https://hdsupplysolutions.com/p/led-00-75-10-35/17w-dimmable-par38-3000k-90-cri-energy-star-enclosed-rated-package-of-6-p206185 | HD Supply | 2020 | Yes
LED Lighting | A-Type | Brand Sylvania | True |  |  |  |  | Sylvania® A-19 LED Bulb Medium Base 6.5 Watt 2,700 Kelvin 15,000 Average Hour Life 800 Lumens 120 Volt 80 CRI Dimmable Mfg #LED6.5A19DIM827FILG2RP Sylvania® A-19 LED Bulb, 6.5 Watt, 120 Volt, 2,700K, Medium Base, Package Of 6 | 2700 | 80 | 800 | 160 | 15000 | 5 | 6 | 47.94 | 7.99 | 9.3886 | 2020Q3 | https://hdsupplysolutions.com/p/led-00-75-10-35/sylvania-a-19-led-bulb-65-watt-120-volt-2-700k-medium-base-package-of-6-p112786 | HD Supply | 2020 | Yes
LED Lighting | Reflector | Brand Green Creative |  | Daylighting/Photocell, | Reflector (Flood/Spot) | PAR38 | E26 (Medium) | Damp Location Rated,Use With Timers,Use With Photo and/or Motion Sensors,Recessed Fixtures Damp Location Rated,Use With Timers,Use With Photo and/or Motion Sensors,Recessed Fixtures PAR38 120W Replacement Energy Star 120-277V PAR38 Energy Star Enclosed Rated Ideal for Replacing Low wattage HID Lamps in Downlights 5 Year Warranty, 50,000hour lifetime Energy Star 1450lms Mfg #17PAR38/940FL40/277V 17W PAR38 4000K, 120-277V, 90+ CRI Energy Star, Enclosed Rated, Package Of 6 | 4000 | 93 | 1450 | 85.2941 | 25000 | 17 | 6 | 221.37 | 36.895 | 43.3531 | 2020Q3 | https://hdsupplysolutions.com/p/led-00-75-10-35/17w-par38-4000k-120-277v-90-cri-energy-star-enclosed-rated-package-of-6-p206190 | HD Supply | 2020 | Yes
LED Lighting | Reflector | Brand Green Creative | True |  | Reflector (Flood/Spot) | MR16 | GU5.3 | Damp Location Rated,Recessed Fixtures Damp Location Rated,Recessed Fixtures MR16 50W Replacement Energy Star 3 Year Warranty, 25,000hr Lifetime Dimmable Matches Traditional Look and Form Factor Mfg #6MR16DIM/830FL35 6W MR16, 50W Replacement, Energy Star, 90+ CRI, 3000K, Dimmable | 3000 | 83 | 500 | 83.3333 | 25000 | 6 | 1 | 16.99 | 16.99 | 19.9639 | 2020Q3 | https://hdsupplysolutions.com/p/led-00-75-10-35/6w-mr16-50w-replacement-energy-star-90-cri-3000k-dimmable-p206199 | HD Supply | 2020 | Yes
LED Lighting | Downlight | Brand Green Creative | [5 empty] | Downlight Recessed Downlight Recessed Commercial Downlight 8 Replacement Energy Star 120-277V Commercial Downlight Retrofit Energy Star 5 Year Warranty, 40,000hr Lifetime Mfg #27CDLA8/835/277V 8 120-277V Commercial Downlight, Energy Star, 3500K, Package Of 6 | 3500 | 84 | 2000 | 74.0741 | 25000 | 27 | 6 | 526.08 | 87.68 | 103.0274 | 2020Q3 | https://hdsupplysolutions.com/p/led-00-75-10-35/8-120-277v-commercial-downlight-energy-star-3500k-package-of-6-p206188 | HD Supply | 2020 | Yes
LED Lighting | A-Type | Satco |  |  |  | A19 | Medium (E26) | Description Light up your home with this LED A19 bulb and enjoy an evenly dispersed illumination from table lamps, wall sconces, or ceiling light fixtures. Equal to a 60-Watt incandescent Cool white color and instant on Low maintenance costs High energy savings 800 Lumens - 4000 Kelvin - Medium Base - 120-277 Volt - Satco S8916 LED A19 - 8.5 Watt - 60 Watt Equal - Cool White | 4000 |  | 800 | 160 |  | 5 | 6 | 25.14 | 4.19 | 4.9234 | 2020Q3 | https://www.1000bulbs.com/product/203546/SATCO-S8916.html | 1000bulbs.com | 2020 | Yes
LED Lighting | Reflector | Brand Green Creative | True | Daylighting/Photocell, | Reflector (Flood/Spot) | PAR20 | E26 (Medium) | Damp Location Rated,Use With Timers,Use With Photo and/or Motion Sensors,Recessed Fixtures Damp Location Rated,Use With Timers,Use With Photo and/or Motion Sensors,Recessed Fixtures PAR20 50W Replacement Energy Star 90+ CRI PAR20 Energy Star 5 Year Warranty, 50,000hr Lifetime Dimmable Matches Traditional Look and Form Factor Energy Star 535 lumens Mfg #8PAR20DIM/930FL40 8W Dimmable PAR20 3000K, 90+ CRI Energy Star, Enclosed Rated, Package Of 6 | 3000 | 92 | 550 | 68.75 | 25000 | 8 | 6 | 102.86 | 17.1433 | 20.1441 | 2020Q3 | https://hdsupplysolutions.com/p/led-00-75-10-35/8w-dimmable-par20-3000k-90-cri-energy-star-enclosed-rated-package-of-6-p206184 | HD Supply | 2020 | Yes
LED Lighting | A-Type | Green Creative | True |  |  | A19 | Medium (E26) | Description Ideal for historical and antique restorations, this LED A19 light bulb maintains general, ambient illumination while saving on lamp replacements and up to 80 percent in energy. Clear glass shows vertical filaments Capable of smooth dimming Provides a soft white light 800 Lumens - 2700 Kelvin - Incandescent Match - 120 Volt - Green Creative 98278 LED A19 Bulb - 7.5 Watt - 60 Watt Equal | 2700 |  | 800 | 160 |  | 5 | 6 | 26.58 | 4.43 | 5.2054 | 2020Q3 | https://www.1000bulbs.com/product/208256/GREENCREATIVE-98278.html | 1000bulbs.com | 2020 | Yes
LED Lighting | Decorative | Brand Archipelago Lighting | True |  | Decorative | ST | E26 (Medium) | Filament Style Filament Style Archipelago Lighting® 3.5 Watt LED ST19 Vintage Bulb 120 Volt Medium Base 2,200 Kelvin 300 Lumens 83 CRI 15,000 Average Hour Life Dimmable Replaces 40W Incandescent Bulb Mfg #LTST19V35022MB-90 Archipelago Lighting LED Bulb 3.5W Vintage ST19 2,200K 40W Equivalent Dimmable | 2200 | 80 | 300 | 85.7143 | 25000 | 3.5 | 1 | 12.99 | 12.99 | 15.2638 | 2020Q3 | https://hdsupplysolutions.com/p/led-00-75-10-35/archipelago-lighting-led-bulb-35w-vintage-st19-2-200k-40w-equivalent-dimmable-p322845 | HD Supply | 2020 | Yes
LED Lighting | Reflector | Brand Feit | True | Daylighting/Photocell, | Reflector (Flood/Spot) | PAR38 | E26 (Medium) | Damp Location Rated,Use With Timers,Use With Photo and/or Motion Sensors,Wet Location Rated,Recessed Fixtures Damp Location Rated,Use With Timers,Use With Photo and/or Motion Sensors,Wet Location Rated,Recessed Fixtures LED 11.1w Par38 90w Equivalent, 25000 Hour 11.1 Watts 120 Volts Medium Base 3000 Kelvin 1000 Lumens 90 CRI 25000 Hour Life Replaces 90w Incandescent Mfg #PAR38DM/930CA CAC LED 11.1W Par38 90W Equiv, 3000K, 25000 Hr | 3000 | 94 | 1000 | 90.0901 | 25000 | 11.1 | 1 | 8.99 | 8.99 | 10.5636 | 2020Q3 | https://hdsupplysolutions.com/p/led-00-75-10-35/cac-led-111w-par38-90w-equiv-3000k-25000-hr-p143765 | HD Supply | 2020 | Yes
LED Lighting | A-Type | Green Creative | False |  | A19 (Arbitrary) |  | Medium Screw (E26), Medium Screw (E26), Medium Screw (E26) | Home Lamps, Bulbs, Ballasts Bulbs - LED LED - Traditional Lamps - A-Type Non-Dimmable LED Lamp, 8.5 Watts, 120V, Bulb: A-Type (A19), Base: Medium Screw (E26), Lumens: 800, CRI: 80, Color Temperature: 2700K. Rated Average Life: 25,000 Hrs. Green Creative 57856 8.5W A19 LED Bulb | 2700 | 80 | 800 | 160 |  | 5 | 1 | 3.75 | 3.75 | 4.4064 | 2020Q3 | https://www.platt.com/platt-electric-supply/LED-Traditional-Lamps-A-Type/Green-Creative/57856/product.aspx?zpid=201325 | Platt | 2020 | Yes
LED Lighting | Reflector | Brand Generic | True | Daylighting/Photocell, | Reflector (Flood/Spot) | PAR38 | E26 (Medium) | Damp Location Rated,Use With Timers,Use With Photo and/or Motion Sensors,Wet Location Rated,Recessed Fixtures Damp Location Rated,Use With Timers,Use With Photo and/or Motion Sensors,Wet Location Rated,Recessed Fixtures CAC LED 15.5W Par38 120W Equivalent, 25,000 Hour 15.5 Watts 120 Volts E26 Base 3000 Kelvin 1400 Lumens 90 CRI 25,000 Hour Life Replaces 120W Incandescent Mfg #PAR38DM/1400/930CA CAC LED 15.5W Par38 120W Equiv, 3000K, 25000 Hr | 3000 | 92 | 1400 | 90.3226 | 25000 | 15.5 | 1 | 14.99 | 14.99 | 17.6138 | 2020Q3 | https://hdsupplysolutions.com/p/led-00-75-10-35/cac-led-155w-par38-120w-equiv-3000k-25000-hr-p132849 | HD Supply | 2020 | Yes
LED Lighting | A-Type | Philips Lighting | False |  | A19 (Arbitrary) |  | Medium Screw (E26), Medium Screw (E26), Medium Screw (E26) | Home Lamps, Bulbs, Ballasts Bulbs - LED LED - Traditional Lamps - A-Type Non-Dimmable LED Lamp, 8.5 Watts, 120V, Bulb: A-Type (A19), Base: Medium Screw (E26), Lumens: 800, CRI: 80, Color Temperature: 2700K. Rated Average Life: 10,950 Hrs. *Philips p/n 45550-1. 60W Non-Dim Equivalent. Philips Lighting 8.5A19/LED/827 ND 120V Non-Dimmable LED Lamp, 8.5W, Type A19 | 2700 | 80 | 800 | 160 |  | 5 | 1 | 3.02 | 3.02 | 3.5486 | 2020Q3 | https://www.platt.com/platt-electric-supply/LED-Traditional-Lamps-A-Type/Philips-Lighting/8-5A19-LED-827-ND-120V/product.aspx?zpid=159859 | Platt | 2020 | Yes
LED Lighting | A-Type | Philips Lighting | True |  | A19 (Arbitrary) |  | Medium Screw (E26), Medium Screw (E26), Medium Screw (E26) | Home Lamps, Bulbs, Ballasts Bulbs - LED LED - Traditional Lamps - A-Type Dimmable LED Lamp with warm glow effect, 9.5W, 120V, Bulb: A-Type (A19), Base: Medium Screw (E26), Lumens: 800, CRI: 80, Color Temperature: 2700-2200K. Energy Star Rated. Rated Average Life: 25,000 Hrs. *Philips Part # 45332-4* 60W Equivalent. Suitable for use in enclosed fixtures Philips Lighting 9.5A19/LED/827-22 DIM 120V Dimmable LED Lamp, A19, 9.5W, 120V | 2700 | 80 | 800 | 160 |  | 5 | 1 | 6.83 | 6.83 | 8.0255 | 2020Q3 | https://www.platt.com/platt-electric-supply/LED-Traditional-Lamps-A-Type/Philips-Lighting/9-5A19-LED-827-22-DIM-120V/product.aspx?zpid=169504 | Platt | 2020 | Yes
LED Lighting | Decorative | Brand Generic | True |  | Other | BA11 | E12 (Candelabra) | Damp Location Rated Damp Location Rated CAC LED 3.3 Watt Flame Tip Frost 40 Watt Equivalent 15,000 Hour 2-pack Candelabra Base 3.3 Watt 120 Volt E12 Base 2700 Kelvin 300 Lumens 90 CRI 15,000 Hour Life Replaces 40W Incandescent Mfg #BPCFF40927CAFIL/2/RP CAC LED 3.3W Flame Tip Frost 40W Equiv 2700K, 15000 Hr 2-Pack | 2700 | 93 | 300 | 90.9091 | 15000 | 3.3 | 1 | 8.04 | 8.04 | 9.4473 | 2020Q3 | https://hdsupplysolutions.com/p/led-00-75-10-35/cac-led-33w-flame-tip-frost-40w-equiv-2700k-15000-hr-2-pack-p132834 | HD Supply | 2020 | Yes
LED Lighting | Decorative | Brand Generic | True | Daylighting/Photocell, | Decorative | B10 | E12 (Candelabra) | Use With Timers,Use With Photo and/or Motion Sensors,Recessed Fixtures,Damp Location Rated Use With Timers,Use With Photo and/or Motion Sensors,Recessed Fixtures,Damp Location Rated CAC LED 3.3 Watt Torpedo Clear 40 Watt Equivalent 15,000 Hour 2-Pack 3.3 Watt 120 Volt E12 Base 2700 Kelvin 300 Lumens 90 CRI 15,000 Hour Life Replaces 40W Incandescent Mfg #BPCTC40927CA/FIL2/RP CAC LED 3.3W Torpedo Clear 40W Equiv 2700K, 15000 Hr 2-Pack | 2700 | 92 | 300 | 90.9091 | 15000 | 3.3 | 1 | 8.99 | 8.99 | 10.5636 | 2020Q3 | https://hdsupplysolutions.com/p/led-00-75-10-35/cac-led-33w-torpedo-clear-40w-equiv-2700k-15000-hr-2-pack-p132833 | HD Supply | 2020 | Yes
LED Lighting | Decorative | Brand Generic | True |  | Globe | G25 | E26 (Medium) | Damp Location Rated,Filament Style Damp Location Rated,Filament Style CAC LED 3.8W G25 Clear 40W Equivalent, 15,000 Hour 2-pack 3.8 Watts 120 Volts E26 Base 2700 Kelvin 350 Lumens 90 CRI 15,000 Hour Life Replaces 40W Incandescent Mfg #G2540/927CA/FIL/3/RP CAC LED 3.8W G25 Clear 40W Equiv, 2700K, 15000 Hr 3-Pack | 2700 | 92 | 350 | 92.1053 | 15000 | 3.8 | 1 | 16.99 | 16.99 | 19.9639 | 2020Q3 | https://hdsupplysolutions.com/p/led-00-75-10-35/cac-led-38w-g25-clear-40w-equiv-2700k-15000-hr-3-pack-p132837 | HD Supply | 2020 | Yes
LED Lighting | Decorative | Brand Generic | True |  | Globe | G25 | E26 (Medium) | Damp Location Rated,Filament Style Damp Location Rated,Filament Style CAC LED 3.8W G25 White 40W Equivalent, 15,000 Hour 2-pack 3.8 Watts 120 Volts E26 Base 2700 Kelvin 350 Lumens 90 CRI 15,000 Hour Life Replaces 40W Incandescent Mfg #G2540W927CA/FIL/3/RP CAC LED 3.8W G25 White 40W Equiv, 2700K, 15000 Hr 3-Pack | 2700 | 92 | 350 | 92.1053 | 15000 | 3.8 | 1 | 13.99 | 13.99 | 16.4388 | 2020Q3 | https://hdsupplysolutions.com/p/led-00-75-10-35/cac-led-38w-g25-white-40w-equiv-2700k-15000-hr-3-pack-p132847 | HD Supply | 2020 | Yes
LED Lighting | A-Type | Philips Lighting | True |  | A19 (Arbitrary) |  | Medium Screw (E26), Medium Screw (E26), Medium Screw (E26) | Home Lamps, Bulbs, Ballasts Bulbs - LED LED - Traditional Lamps - A-Type Dimmable LED Lamp, 9W, 120V, Bulb: A-Type (A19), Base: Medium Screw (E26), Lumens: 800, CRI: 90, Color Temperature: 5000K. *Philips Part # 47997-1, Mdl #9290018601. 60W Equivalent. *CALIFORNIA TITLE 20 COMPLIANT* * 9A19/LED/927/P/E26/ND 6/1FB T20 ** Philips Lighting 9A19LED950PE26N Dimmable LED Lamp, A19 | 5000 | 90 | 800 | 160 |  | 5 | 1 | 4.39 | 4.39 | 5.1584 | 2020Q3 | https://www.platt.com/platt-electric-supply/LED-Traditional-Lamps-A-Type/Philips-Lighting/9A19LED950PE26N/product.aspx?zpid=1305388 | Platt | 2020 | Yes
LED Lighting | Reflector | Brand Feit | True | Daylighting/Photocell, | Reflector (Flood/Spot) | PAR20 | E26 (Medium) | Damp Location Rated,Use With Timers,Use With Photo and/or Motion Sensors,Wet Location Rated,Recessed Fixtures Damp Location Rated,Use With Timers,Use With Photo and/or Motion Sensors,Wet Location Rated,Recessed Fixtures LED 5w Par20 50w Equivalent, 25000 Hour 5 Watts 120 Volts Medium Base 3000 Kelvin 450 Lumens 90 CRI 25000 Hour Life Replaces 50w Incandescent Mfg #PAR20DM/930CA CAC LED 5W Par20 50W Equiv, 3000K, 25000 Hr | 3000 | 93 | 450 | 90 | 25000 | 5 | 1 | 5.49 | 5.49 | 6.451 | 2020Q3 | https://hdsupplysolutions.com/p/led-00-75-10-35/cac-led-5w-par20-50w-equiv-3000k-25000-hr-p143764 | HD Supply | 2020 | Yes
LED Lighting | Reflector | Brand Generic | True |  | Reflector (Flood/Spot) | R20 | E26 (Medium) | Damp Location Rated,Recessed Fixtures Damp Location Rated,Recessed Fixtures LED Bulb 5 Watt 5 Watt 120 Volt Medium Base 2700 Kelvin 450 Lumens 90+ CRI 25,000 Hour Life Replaces 45W Incandescent Mfg #R20DM/927CA/2 CAC LED 5W R20 45W Equiv, 2700K, 25000 Hr 2-Pack | 2700 | 92 | 450 | 90 | 25000 | 5 | 1 | 9.99 | 9.99 | 11.7386 | 2020Q3 | https://hdsupplysolutions.com/p/led-00-75-10-35/cac-led-5w-r20-45w-equiv-2700k-25000-hr-2-pack-p135710 | HD Supply | 2020 | Yes
LED Lighting | Reflector | Brand Feit | True | Daylighting/Photocell, | Reflector (Flood/Spot) | PAR16 | GU10 | Damp Location Rated,Use With Timers,Use With Photo and/or Motion Sensors,Wet Location Rated,Recessed Fixtures Damp Location Rated,Use With Timers,Use With Photo and/or Motion Sensors,Wet Location Rated,Recessed Fixtures LED 6.6 Watt Mr16 50 Watt Equivalent, 25000 Hour GU10 Base 6.6 Watt 120 Volt 3000 Kelvin 500 Lumens 90 CRI 25000 Hour Life Replaces 50W Incandescent Mfg #BPMR16GU10/500/930CA CAC LED 6.6W MR16 Gu10 50W Equivalent, 3000K, 25000 Hr | 3000 | 92 | 450 | 75 | 25000 | 6 | 1 | 4.93 | 4.93 | 5.7929 | 2020Q3 | https://hdsupplysolutions.com/p/led-00-75-10-35/cac-led-66w-mr16-gu10-50w-equivalent-3000k-25000-hr-p143770 | HD Supply | 2020 | Yes
LED Lighting | Reflector | Brand Generic | True |  | Reflector (Flood/Spot) | BR30 | E26 (Medium) | Damp Location Rated,Recessed Fixtures Damp Location Rated,Recessed Fixtures LED BulbBR30 7.2 Watt 120 Volt Medium Base 2700 Kelvin 650 Lumens 90+ CRI 25,000 Hour Life Replaces 65W Incandescent Dimmable FCC Compliant/RoHS Compliant 100% Mercury Free Suitable For Damp Locations Diameter 3.75 Mfg #BR30DM/927CA/6 CAC LED 7.2W BR30 65W Equiv, 2700K, 25000 Hr 6-Pack | 2700 | 92 | 650 | 90.2778 | 25000 | 7.2 | 1 | 36.99 | 36.99 | 43.4647 | 2020Q3 | https://hdsupplysolutions.com/p/led-00-75-10-35/cac-led-72w-br30-65w-equiv-2700k-25000-hr-6-pack-p135711 | HD Supply | 2020 | Yes
LED Lighting | Reflector | Brand Generic | True | Daylighting/Photocell, | Reflector (Flood/Spot) | PAR30L | E26 (Medium) | Damp Location Rated,Use With Timers,Use With Photo and/or Motion Sensors,Recessed Fixtures Damp Location Rated,Use With Timers,Use With Photo and/or Motion Sensors,Recessed Fixtures LED Bulb PAR 30L 8.3 Watt 120 Volt Medium Base 3000 Kelvin 750 Lumens 90+ CRI 25,000 Hour Life Replaces 75W Incandescent Mfg #PAR30LDM/930CA CAC LED 8.3W Par30L 75W Equiv, 3000K, 25000 Hr | 3000 | 93 | 750 | 90.3614 | 25000 | 8.3 | 1 | 7.99 | 7.99 | 9.3886 | 2020Q3 | https://hdsupplysolutions.com/p/led-00-75-10-35/cac-led-83w-par30l-75w-equiv-3000k-25000-hr-p135709 | HD Supply | 2020 | Yes
LED Lighting | A-Type | Philips Lighting | True |  |  | A19 (Arbitrary) | Medium Screw (E26) | Home Lamps, Bulbs, Ballasts Bulbs - LED LED - Traditional Lamps - A-Type 10.5A19/SLIM/2700-DIM-6/1 Dimmable LED Lamp, 10.5W, 120V, Bulb: A-Type (A19), Base: Medium Screw (E26), Lumens: 800, CRI: 80, Color Temperature: 2700K, Rated Average Life: 25,000 Hrs, *Philips #43327-6* 60W Equivalent. Dimmable when using leading edge dimmers 10.5W Dimmable Slim A19 LED Bulb Philips Lighting 10.5A19/SLIM/2700-DIM-6/1 10.5W Dimmable Slim A19 LED Bulb | 2700 | 80 | 800 | 160 |  | 5 | 1 | 7.2 | 7.2 | 8.4603 | 2020Q3 | https://www.rexelusa.com/usr/Root-Category/Lamps,-Bulbs,-Ballasts/Bulbs---LED/LED---Traditional/Lamps---A-Type/Philips-Lighting-10-5A19-SLIM-2700-DIM-6-1-10-5W-Dimmable-Slim-A19-LED-Bulb/p/613114?prevPageNumber=30 | Rexel Energy Solutions | 2020 | Yes
LED Lighting | A-Type | Philips Lighting | False |  |  | A19 (Arbitrary) | Medium Screw (E26) | Home Lamps, Bulbs, Ballasts Bulbs - LED LED - Traditional Lamps - A-Type 8.5A19/LED/827/ND-120V-2PK/4 Non-Dimmable LED Lamp, 8.5 Watts, 120V, Bulb: A-Type (A19), Base: Medium Screw (E26), Lumens: 800, CRI: 80, Color Temperature: 2700K. Rated Average Life: 10,950 Hrs. *Philips p/n 45550-1. 60W Non-Dim Equivalent. Non-Dimmable LED Lamp, 8.5W, Type A19 Philips Lighting 8.5A19/LED/827/ND-120V-2PK/4 Non-Dimmable LED Lamp, 8.5W, Type A19 | 2700 | 80 | 800 | 160 |  | 5 | 1 | 2.74 | 2.74 | 3.2196 | 2020Q3 | https://www.rexelusa.com/usr/Root-Category/Lamps,-Bulbs,-Ballasts/Bulbs---LED/LED---Traditional/Lamps---A-Type/Philips-Lighting-8-5A19-LED-827-ND-120V-2PK-4-Non-Dimmable-LED-Lamp,-8-5W,-Type-A19/p/1013033?prevPageNumber=0 | Rexel Energy Solutions | 2020 | Yes
LED Lighting | A-Type | SYLVANIA | True |  |  | A19 (Arbitrary) | Medium Screw (E26) | Home Lamps, Bulbs, Ballasts Bulbs - LED LED - Traditional Lamps - A-Type LED6.5A19/DIM/827/FIL ULTRA LED A19 Clear Filament Lamp, Dimmable, Medium Base, 6.5 Watt, 2700K, 81 CRI, 800 Lumen, Rated Life: 15000 Hours, Replaces 60W Incandescent, Standard Case Qty: 6 Sylvania Part # 74416 *** Discontinued *** 6.5W LED Filament Lamp, 2700K, 800 Lumens, Medium Base *** Discontinued *** SYLVANIA LED6.5A19/DIM/827/FIL 6.5W LED Filament Lamp, 2700K, 800 Lumens, Medium Base *** Discontinued *** | 2700 | 81 | 800 | 160 | 15000 | 5 | 1 | 17.36 | 17.36 | 20.3987 | 2020Q3 | https://www.rexelusa.com/usr/Root-Category/Lamps,-Bulbs,-Ballasts/Bulbs---LED/LED---Traditional/Lamps---A-Type/SYLVANIA-LED6-5A19-DIM-827-FIL-6-5W-LED-Filament-Lamp,-2700K,-800-Lumens,-Medium-Base-Discontinued-/p/1024143?prevPageNumber=29 | Rexel Energy Solutions | 2020 | Yes
LED Lighting | Reflector | Brand Generic | True |  | Reflector (Flood/Spot) | BR40 | E26 (Medium) | Damp Location Rated,Recessed Fixtures Damp Location Rated,Recessed Fixtures CAC LED 9.4W Br40 65W Equivalent, 25,000 Hour 2-pack 9.4 Watts 120 Volts E26 Base 2700 Kelvin 850 Lumens 90 CRI 25,000 Hour Life Replaces 65W Incandescent Mfg #BR40DM/927CA/2 CAC LED 9.4W Br40 65W Equiv, 2700K, 25000 Hr 2-Pack | 2700 | 92 | 850 | 90.4255 | 25000 | 9.4 | 1 | 17.99 | 17.99 | 21.1389 | 2020Q3 | https://hdsupplysolutions.com/p/led-00-75-10-35/cac-led-94w-br40-65w-equiv-2700k-25000-hr-2-pack-p132848 | HD Supply | 2020 | Yes
LED Lighting | A-Type | SYLVANIA |  |  |  | A19 (Arbitrary) | Medium Screw (E26) | Home Lamps, Bulbs, Ballasts Bulbs - LED LED - Traditional Lamps - A-Type LED8.5A19/F/827/10YV/RP2 LED Lamp, 8.5 Watt, 120 Volt, Bulb: A19 (Arbitrary), Base: Medium Screw (E26), Lumens: 800, CRI: 80, Color Temperature: 2700K, Lamp Finish: Frosted, Rated Hours: 11000, Note: RP indicates special retail packaging, Pack of 2, Standard Case Qty: 6 *Sylvania Part # 73886* LED Lamp, A19, 8.5W, 120V, Frosted SYLVANIA LED8.5A19/F/827/10YV/RP2 LED Lamp, A19, 8.5W, 120V, Frosted | 2700 | 80 | 800 | 160 |  | 5 | 1 | 4.43 | 4.43 | 5.2054 | 2020Q3 | https://www.rexelusa.com/usr/Root-Category/Lamps,-Bulbs,-Ballasts/Bulbs---LED/LED---Traditional/Lamps---A-Type/SYLVANIA-LED8-5A19-F-827-10YV-RP2-LED-Lamp,-A19,-8-5W,-120V,-Frosted/p/913313?prevPageNumber=0 | Rexel Energy Solutions | 2020 | Yes
LED Lighting | A-Type | Brand Sylvania | True |  |  |  |  | Sylvania® A-19 LED Bulb Medium Base 6.5 Watt 2,700 Kelvin 15,000 Average Hour Life 800 Lumens 120 Volt 80 CRI Dimmable Mfg #LED6.5A19DIM827FILG2RP Sylvania® A-19 LED Bulb, 6.5 Watt, 120 Volt, 2,700K, Medium Base, Package Of 6 | 2700 | 80 | 800 | 160 | 15000 | 5 | 6 | 47.94 | 7.99 | 9.3886 | 2020Q2 | https://hdsupplysolutions.com/p/led-00-75-10-35/sylvania-a-19-led-bulb-65-watt-120-volt-2-700k-medium-base-package-of-6-p112786 | HD Supply | 2020 | Yes
LED Lighting | A-Type | Green Creative | True |  |  |  |  | HomeLamps, Bulbs, BallastsBulbs - LEDLED - DecorativeLamps - Vintage Dimmable Filament LED Lamp, 7.5W, Bulb: A19b, Base: Medium (E26), Vs: 120, Lumens: 800, Color Temp.: 2700K, Rated Life: 15,000 Hrs Green Creative 98449 98449 7.5FA19DIM827/FR | 2700 |  | 800 | 160 |  | 5 | 1 | 5.68 | 5.68 | 6.6742 | 2020Q2 | https://www.platt.com/platt-electric-supply/LED-Decorative-Lamps-Vintage/Green-Creative/98449/product.aspx?zpid=1315112 | Platt | 2020 | Yes
LED Lighting | Reflector | Brand TCP | True |  | Reflector (Flood/Spot) | PAR30 | E26 (Medium) | Wet Location Rated,Recessed Fixtures Wet Location Rated,Recessed Fixtures CAC LED Bulb TCP 10W PAR30 75W Equivalent 2700K Dimmable 10 Watt 2,700 Kelvin 25,000 Average Hour Life 750 Lumens Medium Base 120 Volt 90 CRI Dimmable Replaces 75W Halogen Bulb Mfg #L75P30D2527KFLCQ Mfg #L75P30D2527KFLCQ CAC LED Bulb TCP 10W PAR30 75W Equivalent 2700K Dimmable | 2700 | 93 | 750 | 75 | 25000 | 10 | 1 | 16.26 | 16.26 | 19.1061 | 2020Q3 | https://hdsupplysolutions.com/p/led-00-75-10-35/cac-led-bulb-tcp-10w-par30-75w-equivalent-2700k-dimmable-p238233 | HD Supply | 2020 | Yes
LED Lighting | A-Type | TCP | True |  |  | A19 | Medium (E26) | Description Featuring a vintage filament design, this LED A19 bulb is excellent for wire cages, mason jars, and other antique style DIY projects. Great for open and enclosed fixtures Replaces a 60-Watt incandescent Provides a very warm white light 775 Lumens - 2200 Kelvin - Color Matched For Incandescent Replacement - 120 Volt - TCP FA19D6022KC LED A19 Bulb - 7.5 Watt - 60 Watt Equal | 2200 |  | 775 | 155 |  | 5 | 48 | 189.6 | 3.95 | 4.6414 | 2020Q3 | https://www.1000bulbs.com/product/208620/TCP-10143.html | 1000bulbs.com | 2020 | Yes
LED Lighting | A-Type | TCP |  |  |  | A19 | Medium (E26) | Description Start saving on energy costs with these TCP LED A19 lamps that offer efficient performance at a low price point. 85% more efficient than incandescent alternatives 3000 Kelvin color temperature Instant-on 730 Lumens - 3000 Kelvin - Medium Base - 120 Volt - TCP L60A19N06V30K4 LED A19 - 8.5 Watt - 60 Watt Equal - Halogen Match - 4 Pack | 3000 |  | 730 | 146 |  | 5 | 24 | 23.28 | 0.97 | 1.1398 | 2020Q3 | https://www.1000bulbs.com/product/219187/TCP-10790.html | 1000bulbs.com | 2020 | Yes
LED Lighting | A-Type | TCP |  | Daylighting/Photocell, |  | A19 | Medium (E26) | Description Start saving on energy costs with these TCP LED A19 lamps that offer efficient performance at a low price point. 85% more efficient than incandescent alternatives 5000 Kelvin color temperature Instant-on 730 Lumens - 5000 Kelvin - Medium Base - 120 Volt - TCP L60A19N06V50K4 LED A19 - 8.5 Watt - 60 Watt Equal - Daylight White - 4 Pack | 5000 |  | 730 | 146 |  | 5 | 24 | 23.28 | 0.97 | 1.1398 | 2020Q3 | https://www.1000bulbs.com/product/219188/TCP-10791.html | 1000bulbs.com | 2020 | Yes
LED Lighting | A-Type | Satco | False | Daylighting/Photocell, | General Purpose Replacement | A21 | E26 (Medium) | Damp Location Rated,Recessed Fixtures,Shatter Resistant,Vibration Service Damp Location Rated,Recessed Fixtures,Shatter Resistant,Vibration Service Home / Light Bulbs / LED / Satco - S8738 - 20WA21/LED/HID/5000K/120-277V/E26 Halogen & Ceramic Metal Halide Replacement 20W LED Replacement for HID Lamp - Universal - 2910 Lumens - Daylight (5000K) - 80 CRI - 25000 Hours - E26 (Medium) - 120 to 277V (Universal) - Frost Satco - S8738 - 20WA21/LED/HID/5000K/120-277V/E26 | 5000 | 83 | 2910 | 145.5 | 25000 | 20 | 1 | 30 | 30 | 35.2512 | 2020Q3 | https://shop.regencylighting.com/lamps/led/20wa21-led-hid-5000k-120-277v-e26-s8738.html | Regency Lighting | 2020 | Yes
LED Lighting | Reflector | Brand TCP | True |  | Reflector (Flood/Spot) | PAR30 | E26 (Medium) | Wet Location Rated,Recessed Fixtures Wet Location Rated,Recessed Fixtures CAC LED Bulb TCP 13W PAR30 75W Equivalent 3000K NFL WL Dimmable 13 Watt 3,000 Kelvin 25,000 Average Hour Life 900 Lumens Medium Base 120 Volt 90 CRI Dimmable Replaces 75W Halogen Bulb Mfg #L75P30D2530KNFLCQ Mfg #L75P30D2530KNFLCQ CAC LED Bulb TCP 13W PAR30 75W Equivalent 3000K NFL WL Dimmable | 3000 | 93 | 750 | 75 | 25000 | 10 | 1 | 15.57 | 15.57 | 18.2954 | 2020Q3 | https://hdsupplysolutions.com/p/led-00-75-10-35/cac-led-bulb-tcp-13w-par30-75w-equivalent-3000k-nfl-wl-dimmable-p238248 | HD Supply | 2020 | Yes
LED Lighting | Reflector | Brand TCP | True |  | Reflector (Flood/Spot) | PAR30S | E26 (Medium) | Wet Location Rated,Recessed Fixtures Wet Location Rated,Recessed Fixtures CAC LED Bulb TCP 13W PAR30S 75W Equivalent 3000K NFL WL Dimmable 13 Watt 3,000 Kelvin 25,000 Average Hour Life 900 Lumens Medium Base 120 Volt 90 CRI Dimmable Replaces 75W Halogen Bulb Mfg #L75P30SD2530KNFLCQ Mfg #L75P30SD2530KNFLCQ CAC LED Bulb TCP 13W PAR30S 75W Equivalent 3000K NFL WL Dimmable | 3000 | 93 | 750 | 78.9474 | 25000 | 9.5 | 1 | 13.99 | 13.99 | 16.4388 | 2020Q3 | https://hdsupplysolutions.com/p/led-00-75-10-35/cac-led-bulb-tcp-13w-par30s-75w-equivalent-3000k-nfl-wl-dimmable-p238249 | HD Supply | 2020 | Yes
LED Lighting | Reflector | Brand TCP | True |  | Reflector (Flood/Spot) | BR40 | E26 (Medium) | Damp Location Rated,Recessed Fixtures Damp Location Rated,Recessed Fixtures CAC LED Bulb TCP 16W BR40 85W Equivalent 2700K Dimmable 16 Watt 2,700 Kelvin 25,000 Average Hour Life 1,200 Lumens Medium Base 120 Volt 90 CRI Dimmable Replaces 85W Incandescent Bulb Mfg #L85BR40D2527KCQ Mfg #L85BR40D2527KCQ CAC LED Bulb TCP 16W BR40 85W Equivalent 2700K Dimmable | 2700 | 91 | 1065 | 78.8889 | 25000 | 13.5 | 1 | 13.79 | 13.79 | 16.2038 | 2020Q3 | https://hdsupplysolutions.com/p/led-00-75-10-35/cac-led-bulb-tcp-16w-br40-85w-equivalent-2700k-dimmable-p238238 | HD Supply | 2020 | Yes
LED Lighting | Reflector | Brand TCP | True |  | Reflector (Flood/Spot) | BR40 | E26 (Medium) | Damp Location Rated,Recessed Fixtures Damp Location Rated,Recessed Fixtures CAC LED Bulb TCP 16W BR40 85W Equivalent 3000K Dimmable 16 Watt 3,000 Kelvin 25,000 Average Hour Life 1,200 Lumens Medium Base 120 Volt 90 CRI Dimmable Replaces 85W Incandescent Bulb Mfg #L85BR40D2530KCQ Mfg #L85BR40D2530KCQ CAC LED Bulb TCP 16W BR40 85W Equivalent 3000K Dimmable | 3000 | 93 | 1065 | 78.8889 | 25000 | 13.5 | 1 | 9.99 | 9.99 | 11.7386 | 2020Q3 | https://hdsupplysolutions.com/p/led-00-75-10-35/cac-led-bulb-tcp-16w-br40-85w-equivalent-3000k-dimmable-p238239 | HD Supply | 2020 | Yes
LED Lighting | Reflector | Brand TCP | True |  | Reflector (Flood/Spot) | PAR38 | E26 (Medium) | Wet Location Rated,Recessed Fixtures Wet Location Rated,Recessed Fixtures CAC LED Bulb TCP 18.5W PAR38 120W Equivalent 3000K FL WL Dimmable 18.5 Watt 3,000 Kelvin 25,000 Average Hour Life 1,390 Lumens Medium Base 120 Volt 90 CRI Dimmable Replaces 120W Halogen Bulb Mfg #L90P38D2530KFLCQ Mfg #L90P38D2530KFLCQ CAC LED Bulb TCP 18.5W PAR38 120W Equivalent 3000K FL WL Dimmable | 3000 | 94 | 1000 | 76.9231 | 25000 | 13 | 1 | 20.99 | 20.99 | 24.6641 | 2020Q3 | https://hdsupplysolutions.com/p/led-00-75-10-35/cac-led-bulb-tcp-185w-par38-120w-equivalent-3000k-fl-wl-dimmable-p238245 | HD Supply | 2020 | Yes
LED Lighting | Reflector | Brand TCP | True |  | Reflector (Flood/Spot) | PAR38 | E26 (Medium) | Wet Location Rated,Recessed Fixtures Wet Location Rated,Recessed Fixtures CAC LED Bulb TCP 18.5W PAR38 120W Equivalent 3000K NFL WL Dimmable 18.5 Watt 3,000 Kelvin 25,000 Average Hour Life 1,390 Lumens Medium Base 120 Volt 90 CRI Dimmable Replaces 120W Halogen Bulb Mfg #L90P38D2530KNFLCQ Mfg #L90P38D2530KNFLCQ CAC LED Bulb TCP 18.5W PAR38 120W Equivalent 3000K NFL WL Dimmable | 3000 | 94 | 1000 | 76.9231 | 25000 | 13 | 1 | 19.99 | 19.99 | 23.489 | 2020Q3 | https://hdsupplysolutions.com/p/led-00-75-10-35/cac-led-bulb-tcp-185w-par38-120w-equivalent-3000k-nfl-wl-dimmable-p238246 | HD Supply | 2020 | Yes
LED Lighting | A-Type | Satco | False | Daylighting/Photocell, | General Purpose Replacement | A21 | E26 (Medium) | Damp Location Rated,Recessed Fixtures,Shatter Resistant,Vibration Service Damp Location Rated,Recessed Fixtures,Shatter Resistant,Vibration Service Home / Light Bulbs / LED / LED HID Bulbs / Satco - S8738 - 20WA21/LED/HID/5000K/120-277V/E26 Halogen & Ceramic Metal Halide Replacement 20W LED Replacement for HID Lamp - Universal - 2910 Lumens - Daylight (5000K) - 80 CRI - 25000 Hours - E26 (Medium) - 120 to 277V (Universal) - Frost Satco - S8738 - 20WA21/LED/HID/5000K/120-277V/E26 | 5000 | 83 | 2910 | 145.5 | 25000 | 20 | 1 | 30 | 30 | 35.2512 | 2020Q3 | https://shop.regencylighting.com/lamps/led/hid/20wa21-led-hid-5000k-120-277v-e26-s8738.html | Regency Lighting | 2020 | Yes
LED Lighting | A-Type | Satco |  | Daylighting/Photocell, | General Purpose Replacement | A21 | E26 (Medium) | Damp Location Rated,Recessed Fixtures,Shatter Resistant,Vibration Service Damp Location Rated,Recessed Fixtures,Shatter Resistant,Vibration Service Description Improve visibility from pole tops or other HID fixtures by using this LED A21 bulb. Reduces need for maintenance and replacements Replaces 150-Watt incandescents Frosted for better diffusion 2910 Lumens - 5000 Kelvin - Medium Base - 120-277 Volt - Satco S8738 LED A21 - 20 Watt - 150 Watt Equal - Daylight White | 5000 | 83 | 2910 | 145.5 | 25000 | 20 | 24 | 630.24 | 26.26 | 30.8565 | 2020Q3 | https://www.1000bulbs.com/product/209577/SATCO-S8738B.html | 1000bulbs.com | 2020 | Yes
LED Lighting | Reflector | Brand TCP | True |  | Reflector (Flood/Spot) | R20 | E26 (Medium) | Damp Location Rated,Recessed Fixtures Damp Location Rated,Recessed Fixtures CAC LED Bulb TCP 7W R20 50W Equivalent 2700K Dimmable 7 Watt 2,700 Kelvin 25,000 Average Hour Life 525 Lumens Medium Base 120 Volt 90 CRI Dimmable Replaces 50W Incandescent Bulb Mfg #L50R20D2527KCQ Mfg #L50R20D2527KCQ CAC LED Bulb TCP 7W R20 50W Equivalent 2700K Dimmable | 2700 | 93 | 525 | 75 | 25000 | 7 | 1 | 4.99 | 4.99 | 5.8634 | 2020Q3 | https://hdsupplysolutions.com/p/led-00-75-10-35/cac-led-bulb-tcp-7w-r20-50w-equivalent-2700k-dimmable-p238240 | HD Supply | 2020 | Yes
LED Lighting | Reflector | Brand TCP | True |  | Reflector (Flood/Spot) | R20 | E26 (Medium) | Damp Location Rated,Recessed Fixtures Damp Location Rated,Recessed Fixtures CAC LED Bulb TCP 7W R20 50W Equivalent 3000K Dimmable 7 Watt 3,000 Kelvin 25,000 Average Hour Life 525 Lumens Medium Base 120 Volt 90 CRI Dimmable Replaces 50W Incandescent Bulb Mfg #L50R20D2530KCQ Mfg #L50R20D2530KCQ CAC LED Bulb TCP 7W R20 50W Equivalent 3000K Dimmable | 3000 | 94 | 525 | 75 | 25000 | 7 | 1 | 8.87 | 8.87 | 10.4226 | 2020Q3 | https://hdsupplysolutions.com/p/led-00-75-10-35/cac-led-bulb-tcp-7w-r20-50w-equivalent-3000k-dimmable-p238241 | HD Supply | 2020 | Yes
LED Lighting | Reflector | Brand TCP | True |  | Reflector (Flood/Spot) | PAR16 | GU10 | Damp Location Rated,Recessed Fixtures Damp Location Rated,Recessed Fixtures CAC LED Bulb TCP 8W GU10 MR16 50W Equivalent 3000K Dimmable 8 Watt 3,000 Kelvin 25,000 Average Hour Life 500 Lumens GU-10 Base 120 Volt 90 CRI Dimmable Replaces 50W Halogen Bulb Mfg #L50MR16GUD2530KFLCQ Mfg #L50MR16GUD2530KFLCQ CAC LED Bulb TCP 8W GU10 MR16 50W Equivalent 3000K Dimmable | 3000 | 94 | 500 | 71.4286 | 25000 | 7 | 1 | 8.63 | 8.63 | 10.1406 | 2020Q3 | https://hdsupplysolutions.com/p/led-00-75-10-35/cac-led-bulb-tcp-8w-gu10-mr16-50w-equivalent-3000k-dimmable-p238242 | HD Supply | 2020 | Yes
LED Lighting | Reflector | Brand TCP | True |  | Reflector (Flood/Spot) | PAR20 | E26 (Medium) | Wet Location Rated,Recessed Fixtures Wet Location Rated,Recessed Fixtures CAC LED Bulb TCP 8W PAR20 50W Equivalent 3000K Dimmable 8 Watt 2,700 Kelvin 25,000 Average Hour Life 500 Lumens Medium Base 120 Volt 90 CRI Dimmable Replaces 50W Halogen Bulb Mfg #L50P20D2527KFLCQ Mfg #L50P20D2527KFLCQ CAC LED Bulb TCP 8W PAR20 50W Equivalent 3000K Dimmable | 2700 | 93 | 550 | 78.5714 | 25000 | 7 | 1 | 11.01 | 11.01 | 12.9372 | 2020Q3 | https://hdsupplysolutions.com/p/led-00-75-10-35/cac-led-bulb-tcp-8w-par20-50w-equivalent-3000k-dimmable-p238235 | HD Supply | 2020 | Yes
LED Lighting | Reflector | Brand TCP | True |  | Reflector (Flood/Spot) | BR30 | E26 (Medium) | Damp Location Rated,Recessed Fixtures Damp Location Rated,Recessed Fixtures CAC LED Bulb TCP 9W BR30 65W Equivalent 2700K Dimmable 9 Watt 2,700 Kelvin 25,000 Average Hour Life 650 Lumens Medium Base 120 Volt 90 CRI Dimmable Replaces 65W Incandescent Bulb Mfg #L65BR30D2527KCQ CAC LED Bulb TCP 9W BR30 65W Equivalent 2700K Dimmable | 2700 | 91 | 650 | 81.25 | 25000 | 8 | 1 | 7.79 | 7.79 | 9.1536 | 2020Q3 | https://hdsupplysolutions.com/p/led-00-75-10-35/cac-led-bulb-tcp-9w-br30-65w-equivalent-2700k-dimmable-p238236 | HD Supply | 2020 | Yes
LED Lighting | Decorative | Brand Feit | True |  | Other | BA11 | E12 (Candelabra) | Damp Location Rated Damp Location Rated LED Filament 3.3 Watt Ca10 40 Watt Equivalent, 15000 Hour Candelabra Base 3.3 Watt 120 Volt 2700 Kelvin 300 Lumens 90 CRI 15000 Hour Life Replaces 40W Incandescent Mfg #BPCFC40927CAFIL/2/RP CAC LED Filament 3.3W Flame Tip 40W Equiv, 2700K, 15000 Hr 2-Pack | 2700 | 92 | 300 | 90.9091 | 15000 | 3.3 | 1 | 9.49 | 9.49 | 11.1511 | 2020Q3 | https://hdsupplysolutions.com/p/led-00-75-10-35/cac-led-filament-33w-flame-tip-40w-equiv-2700k-15000-hr-2-pack-p143758 | HD Supply | 2020 | Yes
LED Lighting | Decorative | Brand Feit | True |  | Other | BA11 | E26 (Medium) | Damp Location Rated Damp Location Rated LED Filament 3.3w Ca10 40w Equivalent, 15000 Hour 3.3 Watts 120 Volts Medium Base 2700 Kelvin 300 Lumens 90 CRI 15000 Hour Life Replaces 40w Incandescent Mfg #BPEFC40927CAFIL/2/RP CAC LED Filament 3.3W Flame Tip 40W Equiv Med Base, 2700K, 15000 Hr 2-Pack | 2700 | 90 | 300 | 90.9091 | 15000 | 3.3 | 1 | 9.49 | 9.49 | 11.1511 | 2020Q3 | https://hdsupplysolutions.com/p/led-00-75-10-35/cac-led-filament-33w-flame-tip-40w-equiv-med-base-2700k-15000-hr-2-pack-p143759 | HD Supply | 2020 | Yes
LED Lighting | Decorative | Brand Feit | True |  | Decorative | BA10 | E12 (Candelabra) | Recessed Fixtures,Damp Location Rated Recessed Fixtures,Damp Location Rated LED Filament 5.5w Ca10 60w Equivalent, 15000 Hour 5.5 Watts 120 Volts Medium Base 2700 Kelvin 500 Lumens 90 CRI 15000 Hour Life Replaces 60w Incandescent Mfg #BPEFC60927CAFIL/2/RP CAC LED Filament 5.5W Flame Tip 60W Equiv Med Base, 2700K, 15000 Hr 2-Pack | 2700 | 92 | 500 | 90.9091 | 15000 | 5.5 | 1 | 10.99 | 10.99 | 12.9137 | 2020Q3 | https://hdsupplysolutions.com/p/led-00-75-10-35/cac-led-filament-55w-flame-tip-60w-equiv-med-base-2700k-15000-hr-2-pack-p143761 | HD Supply | 2020 | Yes
LED Lighting | Decorative | Brand Feit | True |  | Globe | G25 | E26 (Medium) | Damp Location Rated Damp Location Rated LED Filament 5.5w G25 60w Equivalent, 15000 Hour 5.5 Watts 120 Volts Medium Base 2700 Kelvin 500 Lumens 90 CRI 15000 Hour Life Replaces 60w Incandescent Mfg #G2560/927CA/FIL/3/RP CAC LED Filament 5.5W G25 Clear 60W Equiv, 2700K, 15000 Hr 3-Pack | 2700 | 91 | 500 | 90.9091 | 15000 | 5.5 | 1 | 16.99 | 16.99 | 19.9639 | 2020Q3 | https://hdsupplysolutions.com/p/led-00-75-10-35/cac-led-filament-55w-g25-clear-60w-equiv-2700k-15000-hr-3-pack-p143756 | HD Supply | 2020 | Yes
LED Lighting | Decorative | Brand Feit | True |  | Globe | G25 | E26 (Medium) | Damp Location Rated Damp Location Rated LED Filament 5.5w G25 60w Equivalent, 15000 Hour 5.5 Watts 120 Volts Medium Base 2700 Kelvin 500 Lumens 90 CRI 15000 Hour Life Replaces 60w Incandescent Mfg #G2560W927CA/FIL/3/RP CAC LED Filament 5.5W G25 White 60W Equiv, 2700K, 15000 Hr 3-Pack | 2700 | 91 | 500 | 90.9091 | 15000 | 5.5 | 1 | 17.99 | 17.99 | 21.1389 | 2020Q3 | https://hdsupplysolutions.com/p/led-00-75-10-35/cac-led-filament-55w-g25-white-60w-equiv-2700k-15000-hr-3-pack-p143757 | HD Supply | 2020 | Yes
LED Lighting | A-Type | Satco |  | Daylighting/Photocell, | General Purpose Replacement | A21 | E26 (Medium) | Damp Location Rated,Recessed Fixtures,Shatter Resistant,Vibration Service Damp Location Rated,Recessed Fixtures,Shatter Resistant,Vibration Service Home Bulbs High Output LED Bulbs 2910 Lumens - 150W INC Equal - 20W - LED A21 bulb - 5000K - Medium base Back Description The Satco S8738 Hi-Pro LED offers a new design for retrofitting bollards and post tops. Satco S8738 LED A21 lamp produces 2910 lumens with a 5000K color temperature that illuminates Daylight while using 20 watts instead of 125W Incandescent. This LED has E26 medium base with input voltage of 120-277V . 25000 hours rated and enclosed rated lamp Damp location rated and Energy star Type A and 84+ CRI with RoHS compliant 2910 Lumens - 150W INC Equal - 20W - LED A21 bulb - 5000K - Medium base | 5000 | 83 | 2910 | 145.5 | 25000 | 20 | 1 | 22.78 | 22.78 | 26.7674 | 2020Q3 | https://www.beeslighting.com/S8738 | Bee's Lighting | 2020 | Yes
LED Lighting | Downlight | Brand Philips | True |  |  |  |  | Downlight Solid State Retrofit Downlight Solid State Retrofit LED 6" CorePro Recessed Retrofit 16 Watt 120 Volt White Baffle Glare-Free Acrylic Diffuser 3-5/8H x 8" Diameter 50,000 Average Hour Life Dimmable (Consult Spec Sheet) 1,000 Lumens Integrated 3,000K LED Array Included Mfg #CP6RB10930W CorePRO LED 6 Recessed Retrofit 16 Watt, 120 Volt, 1000 Lumen, 3000K, 90 CRI | 3000 | 95 | 1113 | 70.443 | 60000 | 15.8 | 1 | 42.23 | 42.23 | 49.6219 | 2020Q3 | https://hdsupplysolutions.com/p/led-00-75-10-35/corepro-led-6-recessed-retrofit-16-watt-120-volt-1000-lumen-3000k-90-cri-p227610 | HD Supply | 2020 | Yes
LED Lighting | Decorative | Brand Feit | True |  | Other | BA11 | E26 (Medium) | Recessed Fixtures Recessed Fixtures Feit Electric Soft White 500 Lumen 2700k Dimmable Flame Tip Led Pack Of 6 Soft White Dimmable 500 Lumen Instant On To Full Brightness Mfg #CFC60/927CA/FIL/6 Feit Electric Soft White 500 Lumen 2700k Dimmable Flame Tip Led Pack Of 6 | 2700 | 92 | 500 | 90.9091 | 15000 | 5.5 | 1 | 26.94 | 26.94 | 31.6555 | 2020Q3 | https://hdsupplysolutions.com/p/led-00-75-10-35/feit-electric-soft-white-500-lumen-2700k-dimmable-flame-tip-led-pack-of-6-p129811 | HD Supply | 2020 | Yes
LED Lighting | Downlight | Brand Feit | [5 empty] | Downlight Solid State Retrofit Downlight Solid State Retrofit Feit® LED 7.2 Watt 4 Retrofit Kit 120 Volt White Trim 50,000 Average Hour Life 540 Lumens 4-Way Selectable Color Temperature Can Be Set At 3000k/4000k/5000k California Energy Commission Compliant Mfg #LEDR4/4WYCA Feit® LED 7.2 Watt 4 Retrofit Kit | 3000 | 94 | 540 | 75 | 50000 | 7.2 | 1 | 17.99 | 17.99 | 21.1389 | 2020Q3 | https://hdsupplysolutions.com/p/led-00-75-10-35/feit-led-72-watt-4-retrofit-kit-p128229 | HD Supply | 2020 | Yes
LED Lighting | Downlight | Brand Feit | [5 empty] | Downlight Solid State Retrofit Downlight Solid State Retrofit Feit® LED 9.4 Watt 5-6 Retrofit Kit 120 Volt White Trim 50,000 Average Hour Life 850 Lumens 4-Way Selectable Color Temperature Can Be Set At 3000K/4000K/5000K California Energy Commission Compliant Mfg #LEDR56/4WYCA Feit® LED 9.4 Watt 5-6 Retrofit Kit | 3000 | 94 | 850 | 75.2212 | 50000 | 11.3 | 1 | 19.99 | 19.99 | 23.489 | 2020Q3 | https://hdsupplysolutions.com/p/led-00-75-10-35/feit-led-94-watt-5-6-retrofit-kit-p128230 | HD Supply | 2020 | Yes
LED Lighting | Downlight | Brand Green Creative | True |  | DL | LED Retrofit Kit | LED Retrofit Kit | Downlight Solid State Retrofit Downlight Solid State Retrofit Green Creative¿ 10 Watt 5" Or 6" Retrofit Downlight Medium Base 120V 2,700 Kelvin Dimmable ENERGY STAR¿ Mfg #10DL6DIM/827 Green Creative® 10 Watt 5" Or 6" Retrofit Downlight - 120V - 2,700K - Dimmable | 2700 | 81 | 700 | 70 | 36000 | 10 | 1 | 23.99 | 23.99 | 28.1892 | 2020Q3 | https://hdsupplysolutions.com/p/led-00-75-10-35/green-creative-10-watt-5-or-6-retrofit-downlight-120v-2-700k-dimmable-p133629 | HD Supply | 2020 | Yes
LED Lighting | Downlight | Brand Green Creative | True |  |  |  |  | Downlight Solid State Retrofit Downlight Solid State Retrofit Green Creative LED 14 Watt 120 Volt 82 CRI Warm White 2700K Color Temperature 1065 Lumens 25,000 Hours Rated Life 110° Beam Angle Cloud Shape E26 Base Dimmable. Mfg #40636 Green Creative 14 Watt 2700K BR40 LED Light Bulb 6-Pack | 2700 | 82 | 650 | 72.2222 | 35000 | 9 | 1 | 60.87 | 60.87 | 71.5246 | 2020Q3 | https://hdsupplysolutions.com/p/led-00-75-10-35/green-creative-14-watt-2700k-br40-led-light-bulb-6-pack-p235614 | HD Supply | 2020 | Yes
LED Lighting | Downlight | Brand Green Creative | True |  |  |  |  | Downlight Solid State Retrofit Downlight Solid State Retrofit Green Creative LED 14 Watt 120 Volt 82 CRI Warm White 3000K Color Temperature 1100 Lumens 25,000 Hours Rated Life 110° Beam Angle Cloud Shape E26 Base Dimmable. Mfg #40637 Green Creative 14 Watt 3000K BR40 LED Light Bulb 6-Pack | 2700 | 82 | 650 | 72.2222 | 35000 | 9 | 1 | 124.86 | 124.86 | 146.7153 | 2020Q3 | https://hdsupplysolutions.com/p/led-00-75-10-35/green-creative-14-watt-3000k-br40-led-light-bulb-6-pack-p235615 | HD Supply | 2020 | Yes
LED Lighting | Decorative | Brand Green Creative | True |  | Globe | G16.5 | E26 (Medium) | Damp Location Rated,Not for Use in Recessed Fixtures Damp Location Rated,Not for Use in Recessed Fixtures Green Creative Round Downlight 14.5 Watt 4000K LED 1050 110° 75 Watt Equivalent 40000 Hours. Mfg #40847 Green Creative 14.5 Watt 4000K Round LED Downlight 6" 6-PK | 2700 | 92 | 350 | 87.5 | 15000 | 4 | 1 | 185.76 | 185.76 | 218.2752 | 2020Q3 | https://hdsupplysolutions.com/p/led-00-75-10-35/green-creative-145-watt-4000k-round-led-downlight-6-6-pk-p371058 | HD Supply | 2020 | No
LED Lighting | A-Type | Manufacturer: Satco | False | Daylighting/Photocell, | General Purpose Replacement | A21 | E26 (Medium) | Damp Location Rated,Recessed Fixtures,Shatter Resistant,Vibration Service Damp Location Rated,Recessed Fixtures,Shatter Resistant,Vibration Service Home > Energy Star Qualified Products > 20 Watt 3000 Lumen 120-277V Non-Dimmable E26 Base LED A21 Light Bulb 5000K Product Specifications - Quick Reference Input Voltage: Lumens: 120-277 Volt 2900 Lumens Dimensions: Dimmable: 5" (MOL) x 2-5/8" (MOD) NO LED Color: 5000K Daylight Life Time: 25,000 Hours Power Consumption: Luminous Efficacy: 20 Watts 150 lm/W CRI: Certifications: 80 CRI Enclosed, RoHS, Damp Satco's LED series of high lumen LED A21 Lamps are here to replace your 70 watt halogens and ceramic metal halide lamps, or 200 watt incandescent bulbs. These lamps are intended for industrial and commercial applications. This Hi Pro series of A21 LED lights bulbs are approved for enclosed fixtures and are damp location rated. They have a long life of 25,000 hours and possess a 5 Year Limited Warranty. This series comes in a 20 watt model with the color temperatures of 2700K and 5000K. They also have dimmable 120V or non-dimmable 120-277V options. This model is part number S8738, which produces 2900 lumens of a 5000K daylight color. This LED light bulb consumes just 20 watts of universal 120-277 volt energy. This bulb is RoHS compliant, cULus - damp location rated, and enclosed fixture rated. This led light bulb is NON-dimmable and has a CRI of 80, with a medium E26 base to meet all of your replacement needs. When you replace your 200A21 bulbs with these 200 watt A21 LED bulbs, your energy use decreases significantly while keeping the same look and feel of your old A21 bulbs. Typical applications include: commercial, residential, down lighting, accent lighting, display lighting, and more. Click here for the complete Satco S8738 LED A21 Light Bulb Specification Sheet. Satco 20 Watt 3000 Lumen 120-277V Non-Dimmable E26 Base LED A21 Light Bulb 5000K | 5000 | 83 | 2910 | 145.5 | 25000 | 20 | 1 | 26.95 | 26.95 | 31.6673 | 2020Q3 | https://www.greenelectricalsupply.com/20-watt-3000-lumen-led-a21-120-277v-5000k.aspx | Green Electrical Supply | 2020 | Yes
LED Lighting | Reflector | Brand Green Creative | True |  | Reflector (Flood/Spot) | PAR16 | GU10 | Damp Location Rated,Recessed Fixtures Damp Location Rated,Recessed Fixtures Green Creative¿ 6 Watt MR-16 LED Bulb GU10 Base 120V 2,700 Kelvin Dimmable ENERGY STAR¿ Mfg #6GU10DIM/827FL35 Green Creative® 6 Watt MR-16 LED Bulb - GU10 Base - 120V - 2,700K - Dimmable | 2700 | 84 | 480 | 80 | 25000 | 6 | 1 | 15.99 | 15.99 | 18.7889 | 2020Q3 | https://hdsupplysolutions.com/p/led-00-75-10-35/green-creative-6-watt-mr-16-led-bulb-gu10-base-120v-2-700k-dimmable-p133633 | HD Supply | 2020 | Yes
LED Lighting | Reflector | Brand Green Creative | True | Daylighting/Photocell, | Reflector (Flood/Spot) | BR30 | E26 (Medium) | Damp Location Rated,Use With Timers,Use With Photo and/or Motion Sensors,Recessed Fixtures Damp Location Rated,Use With Timers,Use With Photo and/or Motion Sensors,Recessed Fixtures Green Creative 8 Watt BR-30 LED Bulb Medium Base 120V 2,700 Kelvin Cloud Design ENERGY STAR Mfg #8BR30DIM/827 Green Creative® 8 Watt BR-30 LED Bulb - Med Base - 120V - 2,700K - Dimmable | 2700 | 81 | 650 | 76.4706 | 25000 | 8.5 | 1 | 13.49 | 13.49 | 15.8513 | 2020Q3 | https://hdsupplysolutions.com/p/led-00-75-10-35/green-creative-8-watt-br-30-led-bulb-med-base-120v-2-700k-dimmable-p133625 | HD Supply | 2020 | Yes
LED Lighting | Downlight | Brand Green Creative | [5 empty] | Downlight Recessed Downlight Recessed Green Creative Retrofit Commercial Downlight 120-277 Volt 8.5/13.5/21 Watt 2700K LED 650/930/1400 110° 76/69/67 Watt Equivalent 40000 Hours. Mfg #57868 Green Creative 8.5/13.5/21 Watt 2700K Retrofit Commercial LED Downlight 6" 6-PK | 2700 | 82 | 1400 | 66.6667 | 25000 | 21 | 1 | 455.77 | 455.77 | 535.5474 | 2020Q3 | https://hdsupplysolutions.com/p/led-00-75-10-35/green-creative-85-135-21-watt-2700k-retrofit-commercial-led-downlight-6-6-pk-p371010 | HD Supply | 2020 | Yes
LED Lighting | Downlight | Brand Green Creative | [5 empty] | Downlight Recessed Downlight Recessed Green Creative Retrofit Commercial Downlight 120-277 Volt 8.5/13.5/21 Watt 3000K LED 700/1000/1500 110° 82/74/71 Watt Equivalent 40000 Hours. Mfg #57869 Green Creative 8.5/13.5/21 Watt 3000K Retrofit Commercial LED Downlight 6" 6-PK | 3000 | 84 | 1500 | 71.4286 | 25000 | 21 | 1 | 455.77 | 455.77 | 535.5474 | 2020Q3 | https://hdsupplysolutions.com/p/led-00-75-10-35/green-creative-85-135-21-watt-3000k-retrofit-commercial-led-downlight-6-6-pk-p371011 | HD Supply | 2020 | Yes
LED Lighting | Downlight | Brand Green Creative | [5 empty] | Downlight Recessed Downlight Recessed Green Creative Retrofit Commercial Downlight 120-277 Volt 8.5/13.5/21 Watt 3500K LED 700/1000/1500 110° 82/74/71 Watt Equivalent 40000 Hours. Mfg #57870 Green Creative 8.5/13.5/21 Watt 3500K Retrofit Commercial LED Downlight 6" 6-PK | 3500 | 84 | 1500 | 71.4286 | 25000 | 21 | 1 | 399.8 | 399.8 | 469.7804 | 2020Q3 | https://hdsupplysolutions.com/p/led-00-75-10-35/green-creative-85-135-21-watt-3500k-retrofit-commercial-led-downlight-6-6-pk-p371012 | HD Supply | 2020 | Yes
LED Lighting | Downlight | Brand Green Creative | [5 empty] | Downlight Recessed Downlight Recessed Green Creative Retrofit Commercial Downlight 120-277 Volt 8.5/13.5/21 Watt 4000K LED 700/1000/1500 110° 82/74/71 Watt Equivalent 40000 Hours. Mfg #57871 Green Creative 8.5/13.5/21 Watt 4000K Retrofit Commercial LED Downlight 6" 6-PK | 4000 | 83 | 1500 | 71.4286 | 25000 | 21 | 1 | 410.19 | 410.19 | 481.9891 | 2020Q3 | https://hdsupplysolutions.com/p/led-00-75-10-35/green-creative-85-135-21-watt-4000k-retrofit-commercial-led-downlight-6-6-pk-p371013 | HD Supply | 2020 | Yes
LED Lighting | A-Type | Satco | False |  | General Purpose Replacement | A21 | E26 (Medium) | Damp Location Rated,Recessed Fixtures,Shatter Resistant,Vibration Service Damp Location Rated,Recessed Fixtures,Shatter Resistant,Vibration Service Home Lamps, Bulbs, Ballasts Bulbs - LED LED - Traditional Lamps - A-Type Non-Dimmable LED Lamp, 20W, 120-277V, Bulb: A-Type (A21), Base: Medium Screw (E26), Lumens: 3000, CRI: 82, Color Temperature: 5000K, Rated Average Life: 25,000 Hrs. Suitable for enclosed fixtures. Replaces up to 70W HID. cULus - Dry Location Rated. Satco S8738 Non-Dimmable LED Lamp, 20W, 120-277V, Bulb: A-Type | 5000 | 83 | 2910 | 145.5 | 25000 | 20 | 1 | 43.76 | 43.76 | 51.4197 | 2020Q3 | https://www.platt.com/platt-electric-supply/LED-Traditional-Lamps-A-Type/Satco/S8738/product.aspx?zpid=535436 | Platt | 2020 | Yes
LED Lighting | Reflector | Brand Green Creative | True |  | Reflector (Flood/Spot) | BR30 | E26 (Medium) | Damp Location Rated,Recessed Fixtures Damp Location Rated,Recessed Fixtures Green Creative 8.8 Watt 120/277 Volt LED 30° Beam Angle 3000K Color Temperature 1950 Candle Power 625 Lumens 40,000 Hours Rated Life. Mfg #16346 Green Creative 8.8 Watt 3000K 625 Lumens Dimmable LED Light 6-Pack | 3000 | 83 | 650 | 72.2222 | 25000 | 9 | 1 | 223 | 223 | 262.0336 | 2020Q3 | https://hdsupplysolutions.com/p/led-00-75-10-35/green-creative-88-watt-3000k-625-lumens-dimmable-led-light-6-pack-p374249 | HD Supply | 2020 | No
LED Lighting | Reflector | Brand Green Creative | True |  | Reflector (Flood/Spot) | BR40 | E26 (Medium) | Damp Location Rated,Recessed Fixtures Damp Location Rated,Recessed Fixtures Green Creative LED 9 Watt 120 Volt 82 CRI Warm White 2700K Color Temperature 700 Lumens 25,000 Hours Rated Life 110° Beam Angle Cloud Shape E26 Base Dimmable. Mfg #98464 Green Creative 9 Watt 120 Volt BR40 LED Light Bulb 6-Pack | 2700 | 82 | 950 | 86.3636 | 25000 | 11 | 1 | 63.61 | 63.61 | 74.7442 | 2020Q3 | https://hdsupplysolutions.com/p/led-00-75-10-35/green-creative-9-watt-120-volt-br40-led-light-bulb-6-pack-p235613 | HD Supply | 2020 | Yes
LED Lighting | A-Type | Satco | False |  | General Purpose Replacement | A21 | E26 (Medium) | Damp Location Rated,Recessed Fixtures,Shatter Resistant,Vibration Service Damp Location Rated,Recessed Fixtures,Shatter Resistant,Vibration Service Home Lamps, Bulbs, Ballasts Bulbs - LED LED - Traditional Lamps - A-Type S8738 Non-Dimmable LED Lamp, 20W, 120-277V, Bulb: A-Type (A21), Base: Medium Screw (E26), Lumens: 3000, CRI: 82, Color Temperature: 5000K, Rated Average Life: 25,000 Hrs. Suitable for enclosed fixtures. Replaces up to 70W HID. cULus - Dry Location Rated. Non-Dimmable LED Lamp, 20W, 120-277V, Bulb: A-Type Satco S8738 Non-Dimmable LED Lamp, 20W, 120-277V, Bulb: A-Type | 5000 | 83 | 2910 | 145.5 | 25000 | 20 | 1 | 43.48 | 43.48 | 51.0907 | 2020Q3 | https://www.rexelusa.com/usr/Root-Category/Lamps,-Bulbs,-Ballasts/Bulbs---LED/LED---Traditional/Lamps---A-Type/Satco-S8738-Non-Dimmable-LED-Lamp,-20W,-120-277V,-Bulb%3A-A-Type/p/1237174?prevPageNumber=36 | Rexel Energy Solutions | 2020 | Yes
LED Lighting | A-Type | Satco Products, Inc. | False |  | General Purpose Replacement | A21 | E26 (Medium) | Damp Location Rated,Recessed Fixtures,Shatter Resistant,Vibration Service Damp Location Rated,Recessed Fixtures,Shatter Resistant,Vibration Service LED HID Retrofit Lamps ¦ LED A-Style Light Bulbs ¦ LED Post Top Light Bulbs Satco non-dimmable 20 watt 5000K 120-277V A21 LED bulb with E26 base generates as much light as many 70 watt HID lamps and 150 watt incandescents. Ideal for bollards, post tops and low bay applications. Ballast must be bypassed when present. Minimum compartment size: 8.5"L x 6"W x 6"D Direct line voltage 120-277V - Not compatible with ballasts Omnidirectional - 280° beam angle Frosted diffuser maintains low glare Very long life - Rated to still put out 70% as much light after 25,000 hours of operation as it does when brand new Rated for enclosed fixtures Do not “hot swap” this bulb. Turn off fixture before replacing existing bulb. Direct line voltage 120-277V - Not compatible with ballasts Omnidirectional - 280° beam angle Frosted diffuser maintains low glare Very long life - Rated to still put out 70% as much light after 25,000 hours of operation as it does when brand new Rated for enclosed fixtures Satco Non-Dimmable 20W 120-277V 5000K A-21 LED Bulb, Enclosed Fixture Rated, E26 Base | 5000 | 83 | 2910 | 145.5 | 25000 | 20 | 12 | 26.95 | 2.2458 | 2.6389 | 2020Q3 | https://www.bulbs.com/product/20WA21-LED-HID-5000K-120-277V-E26 | Bulbs.com | 2020 | Yes
LED Lighting | Downlight | Brand Feit | [5 empty] | Downlight Solid State Retrofit Downlight Solid State Retrofit LED 10.2W Retro 75W Equivalent, 50000 Hour 10.2 Watts 120 Volts Medium Base 2700 Kelvin 925 Lumens 90 CRI 50000 Hour Life Replaces 75w Incandescent Mfg #LEDR56/927CA LED 10.2W Retro 75W Equivalent, 50000 Hour | 2700 | 92 | 925 | 75.2033 | 50000 | 12.3 | 1 | 11.99 | 11.99 | 14.0887 | 2020Q3 | https://hdsupplysolutions.com/p/led-00-75-10-35/led-102w-retro-75w-equivalent-50000-hour-p143774 | HD Supply | 2020 | Yes
LED Lighting | Downlight | Brand Feit | [5 empty] | Downlight Solid State Retrofit Downlight Solid State Retrofit LED 7.2w Retro 50w Equivalent, 50000 Hour 7.2 Watts 120 Volts Medium Base 2700 Kelvin 540 Lumens 90 CRI 50000 Hour Life Replaces 50w Incandescent Mfg #LEDR4/927CA LED 7.2w Retro 50w Equivalent, 50000 Hour | 2700 | 94 | 540 | 75 | 50000 | 7.2 | 1 | 10.99 | 10.99 | 12.9137 | 2020Q3 | https://hdsupplysolutions.com/p/led-00-75-10-35/led-72w-retro-50w-equivalent-50000-hour-p143773 | HD Supply | 2020 | Yes
LED Lighting | Downlight | Brand Generic | True |  |  | LED Retrofit Kit |  | Downlight Solid State Retrofit Downlight Solid State Retrofit LED Bulb 12 Watt Insta-Trim 5-6" Downlight 2700K 120 Volt Medium Base 2,700K 800 Lumens 80+ CRI 25,000 Average Hour Life Dimmable Replaces 75W Incandescent Mfg #LEDR56/827/MED LED Bulb 12 Watt Insta-Trim 5-6 Downlight 2,700K | 2700 | 81 | 800 | 66.6667 | 25000 | 12 | 1 | 14.99 | 14.99 | 17.6138 | 2020Q3 | https://hdsupplysolutions.com/p/led-00-75-10-35/led-bulb-12-watt-insta-trim-5-6-downlight-2-700k-p295335 | HD Supply | 2020 | Yes
LED Lighting | A-Type | Satco | False | Daylighting/Photocell, | General Purpose Replacement | A21 | E26 (Medium) | Damp Location Rated,Recessed Fixtures,Shatter Resistant,Vibration Service Home / Light Bulbs / LED / Satco - S8738 - 20WA21/LED/HID/5000K/120-277V/E26 Halogen & Ceramic Metal Halide Replacement 20W LED Replacement for HID Lamp - Universal - 2910 Lumens - Daylight (5000K) - 80 CRI - 25000 Hours - E26 (Medium) - 120 to 277V (Universal) - Frost Satco - S8738 - 20WA21/LED/HID/5000K/120-277V/E26 | 5000 | 83 | 2910 | 145.5 | 25000 | 20 | 1 | 28.95 | 28.95 | 34.0174 | 2020Q2 | https://shop.regencylighting.com/lamps/led/20wa21-led-hid-5000k-120-277v-e26-s8738.html | Regency Lighting | 2020 | Yes
LED Lighting | Downlight | Brand Generic | True |  |  | LED Retrofit Kit |  | Downlight Solid State Retrofit Downlight Solid State Retrofit LED Bulb 9 Watt Insta-Trim 4" Downlight 2700 Kelvin Medium Base UL Wet Location Listed 120 Volt 2700 Kelvin 500 Lumens 80+ CRI 25,000 Average Hour Life Dimmable Replaces 50W Incandescent Mfg #LEDR4/827/MED LED Bulb 9 Watt Insta-Trim 4 Downlight 2700K | 2700 | 81 | 540 | 60 | 25000 | 9 | 1 | 14.99 | 14.99 | 17.6138 | 2020Q3 | https://hdsupplysolutions.com/p/led-00-75-10-35/led-bulb-9-watt-insta-trim-4-downlight-2700k-p294514 | HD Supply | 2020 | Yes
LED Lighting | Reflector | Brand Satco | True |  | Reflector (Flood/Spot) | PAR30L | E26 (Medium) | Wet Location Rated,Recessed Fixtures Wet Location Rated,Recessed Fixtures Satco 13 Watt LED PAR-30L Bulb Medium Base 2,700 Kelvin 950 Lumens 80 CRI 120 Volt 25,000 Average Hour Life 25° Narrow Flood Pattern Dimmable Replaces 75W Halogen Bulb Wet Location Listed Mfg #S9425 LED Bulb Satco 13W PAR30L 75W Equivalent 2700K FL25 Dimmable Package of 6 | 2700 | 82 | 1000 | 76.9231 | 25000 | 13 | 1 | 95.9 | 95.9 | 112.6862 | 2020Q3 | https://hdsupplysolutions.com/p/led-00-75-10-35/led-bulb-satco-13w-par30l-75w-equivalent-2700k-fl25-dimmable-package-of-6-p324078 | HD Supply | 2020 | No
LED Lighting | Reflector | Brand Satco | True |  | Reflector (Flood/Spot) | PAR30L | E26 (Medium) | Wet Location Rated,Recessed Fixtures Wet Location Rated,Recessed Fixtures Satco 13 Watt LED PAR-30L Bulb Medium Base 2,700 Kelvin 950 Lumens 80 CRI 120 Volt 25,000 Average Hour Life 40° Flood Pattern Dimmable Replaces 75W Halogen Bulb Wet Location Listed Mfg #S9430 LED Bulb Satco 13W PAR30L 75W Equivalent 2700K FL40 Dimmable Package of 6 | 2700 | 82 | 1000 | 76.9231 | 25000 | 13 | 1 | 85.93 | 85.93 | 100.9711 | 2020Q3 | https://hdsupplysolutions.com/p/led-00-75-10-35/led-bulb-satco-13w-par30l-75w-equivalent-2700k-fl40-dimmable-package-of-6-p324083 | HD Supply | 2020 | No
LED Lighting | Reflector | Brand Satco | True |  | Reflector (Flood/Spot) | PAR30L | E26 (Medium) | Wet Location Rated,Recessed Fixtures Wet Location Rated,Recessed Fixtures Satco 13 Watt LED PAR-30L Bulb Medium Base 2,700 Kelvin 950 Lumens 80 CRI 120 Volt 25,000 Average Hour Life 60° Wide Flood Pattern Dimmable Replaces 75W Halogen Bulb Wet Location Listed Mfg #S9435 LED Bulb Satco 13W PAR30L 75W Equivalent 2700K WFL60 Dimmable Package of 6 | 2700 | 82 | 1000 | 76.9231 | 25000 | 13 | 1 | 83.41 | 83.41 | 98.01 | 2020Q3 | https://hdsupplysolutions.com/p/led-00-75-10-35/led-bulb-satco-13w-par30l-75w-equivalent-2700k-wfl60-dimmable-package-of-6-p324088 | HD Supply | 2020 | No
LED Lighting | Reflector | Brand Satco | True |  | Reflector (Flood/Spot) | PAR30L | E26 (Medium) | Wet Location Rated,Recessed Fixtures Wet Location Rated,Recessed Fixtures Satco 13 Watt LED PAR-30L Bulb Medium Base 3,000 Kelvin 950 Lumens 80 CRI 120 Volt 25,000 Average Hour Life 60° Wide Flood Pattern Dimmable Replaces 75W Halogen Bulb Wet Location Listed Mfg #S9436 LED Bulb Satco 13W PAR30L 75W Equivalent 3000K WFL60 Dimmable Package of 6 | 3000 | 83 | 1000 | 76.9231 | 25000 | 13 | 1 | 88.35 | 88.35 | 103.8147 | 2020Q3 | https://hdsupplysolutions.com/p/led-00-75-10-35/led-bulb-satco-13w-par30l-75w-equivalent-3000k-wfl60-dimmable-package-of-6-p324089 | HD Supply | 2020 | No
LED Lighting | Reflector | Brand Satco | True |  | Reflector (Flood/Spot) | PAR30L | E26 (Medium) | Wet Location Rated,Recessed Fixtures Wet Location Rated,Recessed Fixtures Satco 13 Watt LED PAR-30L Bulb Medium Base 3,500 Kelvin 950 Lumens 80 CRI 120 Volt 25,000 Average Hour Life 25° Narrow Flood Pattern Dimmable Replaces 75W Halogen Bulb Wet Location Listed Mfg #S9427 LED Bulb Satco 13W PAR30L 75W Equivalent 3500K FL25 Dimmable Package of 6 | 3500 | 83 | 1000 | 76.9231 | 25000 | 13 | 1 | 101.16 | 101.16 | 118.8669 | 2020Q3 | https://hdsupplysolutions.com/p/led-00-75-10-35/led-bulb-satco-13w-par30l-75w-equivalent-3500k-fl25-dimmable-package-of-6-p324080 | HD Supply | 2020 | No
LED Lighting | Reflector | Brand Satco | True |  | Reflector (Flood/Spot) | PAR30L | E26 (Medium) | Wet Location Rated,Recessed Fixtures Wet Location Rated,Recessed Fixtures Satco 13 Watt LED PAR-30L Bulb Medium Base 3,500 Kelvin 950 Lumens 80 CRI 120 Volt 25,000 Average Hour Life 40° Flood Pattern Dimmable Replaces 75W Halogen Bulb Wet Location Listed Mfg #S9432 LED Bulb Satco 13W PAR30L 75W Equivalent 3500K FL40 Dimmable Package of 6 | 3500 | 82 | 1000 | 76.9231 | 25000 | 13 | 1 | 120.42 | 120.42 | 141.4982 | 2020Q3 | https://hdsupplysolutions.com/p/led-00-75-10-35/led-bulb-satco-13w-par30l-75w-equivalent-3500k-fl40-dimmable-package-of-6-p324085 | HD Supply | 2020 | No
LED Lighting | Reflector | Brand Satco | True |  | Reflector (Flood/Spot) | PAR30L | E26 (Medium) | Wet Location Rated,Recessed Fixtures Wet Location Rated,Recessed Fixtures Satco 13 Watt LED PAR-30L Bulb Medium Base 3,500 Kelvin 950 Lumens 80 CRI 120 Volt 25,000 Average Hour Life 60° Wide Flood Pattern Dimmable Replaces 75W Halogen Bulb Wet Location Listed Mfg #S9437 LED Bulb Satco 13W PAR30L 75W Equivalent 3500K WFL60 Dimmable Package of 6 | 3500 | 82 | 1000 | 76.9231 | 25000 | 13 | 1 | 78.07 | 78.07 | 91.7353 | 2020Q3 | https://hdsupplysolutions.com/p/led-00-75-10-35/led-bulb-satco-13w-par30l-75w-equivalent-3500k-wfl60-dimmable-package-of-6-p324090 | HD Supply | 2020 | No
LED Lighting | Reflector | Brand Satco | True |  | Reflector (Flood/Spot) | PAR30L | E26 (Medium) | Wet Location Rated,Recessed Fixtures Wet Location Rated,Recessed Fixtures Satco 13 Watt LED PAR-30L Bulb Medium Base 4,000 Kelvin 1,000 Lumens 80 CRI 120 Volt 25,000 Average Hour Life 25° Narrow Flood Pattern Dimmable Replaces 75W Halogen Bulb Wet Location Listed Mfg #S9428 LED Bulb Satco 13W PAR30L 75W Equivalent 4000K FL25 Dimmable Package of 6 | 4000 | 83 | 1000 | 76.9231 | 25000 | 13 | 1 | 88.78 | 88.78 | 104.3199 | 2020Q3 | https://hdsupplysolutions.com/p/led-00-75-10-35/led-bulb-satco-13w-par30l-75w-equivalent-4000k-fl25-dimmable-package-of-6-p324081 | HD Supply | 2020 | No
LED Lighting | Reflector | Brand Satco | True |  | Reflector (Flood/Spot) | PAR30L | E26 (Medium) | Wet Location Rated,Recessed Fixtures Wet Location Rated,Recessed Fixtures Satco 13 Watt LED PAR-30L Bulb Medium Base 4,000 Kelvin 1,000 Lumens 80 CRI 120 Volt 25,000 Average Hour Life 40° Flood Pattern Dimmable Replaces 75W Halogen Bulb Wet Location Listed Mfg #S9433 LED Bulb Satco 13W PAR30L 75W Equivalent 4000K FL40 Dimmable Package of 6 | 4000 | 82 | 1000 | 76.9231 | 25000 | 13 | 1 | 98.33 | 98.33 | 115.5415 | 2020Q3 | https://hdsupplysolutions.com/p/led-00-75-10-35/led-bulb-satco-13w-par30l-75w-equivalent-4000k-fl40-dimmable-package-of-6-p324086 | HD Supply | 2020 | No
LED Lighting | Reflector | Brand Satco | True |  | Reflector (Flood/Spot) | PAR30L | E26 (Medium) | Wet Location Rated,Recessed Fixtures Wet Location Rated,Recessed Fixtures Satco 13 Watt LED PAR-30L Bulb Medium Base 4,000 Kelvin 1,000 Lumens 80 CRI 120 Volt 25,000 Average Hour Life 60° Wide Flood Pattern Dimmable Replaces 75W Halogen Bulb Wet Location Listed Mfg #S9438 LED Bulb Satco 13W PAR30L 75W Equivalent 4000K WFL60 Dimmable Package of 6 | 4000 | 83 | 1000 | 76.9231 | 25000 | 13 | 1 | 88.52 | 88.52 | 104.0144 | 2020Q3 | https://hdsupplysolutions.com/p/led-00-75-10-35/led-bulb-satco-13w-par30l-75w-equivalent-4000k-wfl60-dimmable-package-of-6-p324091 | HD Supply | 2020 | No
LED Lighting | Reflector | Brand Satco | True |  | Reflector (Flood/Spot) | PAR30L | E26 (Medium) | Wet Location Rated,Recessed Fixtures Wet Location Rated,Recessed Fixtures Satco 13 Watt LED PAR-30L Bulb Medium Base 5,000 Kelvin 1,000 Lumens 80 CRI 120 Volt 25,000 Average Hour Life 25° Narrow Flood Pattern Dimmable Replaces 75W Halogen Bulb Wet Location Listed Mfg #S9429 LED Bulb Satco 13W PAR30L 75W Equivalent 5000K FL25 Dimmable Package of 6 | 5000 | 83 | 1000 | 76.9231 | 25000 | 13 | 1 | 83.99 | 83.99 | 98.6915 | 2020Q3 | https://hdsupplysolutions.com/p/led-00-75-10-35/led-bulb-satco-13w-par30l-75w-equivalent-5000k-fl25-dimmable-package-of-6-p324082 | HD Supply | 2020 | No
LED Lighting | Reflector | Brand Satco | True |  | Reflector (Flood/Spot) | PAR30L | E26 (Medium) | Wet Location Rated,Recessed Fixtures Wet Location Rated,Recessed Fixtures Satco 13 Watt LED PAR-30L Bulb Medium Base 5,000 Kelvin 1,000 Lumens 80 CRI 120 Volt 25,000 Average Hour Life 40° Flood Pattern Dimmable Replaces 75W Halogen Bulb Wet Location Listed Mfg #S9434 LED Bulb Satco 13W PAR30L 75W Equivalent 5000K FL40 Dimmable Package of 6 | 5000 | 83 | 1000 | 76.9231 | 25000 | 13 | 1 | 88.78 | 88.78 | 104.3199 | 2020Q3 | https://hdsupplysolutions.com/p/led-00-75-10-35/led-bulb-satco-13w-par30l-75w-equivalent-5000k-fl40-dimmable-package-of-6-p324087 | HD Supply | 2020 | No
LED Lighting | Reflector | Brand Satco | True |  | Reflector (Flood/Spot) | PAR30L | E26 (Medium) | Wet Location Rated,Recessed Fixtures Wet Location Rated,Recessed Fixtures Satco 13 Watt LED PAR-30L Bulb Medium Base 5,000 Kelvin 1,000 Lumens 80 CRI 120 Volt 25,000 Average Hour Life 60° Wide Flood Pattern Dimmable Replaces 75W Halogen Bulb Wet Location Listed Mfg #S9439 LED Bulb Satco 13W PAR30L 75W Equivalent 5000K WFL60 Dimmable Package of 6 | 5000 | 83 | 1000 | 76.9231 | 25000 | 13 | 1 | 76.48 | 76.48 | 89.867 | 2020Q3 | https://hdsupplysolutions.com/p/led-00-75-10-35/led-bulb-satco-13w-par30l-75w-equivalent-5000k-wfl60-dimmable-package-of-6-p324092 | HD Supply | 2020 | No
LED Lighting | Reflector | Brand Satco | True |  | Reflector (Flood/Spot) | PAR30S | E26 (Medium) | Wet Location Rated,Recessed Fixtures Wet Location Rated,Recessed Fixtures Satco 13 Watt LED PAR-30S Bulb Medium Base 2,700 Kelvin 950 Lumens 80 CRI 120 Volt 25,000 Average Hour Life Dimmable Replaces 75W Halogen Bulb Wet Location Listed 25° Narrow Flood Pattern Mfg #S9410 LED Bulb Satco 13W PAR30S 75W Equivalent 2700K FL25 Dimmable Package of 6 | 2700 | 82 | 1000 | 76.9231 | 25000 | 13 | 1 | 113.06 | 113.06 | 132.8499 | 2020Q3 | https://hdsupplysolutions.com/p/led-00-75-10-35/led-bulb-satco-13w-par30s-75w-equivalent-2700k-fl25-dimmable-package-of-6-p324063 | HD Supply | 2020 | No
LED Lighting | Reflector | Brand Satco | True |  | Reflector (Flood/Spot) | PAR30S | E26 (Medium) | Wet Location Rated,Recessed Fixtures Wet Location Rated,Recessed Fixtures Satco 13 Watt LED PAR-30S Bulb Medium Base 2,700 Kelvin 950 Lumens 80 CRI 120 Volt 25,000 Average Hour Life Dimmable Replaces 75W Halogen Bulb Wet Location Listed 40° Flood Pattern Mfg #S9415 LED Bulb Satco 13W PAR30S 75W Equivalent 2700K FL40 Dimmable Package of 6 | 2700 | 82 | 1000 | 76.9231 | 25000 | 13 | 1 | 71.55 | 71.55 | 84.074 | 2020Q3 | https://hdsupplysolutions.com/p/led-00-75-10-35/led-bulb-satco-13w-par30s-75w-equivalent-2700k-fl40-dimmable-package-of-6-p324068 | HD Supply | 2020 | No
LED Lighting | Reflector | Brand Satco | True |  | Reflector (Flood/Spot) | PAR30S | E26 (Medium) | Wet Location Rated,Recessed Fixtures Wet Location Rated,Recessed Fixtures Satco 13 Watt LED PAR-30S Bulb Medium Base 2,700 Kelvin 950 Lumens 80 CRI 120 Volt 25,000 Average Hour Life 60° Wide Flood Pattern Dimmable Replaces 75W Halogen Bulb Wet Location Listed Mfg #S9420 LED Bulb Satco 13W PAR30S 75W Equivalent 2700K WFL60 Dimmable Package of 6 | 2700 | 82 | 1000 | 76.9231 | 25000 | 13 | 1 | 77.89 | 77.89 | 91.5238 | 2020Q3 | https://hdsupplysolutions.com/p/led-00-75-10-35/led-bulb-satco-13w-par30s-75w-equivalent-2700k-wfl60-dimmable-package-of-6-p324073 | HD Supply | 2020 | No
LED Lighting | Reflector | Brand Satco | True |  | Reflector (Flood/Spot) | PAR30S | E26 (Medium) | Wet Location Rated,Recessed Fixtures Wet Location Rated,Recessed Fixtures Satco 13 Watt LED PAR-30S Bulb Medium Base 3,000 Kelvin 950 Lumens 80 CRI 120 Volt 25,000 Average Hour Life 60° Wide Flood Pattern Dimmable Replaces 75W Halogen Bulb Wet Location Listed Mfg #S9421 LED Bulb Satco 13W PAR30S 75W Equivalent 3000K WFL60 Dimmable Package of 6 | 3000 | 83 | 1000 | 76.9231 | 25000 | 13 | 1 | 95.99 | 95.99 | 112.792 | 2020Q3 | https://hdsupplysolutions.com/p/led-00-75-10-35/led-bulb-satco-13w-par30s-75w-equivalent-3000k-wfl60-dimmable-package-of-6-p324074 | HD Supply | 2020 | No
LED Lighting | Reflector | Brand Satco | True |  | Reflector (Flood/Spot) | PAR30S | E26 (Medium) | Wet Location Rated,Recessed Fixtures Wet Location Rated,Recessed Fixtures Satco 13 Watt LED PAR-30S Bulb Medium Base 3,500 Kelvin 950 Lumens 80 CRI 120 Volt 25,000 Average Hour Life 25° Narrow Flood Pattern Dimmable Replaces 75W Halogen Bulb Wet Location Listed Mfg #S9412 LED Bulb Satco 13W PAR30S 75W Equivalent 3500K FL25 Dimmable Package of 6 | 3500 | 82 | 1000 | 76.9231 | 25000 | 13 | 1 | 73.77 | 73.77 | 86.6826 | 2020Q3 | https://hdsupplysolutions.com/p/led-00-75-10-35/led-bulb-satco-13w-par30s-75w-equivalent-3500k-fl25-dimmable-package-of-6-p324065 | HD Supply | 2020 | No
LED Lighting | Reflector | Brand Satco | True |  | Reflector (Flood/Spot) | PAR30S | E26 (Medium) | Wet Location Rated,Recessed Fixtures Wet Location Rated,Recessed Fixtures Satco 13 Watt LED PAR-30S Bulb Medium Base 3,500 Kelvin 950 Lumens 80 CRI 120 Volt 25,000 Average Hour Life 40° Flood Pattern Dimmable Replaces 75W Halogen Bulb Wet Location Listed Mfg #S9417 LED Bulb Satco 13W PAR30S 75W Equivalent 3500K FL40 Dimmable Package of 6 | 3500 | 82 | 1000 | 76.9231 | 25000 | 13 | 1 | 113.06 | 113.06 | 132.8499 | 2020Q3 | https://hdsupplysolutions.com/p/led-00-75-10-35/led-bulb-satco-13w-par30s-75w-equivalent-3500k-fl40-dimmable-package-of-6-p324070 | HD Supply | 2020 | No
LED Lighting | Reflector | Brand Satco | True |  | Reflector (Flood/Spot) | PAR30S | E26 (Medium) | Wet Location Rated,Recessed Fixtures Wet Location Rated,Recessed Fixtures Satco 13 Watt LED PAR-30S Bulb Medium Base 3,500 Kelvin 950 Lumens 80 CRI 120 Volt 25,000 Average Hour Life 60° Wide Flood Pattern Dimmable Replaces 75W Halogen Bulb Wet Location Listed Mfg #S9422 LED Bulb Satco 13W PAR30S 75W Equivalent 3500K WFL60 Dimmable Package of 6 | 3500 | 82 | 1000 | 76.9231 | 25000 | 13 | 1 | 74.55 | 74.55 | 87.5991 | 2020Q3 | https://hdsupplysolutions.com/p/led-00-75-10-35/led-bulb-satco-13w-par30s-75w-equivalent-3500k-wfl60-dimmable-package-of-6-p324075 | HD Supply | 2020 | No
LED Lighting | Reflector | Brand Satco | True |  | Reflector (Flood/Spot) | PAR30S | E26 (Medium) | Wet Location Rated,Recessed Fixtures Wet Location Rated,Recessed Fixtures Satco 13 Watt LED PAR-30S Bulb Medium Base 4,000 Kelvin 1,000 Lumens 80 CRI 120 Volt 25,000 Average Hour Life 25° Narrow Flood Pattern Dimmable Replaces 75W Halogen Bulb Wet Location Listed Mfg #S9413 LED Bulb Satco 13W PAR30S 75W Equivalent 4000K FL25 Dimmable Package of 6 | 4000 | 83 | 1000 | 76.9231 | 25000 | 13 | 1 | 107.14 | 107.14 | 125.8936 | 2020Q3 | https://hdsupplysolutions.com/p/led-00-75-10-35/led-bulb-satco-13w-par30s-75w-equivalent-4000k-fl25-dimmable-package-of-6-p324066 | HD Supply | 2020 | No
LED Lighting | Reflector | Brand Satco | True |  | Reflector (Flood/Spot) | PAR30S | E26 (Medium) | Wet Location Rated,Recessed Fixtures Wet Location Rated,Recessed Fixtures Satco 13 Watt LED PAR-30S Bulb Medium Base 4,000 Kelvin 1,000 Lumens 80 CRI 120 Volt 25,000 Average Hour Life 40° Flood Pattern Dimmable Replaces 75W Halogen Bulb Wet Location Listed Mfg #S9418 LED Bulb Satco 13W PAR30S 75W Equivalent 4000K FL40 Dimmable Package of 6 | 4000 | 83 | 1000 | 76.9231 | 25000 | 13 | 1 | 70.99 | 70.99 | 83.416 | 2020Q3 | https://hdsupplysolutions.com/p/led-00-75-10-35/led-bulb-satco-13w-par30s-75w-equivalent-4000k-fl40-dimmable-package-of-6-p324071 | HD Supply | 2020 | No
LED Lighting | Reflector | Brand Satco | True |  | Reflector (Flood/Spot) | PAR30S | E26 (Medium) | Wet Location Rated,Recessed Fixtures Wet Location Rated,Recessed Fixtures Satco 13 Watt LED PAR-30S Bulb Medium Base 4,000 Kelvin 1,000 Lumens 80 CRI 120 Volt 25,000 Average Hour Life 60° Wide Flood Pattern Dimmable Replaces 75W Halogen Bulb Wet Location Listed Mfg #S9423 LED Bulb Satco 13W PAR30S 75W Equivalent 4000K WFL60 Dimmable Package of 6 | 4000 | 83 | 1000 | 76.9231 | 25000 | 13 | 1 | 79.38 | 79.38 | 93.2746 | 2020Q3 | https://hdsupplysolutions.com/p/led-00-75-10-35/led-bulb-satco-13w-par30s-75w-equivalent-4000k-wfl60-dimmable-package-of-6-p324076 | HD Supply | 2020 | No
LED Lighting | Reflector | Brand Satco | True |  | Reflector (Flood/Spot) | PAR30S | E26 (Medium) | Wet Location Rated,Recessed Fixtures Wet Location Rated,Recessed Fixtures Satco 13 Watt LED PAR-30S Bulb Medium Base 5,000 Kelvin 1,000 Lumens 80 CRI 120 Volt 25,000 Average Hour Life 25° Narrow Flood Pattern Dimmable Replaces 75W Halogen Bulb Wet Location Listed Mfg #S9414 LED Bulb Satco 13W PAR30S 75W Equivalent 5000K FL25 Dimmable Package of 6 | 5000 | 83 | 1000 | 76.9231 | 25000 | 13 | 1 | 81.22 | 81.22 | 95.4366 | 2020Q3 | https://hdsupplysolutions.com/p/led-00-75-10-35/led-bulb-satco-13w-par30s-75w-equivalent-5000k-fl25-dimmable-package-of-6-p324067 | HD Supply | 2020 | No
LED Lighting | Reflector | Brand Satco | True |  | Reflector (Flood/Spot) | PAR30S | E26 (Medium) | Wet Location Rated,Recessed Fixtures Wet Location Rated,Recessed Fixtures Satco 13 Watt LED PAR-30S Bulb Medium Base 5,000 Kelvin 1,000 Lumens 80 CRI 120 Volt 25,000 Average Hour Life 40° Flood Pattern Dimmable Replaces 75W Halogen Bulb Wet Location Listed Mfg #S9419 LED Bulb Satco 13W PAR30S 75W Equivalent 5000K FL40 Dimmable Package of 6 | 5000 | 83 | 1000 | 76.9231 | 25000 | 13 | 1 | 90.52 | 90.52 | 106.3645 | 2020Q3 | https://hdsupplysolutions.com/p/led-00-75-10-35/led-bulb-satco-13w-par30s-75w-equivalent-5000k-fl40-dimmable-package-of-6-p324072 | HD Supply | 2020 | No
LED Lighting | Reflector | Brand Satco | True |  | Reflector (Flood/Spot) | PAR38 | E26 (Medium) | Wet Location Rated,Recessed Fixtures Wet Location Rated,Recessed Fixtures Satco 15 Watt LED PAR-38 Bulb Medium Base 2,700 Kelvin 1,100 Lumens 80 CRI 120 Volt 25,000 Average Hour Life 25° Narrow Flood Pattern Dimmable Replaces 90W Halogen Bulb Wet Location Listed Mfg #S9440 LED Bulb Satco 15W PAR38 90W Equivalent 2700K FL25 Dimmable Package of 6 | 2700 | 83 | 1200 | 80 | 25000 | 15 | 1 | 114.56 | 114.56 | 134.6124 | 2020Q3 | https://hdsupplysolutions.com/p/led-00-75-10-35/led-bulb-satco-15w-par38-90w-equivalent-2700k-fl25-dimmable-package-of-6-p324093 | HD Supply | 2020 | No
LED Lighting | Reflector | Brand Satco | True |  | Reflector (Flood/Spot) | PAR38 | E26 (Medium) | Wet Location Rated,Recessed Fixtures Wet Location Rated,Recessed Fixtures Satco 15 Watt LED PAR-38 Bulb Medium Base 2,700 Kelvin 1,100 Lumens 80 CRI 120 Volt 25,000 Average Hour Life 40° Flood Pattern Dimmable Replaces 90W Halogen Bulb Wet Location Listed Mfg #S9445 LED Bulb Satco 15W PAR38 90W Equivalent 2700K FL40 Dimmable Package of 6 | 2700 | 83 | 1200 | 80 | 25000 | 15 | 1 | 99.75 | 99.75 | 117.2101 | 2020Q3 | https://hdsupplysolutions.com/p/led-00-75-10-35/led-bulb-satco-15w-par38-90w-equivalent-2700k-fl40-dimmable-package-of-6-p324098 | HD Supply | 2020 | No
LED Lighting | Reflector | Brand Satco | True |  | Reflector (Flood/Spot) | PAR38 | E26 (Medium) | Wet Location Rated,Recessed Fixtures Wet Location Rated,Recessed Fixtures Satco 15 Watt LED PAR-38 Bulb Medium Base 2,700 Kelvin 1,100 Lumens 80 CRI 120 Volt 25,000 Average Hour Life 60° Wide Flood Pattern Dimmable Replaces 90W Halogen Bulb Wet Location Listed Mfg #S9450 LED Bulb Satco 15W PAR38 90W Equivalent 2700K WFL60 Dimmable Package of 6 | 2700 | 83 | 1200 | 80 | 25000 | 15 | 1 | 90.67 | 90.67 | 106.5408 | 2020Q3 | https://hdsupplysolutions.com/p/led-00-75-10-35/led-bulb-satco-15w-par38-90w-equivalent-2700k-wfl60-dimmable-package-of-6-p324115 | HD Supply | 2020 | No
LED Lighting | Reflector | Brand Satco | True |  | Reflector (Flood/Spot) | PAR38 | E26 (Medium) | Wet Location Rated,Recessed Fixtures Wet Location Rated,Recessed Fixtures Satco 15 Watt LED PAR-38 Bulb Medium Base 3,000 Kelvin 1,150 Lumens 80 CRI 120 Volt 25,000 Average Hour Life Dimmable Replaces 90W Halogen Bulb Wet Location Listed Mfg #S9451 LED Bulb Satco 15W PAR38 90W Equivalent 3000K WFL60 Dimmable Package of 6 | 3000 | 82 | 1200 | 80 | 25000 | 15 | 1 | 127.71 | 127.71 | 150.0642 | 2020Q3 | https://hdsupplysolutions.com/p/led-00-75-10-35/led-bulb-satco-15w-par38-90w-equivalent-3000k-wfl60-dimmable-package-of-6-p324116 | HD Supply | 2020 | No
LED Lighting | Reflector | Brand Satco | True |  | Reflector (Flood/Spot) | PAR38 | E26 (Medium) | Wet Location Rated,Recessed Fixtures Wet Location Rated,Recessed Fixtures Satco 15 Watt LED PAR-38 Bulb Medium Base 3,500 Kelvin 1,150 Lumens 80 CRI 120 Volt 25,000 Average Hour Life 25° Narrow Flood Pattern Dimmable Replaces 90W Halogen Bulb Wet Location Listed Mfg #S9442 LED Bulb Satco 15W PAR38 90W Equivalent 3500K FL25 Dimmable Package of 6 | 3500 | 82 | 1200 | 80 | 25000 | 15 | 1 | 118.72 | 118.72 | 139.5006 | 2020Q3 | https://hdsupplysolutions.com/p/led-00-75-10-35/led-bulb-satco-15w-par38-90w-equivalent-3500k-fl25-dimmable-package-of-6-p324095 | HD Supply | 2020 | No
LED Lighting | Reflector | Brand Satco | True |  | Reflector (Flood/Spot) | PAR38 | E26 (Medium) | Wet Location Rated,Recessed Fixtures Wet Location Rated,Recessed Fixtures Satco 15 Watt LED PAR-38 Bulb Medium Base 3,500 Kelvin 1,150 Lumens 80 CRI 120 Volt 25,000 Average Hour Life 40° Flood Pattern Dimmable Replaces 90W Halogen Bulb Wet Location Listed Mfg #S9447 LED Bulb Satco 15W PAR38 90W Equivalent 3500K FL40 Dimmable Package of 6 | 3500 | 82 | 1200 | 80 | 25000 | 15 | 1 | 117.64 | 117.64 | 138.2315 | 2020Q3 | https://hdsupplysolutions.com/p/led-00-75-10-35/led-bulb-satco-15w-par38-90w-equivalent-3500k-fl40-dimmable-package-of-6-p324112 | HD Supply | 2020 | No
LED Lighting | Reflector | Brand Satco | True |  | Reflector (Flood/Spot) | PAR38 | E26 (Medium) | Wet Location Rated,Recessed Fixtures Wet Location Rated,Recessed Fixtures Satco 15 Watt LED PAR-38 Bulb Medium Base 3,500 Kelvin 1,150 Lumens 80 CRI 120 Volt 25,000 Average Hour Life 60° Wide Flood Pattern Dimmable Replaces 90W Halogen Bulb Wet Location Listed Mfg #S9452 LED Bulb Satco 15W PAR38 90W Equivalent 3500K WFL60 Dimmable Package of 6 | 3500 | 82 | 1200 | 80 | 25000 | 15 | 1 | 102.74 | 102.74 | 120.7235 | 2020Q3 | https://hdsupplysolutions.com/p/led-00-75-10-35/led-bulb-satco-15w-par38-90w-equivalent-3500k-wfl60-dimmable-package-of-6-p324117 | HD Supply | 2020 | No
LED Lighting | Reflector | Brand Satco | True |  | Reflector (Flood/Spot) | PAR38 | E26 (Medium) | Wet Location Rated,Recessed Fixtures Wet Location Rated,Recessed Fixtures Satco 15 Watt LED PAR-38 Bulb Medium Base 4,000 Kelvin 1,200 Lumens 80 CRI 120 Volt 25,000 Average Hour Life 25° Narrow Flood Pattern Dimmable Replaces 90W Halogen Bulb Wet Location Listed Mfg #S9443 LED Bulb Satco 15W PAR38 90W Equivalent 4000K FL25 Dimmable Package of 6 | 4000 | 83 | 1200 | 80 | 25000 | 15 | 1 | 110.42 | 110.42 | 129.7478 | 2020Q3 | https://hdsupplysolutions.com/p/led-00-75-10-35/led-bulb-satco-15w-par38-90w-equivalent-4000k-fl25-dimmable-package-of-6-p324096 | HD Supply | 2020 | No
LED Lighting | Reflector | Brand Satco | True |  | Reflector (Flood/Spot) | PAR38 | E26 (Medium) | Wet Location Rated,Recessed Fixtures Wet Location Rated,Recessed Fixtures Satco 15 Watt LED PAR-38 Bulb Medium Base 4,000 Kelvin 1,200 Lumens 80 CRI 120 Volt 25,000 Average Hour Life 40° Flood Pattern Dimmable Replaces 90W Halogen Bulb Wet Location Listed Mfg #S9448 LED Bulb Satco 15W PAR38 90W Equivalent 4000K FL40 Dimmable Package of 6 | 4000 | 83 | 1200 | 80 | 25000 | 15 | 1 | 101.42 | 101.42 | 119.1724 | 2020Q3 | https://hdsupplysolutions.com/p/led-00-75-10-35/led-bulb-satco-15w-par38-90w-equivalent-4000k-fl40-dimmable-package-of-6-p324113 | HD Supply | 2020 | No
LED Lighting | Reflector | Brand Satco | True |  | Reflector (Flood/Spot) | PAR38 | E26 (Medium) | Wet Location Rated,Recessed Fixtures Wet Location Rated,Recessed Fixtures Satco 15 Watt LED PAR-38 Bulb Medium Base 4,000 Kelvin 1,200 Lumens 80 CRI 120 Volt 25,000 Average Hour Life 60° Wide Flood Pattern Dimmable Replaces 90W Halogen Bulb Wet Location Listed Mfg #S9453 LED Bulb Satco 15W PAR38 90W Equivalent 4000K WFL60 Dimmable Package of 6 | 4000 | 83 | 1200 | 80 | 25000 | 15 | 1 | 124.13 | 124.13 | 145.8575 | 2020Q3 | https://hdsupplysolutions.com/p/led-00-75-10-35/led-bulb-satco-15w-par38-90w-equivalent-4000k-wfl60-dimmable-package-of-6-p324118 | HD Supply | 2020 | No
LED Lighting | Reflector | Brand Satco | True |  | Reflector (Flood/Spot) | PAR38 | E26 (Medium) | Wet Location Rated,Recessed Fixtures Wet Location Rated,Recessed Fixtures Satco 15 Watt LED PAR-38 Bulb Medium Base 5,000 Kelvin 1,200 Lumens 80 CRI 120 Volt 25,000 Average Hour Life 25° Narrow Flood Pattern Dimmable Replaces 90W Halogen Bulb Wet Location Listed Mfg #S9444 LED Bulb Satco 15W PAR38 90W Equivalent 5000K FL25 Dimmable Package of 6 | 5000 | 83 | 1200 | 80 | 25000 | 15 | 1 | 107.34 | 107.34 | 126.1286 | 2020Q3 | https://hdsupplysolutions.com/p/led-00-75-10-35/led-bulb-satco-15w-par38-90w-equivalent-5000k-fl25-dimmable-package-of-6-p324097 | HD Supply | 2020 | No
LED Lighting | Reflector | Brand Satco | True |  | Reflector (Flood/Spot) | PAR38 | E26 (Medium) | Wet Location Rated,Recessed Fixtures Wet Location Rated,Recessed Fixtures Satco 15 Watt LED PAR-38 Bulb Medium Base 5,000 Kelvin 1,200 Lumens 80 CRI 120 Volt 25,000 Average Hour Life 40° Flood Pattern Dimmable Replaces 90W Halogen Bulb Wet Location Listed Mfg #S9449 LED Bulb Satco 15W PAR38 90W Equivalent 5000K FL40 Dimmable Package of 6 | 5000 | 83 | 1200 | 80 | 25000 | 15 | 1 | 104.99 | 104.99 | 123.3673 | 2020Q3 | https://hdsupplysolutions.com/p/led-00-75-10-35/led-bulb-satco-15w-par38-90w-equivalent-5000k-fl40-dimmable-package-of-6-p324114 | HD Supply | 2020 | No
LED Lighting | Reflector | Brand Satco | True |  | Reflector (Flood/Spot) | PAR38 | E26 (Medium) | Wet Location Rated,Recessed Fixtures Wet Location Rated,Recessed Fixtures Satco 15 Watt LED PAR-38 Bulb Medium Base 5,000 Kelvin 1,200 Lumens 80 CRI 120 Volt 25,000 Average Hour Life 60° Wide Flood Pattern Dimmable Replaces 90W Halogen Bulb Wet Location Listed Mfg #S9454 LED Bulb Satco 15W PAR38 90W Equivalent 5000K WFL60 Dimmable Package of 6 | 5000 | 83 | 1200 | 80 | 25000 | 15 | 1 | 110.55 | 110.55 | 129.9005 | 2020Q3 | https://hdsupplysolutions.com/p/led-00-75-10-35/led-bulb-satco-15w-par38-90w-equivalent-5000k-wfl60-dimmable-package-of-6-p324119 | HD Supply | 2020 | No
LED Lighting | Reflector | Brand Satco | True |  | Reflector (Flood/Spot) | PAR38 | E26 (Medium) | Wet Location Rated,Recessed Fixtures Wet Location Rated,Recessed Fixtures Satco 18 Watt LED PAR-38 Bulb Medium Base 3,000 Kelvin 1,400 Lumens 80 CRI 120 Volt 25,000 Average Hour Life 40° Flood Pattern Dimmable Replaces 120W Halogen Bulb Wet Location Listed Mfg #S9455 LED Bulb Satco 18W PAR38 120W Equivalent 3000K FL40 Dimmable Package of 6 | 3000 | 81 | 1400 | 77.7778 | 25000 | 18 | 1 | 116.26 | 116.26 | 136.61 | 2020Q3 | https://hdsupplysolutions.com/p/led-00-75-10-35/led-bulb-satco-18w-par38-120w-equivalent-3000k-fl40-dimmable-package-of-6-p324147 | HD Supply | 2020 | No
LED Lighting | Reflector | Brand Satco | True |  | Reflector (Flood/Spot) | PAR38 | E26 (Medium) | Wet Location Rated,Recessed Fixtures Wet Location Rated,Recessed Fixtures Satco 18 Watt LED PAR-38 Bulb Medium Base 4,000 Kelvin 1,400 Lumens 80 CRI 120 Volt 25,000 Average Hour Life 40° Flood Pattern Dimmable Replaces 120W Halogen Bulb Wet Location Listed Mfg #S9456 LED Bulb Satco 18W PAR38 120W Equivalent 4000K FL40 Dimmable Package of 6 | 4000 | 82 | 1400 | 77.7778 | 25000 | 18 | 1 | 149.45 | 149.45 | 175.6095 | 2020Q3 | https://hdsupplysolutions.com/p/led-00-75-10-35/led-bulb-satco-18w-par38-120w-equivalent-4000k-fl40-dimmable-package-of-6-p324148 | HD Supply | 2020 | No
LED Lighting | Reflector | Brand Satco | True |  | Reflector (Flood/Spot) | PAR20 | E26 (Medium) | Wet Location Rated,Recessed Fixtures Wet Location Rated,Recessed Fixtures Satco 7 Watt LED PAR-20 Bulb Medium Base 2,700 Kelvin 500 Lumens 80 CRI 120 Volt 25,000 Average Hour Life 25° Narrow Flood Pattern Dimmable Replaces 50W Halogen Bulb Wet Location Listed Mfg #S9400 LED Bulb Satco 7W PAR20 50W Equivalent 2700K FL25 Dimmable Package of 6 | 2700 | 82 | 525 | 75 | 25000 | 7 | 1 | 61.34 | 61.34 | 72.0769 | 2020Q3 | https://hdsupplysolutions.com/p/led-00-75-10-35/led-bulb-satco-7w-par20-50w-equivalent-2700k-fl25-dimmable-package-of-6-p324053 | HD Supply | 2020 | Yes
LED Lighting | Reflector | Brand Satco | True |  | Reflector (Flood/Spot) | PAR20 | E26 (Medium) | Wet Location Rated,Recessed Fixtures Wet Location Rated,Recessed Fixtures Satco 7 Watt LED PAR-20 Bulb Medium Base 2,700 Kelvin 500 Lumens 80 CRI 120 Volt 25,000 Average Hour Life Dimmable Replaces 50W Halogen Bulb Wet Location Listed 40° Flood Pattern Mfg #S9405 LED Bulb Satco 7W PAR20 50W Equivalent 2700K FL40 Dimmable Package of 6 | 2700 | 82 | 525 | 75 | 25000 | 7 | 1 | 69.99 | 69.99 | 82.241 | 2020Q3 | https://hdsupplysolutions.com/p/led-00-75-10-35/led-bulb-satco-7w-par20-50w-equivalent-2700k-fl40-dimmable-package-of-6-p324058 | HD Supply | 2020 | No
LED Lighting | Reflector | Brand Satco | True |  | Reflector (Flood/Spot) | PAR20 | E26 (Medium) | Wet Location Rated,Recessed Fixtures Wet Location Rated,Recessed Fixtures Satco 7 Watt LED PAR-20 Bulb Medium Base 3,500 Kelvin 500 Lumens 80 CRI 120 Volt 25,000 Average Hour Life 25° Narrow Flood Pattern Dimmable Replaces 50W Halogen Bulb Wet Location Listed Mfg #S9402 LED Bulb Satco 7W PAR20 50W Equivalent 3500K FL25 Dimmable Package of 6 | 3500 | 82 | 525 | 75 | 25000 | 7 | 1 | 81.63 | 81.63 | 95.9184 | 2020Q3 | https://hdsupplysolutions.com/p/led-00-75-10-35/led-bulb-satco-7w-par20-50w-equivalent-3500k-fl25-dimmable-package-of-6-p324055 | HD Supply | 2020 | No
LED Lighting | Reflector | Brand Satco | True |  | Reflector (Flood/Spot) | PAR20 | E26 (Medium) | Wet Location Rated,Recessed Fixtures Wet Location Rated,Recessed Fixtures Satco 7 Watt LED PAR-20 Bulb Medium Base 3,500 Kelvin 500 Lumens 80 CRI 120 Volt 25,000 Average Hour Life 40° Flood Pattern Dimmable Replaces 50W Halogen Bulb Wet Location Listed Mfg #S9407 LED Bulb Satco 7W PAR20 50W Equivalent 3500K FL40 Dimmable Package of 6 | 3500 | 82 | 525 | 75 | 25000 | 7 | 1 | 51.96 | 51.96 | 61.055 | 2020Q3 | https://hdsupplysolutions.com/p/led-00-75-10-35/led-bulb-satco-7w-par20-50w-equivalent-3500k-fl40-dimmable-package-of-6-p324060 | HD Supply | 2020 | Yes
LED Lighting | Reflector | Brand Satco | True |  | Reflector (Flood/Spot) | PAR20 | E26 (Medium) | Wet Location Rated,Recessed Fixtures Wet Location Rated,Recessed Fixtures Satco 7 Watt LED PAR-20 Bulb Medium Base 4,000 Kelvin 550 Lumens 80 CRI 120 Volt 25,000 Average Hour Life 25° Narrow Flood Pattern Dimmable Replaces 50W Halogen Bulb Wet Location Listed Mfg #S9403 LED Bulb Satco 7W PAR20 50W Equivalent 4000K FL25 Dimmable Package of 6 | 4000 | 82 | 525 | 75 | 25000 | 7 | 1 | 68.45 | 68.45 | 80.4314 | 2020Q3 | https://hdsupplysolutions.com/p/led-00-75-10-35/led-bulb-satco-7w-par20-50w-equivalent-4000k-fl25-dimmable-package-of-6-p324056 | HD Supply | 2020 | No
LED Lighting | Reflector | Brand Satco | True |  | Reflector (Flood/Spot) | PAR20 | E26 (Medium) | Wet Location Rated,Recessed Fixtures Wet Location Rated,Recessed Fixtures Satco 7 Watt LED PAR-20 Bulb Medium Base 4,000 Kelvin 550 Lumens 80 CRI 120 Volt 25,000 Average Hour Life 40° Flood Pattern Dimmable Replaces 50W Halogen Bulb Wet Location Listed Mfg #S9408 LED Bulb Satco 7W PAR20 50W Equivalent 4000K FL40 Dimmable Package of 6 | 4000 | 82 | 525 | 75 | 25000 | 7 | 1 | 54.4 | 54.4 | 63.9221 | 2020Q3 | https://hdsupplysolutions.com/p/led-00-75-10-35/led-bulb-satco-7w-par20-50w-equivalent-4000k-fl40-dimmable-package-of-6-p324061 | HD Supply | 2020 | Yes
LED Lighting | Reflector | Brand Satco | True |  | Reflector (Flood/Spot) | PAR20 | E26 (Medium) | Wet Location Rated,Recessed Fixtures Wet Location Rated,Recessed Fixtures Satco 7 Watt LED PAR-20 Bulb Medium Base 5,000 Kelvin 550 Lumens 80 CRI 120 Volt 25,000 Average Hour Life 25° Narrow Flood Pattern Dimmable Replaces 50W Halogen Bulb Wet Location Listed Mfg #S9404 LED Bulb Satco 7W PAR20 50W Equivalent 5000K FL25 Dimmable Package of 6 | 5000 | 84 | 525 | 75 | 25000 | 7 | 1 | 66.14 | 66.14 | 77.7171 | 2020Q3 | https://hdsupplysolutions.com/p/led-00-75-10-35/led-bulb-satco-7w-par20-50w-equivalent-5000k-fl25-dimmable-package-of-6-p324057 | HD Supply | 2020 | Yes
LED Lighting | Reflector | Brand Satco | True |  | Reflector (Flood/Spot) | PAR20 | E26 (Medium) | Wet Location Rated,Recessed Fixtures Wet Location Rated,Recessed Fixtures Satco 7 Watt LED PAR-20 Bulb Medium Base 5,000 Kelvin 550 Lumens 80 CRI 120 Volt 25,000 Average Hour Life 40° Flood Pattern Dimmable Replaces 50W Halogen Bulb Wet Location Listed Mfg #S9409 LED Bulb Satco 7W PAR20 50W Equivalent 5000K FL40 Dimmable Package of 6 | 5000 | 84 | 525 | 75 | 25000 | 7 | 1 | 63.04 | 63.04 | 74.0744 | 2020Q3 | https://hdsupplysolutions.com/p/led-00-75-10-35/led-bulb-satco-7w-par20-50w-equivalent-5000k-fl40-dimmable-package-of-6-p324062 | HD Supply | 2020 | Yes
LED Lighting | A-Type | Satco | False | Daylighting/Photocell, | General Purpose Replacement | A21 | E26 (Medium) | Damp Location Rated,Recessed Fixtures,Shatter Resistant,Vibration Service Home / Light Bulbs / LED / LED HID Bulbs / Satco - S8738 - 20WA21/LED/HID/5000K/120-277V/E26 Halogen & Ceramic Metal Halide Replacement 20W LED Replacement for HID Lamp - Universal - 2910 Lumens - Daylight (5000K) - 80 CRI - 25000 Hours - E26 (Medium) - 120 to 277V (Universal) - Frost Satco - S8738 - 20WA21/LED/HID/5000K/120-277V/E26 | 5000 | 83 | 2910 | 145.5 | 25000 | 20 | 1 | 28.95 | 28.95 | 34.0174 | 2020Q2 | https://shop.regencylighting.com/lamps/led/hid/20wa21-led-hid-5000k-120-277v-e26-s8738.html | Regency Lighting | 2020 | Yes
LED Lighting | Downlight | Brand Sylvania | True |  |  |  | Other | Downlight Solid State Retrofit Downlight Solid State Retrofit Sylvania® 13 Watt LED Gimbal Downlight Retrofit 120 Volt Medium Base 900 Lumens 2,700 Kelvin 82 CRI 50,000 Hour Average Life Fits 5 & 6 Recessed Housings Dimmable Dry Damp & Wet Location Rated Replaces 75W Incandescent Bulb Mfg #LED/RT5/6/G/900/827/FL80/RP LED Bulb Sylvania 13W -75W Equivalent- Down Light Gimble 2700K Package Of 4 | 2700 | 84 | 900 | 69.2308 | 50000 | 13 | 4 | 170.88 | 42.72 | 50.1977 | 2020Q3 | https://hdsupplysolutions.com/p/led-00-75-10-35/led-bulb-sylvania-13w-75w-equivalent-down-light-gimble-2700k-package-of-4-p301610 | HD Supply | 2020 | Yes
LED Lighting | Downlight | Brand TCP | True |  |  | LED Retrofit Kit | LED Retrofit Kit | Downlight Solid State Retrofit Downlight Solid State Retrofit LED Bulb TCP 10W, 85W Equivalent, 5-6 Inch Recessed Retrofit Can 2700K Dimmable Medium Base UL Approved For Damp Locations 120 Volt 2,700 Kelvin 850 Lumens 90 CRI 35,000 Hour Average Life Dimmable Replaces 85W Incandescent Bulb Mfg #L85DR56D3527KCQ LED Bulb TCP 10W, 85W Equivalent, 5-6 Inch Recessed Retrofit Can 2700K Dimmable | 2700 | 91 | 850 | 80.9524 | 35000 | 10.5 | 1 | 16.99 | 16.99 | 19.9639 | 2020Q3 | https://hdsupplysolutions.com/p/led-00-75-10-35/led-bulb-tcp-10w-85w-equivalent-5-6-inch-recessed-retrofit-can-2700k-dimmable-p294513 | HD Supply | 2020 | Yes
LED Lighting | A-Type | Satco |  | Daylighting/Photocell, | General Purpose Replacement | A21 | E26 (Medium) | Damp Location Rated,Recessed Fixtures,Shatter Resistant,Vibration Service Home Bulbs High Output LED A19 Bulbs 150W Equal - 20W - LED A21 bulb - 5000K Daylight - 120-277V Back Description Satco Lighting Hi-Pro LED A21 LED lamp offers a new design for retrofitting bollards and post tops. Satco S8738 LED A21 lamp offers 3000 lumens with a 5000K color temperature while using 20 watts. This LED A21 bulb can be mounted base up, base down or horizontal for operation. This retrofit A21 LED bulb is Energy Star certified and suitable to mount in damp locations. Approved for enclosed fixtures Replaces traditional incandescent and CFL bulbs Suitable to mount near damp locations Color rendering index CRI 80 LED life rated at 25000 Beam angle 280Â° Energy Star certified Features advanced heat dissipation design 5 year warranty 150W Equal - 20W - LED A21 bulb - 5000K Daylight - 120-277V | 5000 | 83 | 2910 | 145.5 | 25000 | 20 | 1 | 26.95 | 26.95 | 31.6673 | 2020Q2 | https://www.beeslighting.com/S8738 | Bee's Lighting | 2020 | Yes
LED Lighting | A-Type | Manufacturer: Satco | False | Daylighting/Photocell, | General Purpose Replacement | A21 | E26 (Medium) | Damp Location Rated,Recessed Fixtures,Shatter Resistant,Vibration Service Home > Energy Star Qualified Products > 20 Watt 3000 Lumen 120-277V Non-Dimmable E26 Base LED A21 Light Bulb 5000K Product Specifications - Quick Reference Input Voltage: Lumens: 120-277 Volt 2900 Lumens Dimensions: Dimmable: 5" (MOL) x 2-5/8" (MOD) NO LED Color: 5000K Daylight Life Time: 25,000 Hours Power Consumption: Luminous Efficacy: 20 Watts 150 lm/W CRI: Certifications: 80 CRI Enclosed, RoHS, Damp Satco's LED series of high lumen LED A21 Lamps are here to replace your 70 watt halogens and ceramic metal halide lamps, or 200 watt incandescent bulbs. These lamps are intended for industrial and commercial applications. This Hi Pro series of A21 LED lights bulbs are approved for enclosed fixtures and are damp location rated. They have a long life of 25,000 hours and possess a 5 Year Limited Warranty. This series comes in a 20 watt model with the color temperatures of 2700K and 5000K. They also have dimmable 120V or non-dimmable 120-277V options. This model is part number S8738, which produces 2900 lumens of a 5000K daylight color. This LED light bulb consumes just 20 watts of universal 120-277 volt energy. This bulb is RoHS compliant, cULus - damp location rated, and enclosed fixture rated. This led light bulb is NON-dimmable and has a CRI of 80, with a medium E26 base to meet all of your replacement needs. When you replace your 200A21 bulbs with these 200 watt A21 LED bulbs, your energy use decreases significantly while keeping the same look and feel of your old A21 bulbs. Typical applications include: commercial, residential, down lighting, accent lighting, display lighting, and more. Click here for the complete Satco S8738 LED A21 Light Bulb Specification Sheet. Satco 20 Watt 3000 Lumen 120-277V Non-Dimmable E26 Base LED A21 Light Bulb 5000K | 5000 | 83 | 2910 | 145.5 | 25000 | 20 | 1 | 26.95 | 26.95 | 31.6673 | 2020Q2 | https://www.greenelectricalsupply.com/20-watt-3000-lumen-led-a21-120-277v-5000k.aspx | Green Electrical Supply | 2020 | Yes
LED Lighting | Reflector | Brand TCP | True |  | Reflector (Flood/Spot) | R20 | E26 (Medium) | Damp Location Rated,Recessed Fixtures Damp Location Rated,Recessed Fixtures TCP 10W Led R-20 Bulb 120 Volt Medium Base 3,000 Kelvin 675 Lumens 82 CRI 25,000 Average Hour Life Dimmable Replaces 65W Incadescent Bulb Mfg #LED10R20D30K Mfg #LED10R20D30K LED Bulb TCP 10W R20 65W Equivalent 3000K Dimmable Package Of 12 | 3000 | 84 | 660 | 73.3333 | 25000 | 9 | 12 | 193.92 | 16.16 | 18.9886 | 2020Q3 | https://hdsupplysolutions.com/p/led-00-75-10-35/led-bulb-tcp-10w-r20-65w-equivalent-3000k-dimmable-package-of-12-p159486 | HD Supply | 2020 | Yes
LED Lighting | Reflector | Brand TCP | True |  | Reflector (Flood/Spot) | BR30 | E26 (Medium) | Damp Location Rated,Recessed Fixtures Damp Location Rated,Recessed Fixtures TCP 12W Led BR-30 Bulb 120 Volt Medium Base 3,000 Kelvin 875 Lumens 82 CRI 25,000 Average Hour Life Dimmable Replaces 85W Incadescent Bulb Mfg #LED12BR30D30K Mfg #LED12BR30D30K LED Bulb TCP 12W BR30 85W Equivalent 3000K Dimmable Package Of 12 | 3000 | 82 | 850 | 80.9524 | 25000 | 10.5 | 12 | 216.09 | 18.0075 | 21.1595 | 2020Q3 | https://hdsupplysolutions.com/p/led-00-75-10-35/led-bulb-tcp-12w-br30-85w-equivalent-3000k-dimmable-package-of-12-p159478 | HD Supply | 2020 | Yes
LED Lighting | Reflector | Brand TCP | True |  | Reflector (Flood/Spot) | PAR30L | E26 (Medium) | Wet Location Rated,Recessed Fixtures Wet Location Rated,Recessed Fixtures TCP 12 Watt Led PAR-30 Bulb 120 Volt Medium Base 2,700 Kelvin 800 Lumens 82 CRI 25,000 Average Hour Life 40° Flood Pattern Dimmable Replaces 75W Halogen Bulb Mfg #LED12P30D27KFL Mfg #LED12P30D27KFL LED Bulb TCP 12W PAR30 75W Equivalent 2700K FL40 Dimmable Package Of 12 | 2700 | 83 | 850 | 80.9524 | 25000 | 10.5 | 12 | 233.89 | 19.4908 | 22.9025 | 2020Q3 | https://hdsupplysolutions.com/p/led-00-75-10-35/led-bulb-tcp-12w-par30-75w-equivalent-2700k-fl40-dimmable-package-of-12-p156739 | HD Supply | 2020 | Yes
LED Lighting | Reflector | Brand TCP | True |  | Reflector (Flood/Spot) | PAR30L | E26 (Medium) | Wet Location Rated,Recessed Fixtures Wet Location Rated,Recessed Fixtures TCP 12 Watt Led PAR-30 Bulb 120 Volt Medium Base 2,700 Kelvin 800 Lumens 82 CRI 25,000 Average Hour Life 25° Narrow Flood Pattern Dimmable Replaces 75W Halogen Bulb Mfg #LED12P30D27KNFL Mfg #LED12P30D27KNFL LED Bulb TCP 12W PAR30 75W Equivalent 2700K NFL25 Dimmable Package Of 12 | 2700 | 83 | 850 | 80.9524 | 25000 | 10.5 | 12 | 319.82 | 26.6517 | 31.3167 | 2020Q3 | https://hdsupplysolutions.com/p/led-00-75-10-35/led-bulb-tcp-12w-par30-75w-equivalent-2700k-nfl25-dimmable-package-of-12-p156740 | HD Supply | 2020 | Yes
LED Lighting | Reflector | Brand TCP | True |  | Reflector (Flood/Spot) | PAR30L | E26 (Medium) | Wet Location Rated,Recessed Fixtures Wet Location Rated,Recessed Fixtures TCP® 12 Watt LED PAR-30 Long Neck Bulb Medium Base Replaces 75W Halogen Bulb 120 Volt 3,000 Kelvin 875 Lumens 82 CRI 25,000 Average Hour Life 40° Beam Spread Dimmable Mfg #LED12P30D30KFL LED Bulb TCP 12W PAR30 75W Equivalent 3000K Dimmable | 3000 | 83 | 850 | 80.9524 | 25000 | 10.5 | 1 | 16.29 | 16.29 | 19.1414 | 2020Q3 | https://hdsupplysolutions.com/p/led-00-75-10-35/led-bulb-tcp-12w-par30-75w-equivalent-3000k-dimmable-p328430 | HD Supply | 2020 | Yes
LED Lighting | Reflector | Brand TCP | True |  | Reflector (Flood/Spot) | PAR30L | E26 (Medium) | Wet Location Rated,Recessed Fixtures Wet Location Rated,Recessed Fixtures TCP® 12 Watt LED PAR-30 Bulb 120 Volt Medium Base 3,000 Kelvin 825 Lumens 82 CRI 25,000 Average Hour Life 25° Narrow Flood Pattern Dimmable Replaces 75W Halogen Bulb Mfg #LED12P30D30KNFL LED Bulb TCP 12W PAR30 75W Equivalent 3000K NFL25 Dimmable | 3000 | 83 | 850 | 80.9524 | 25000 | 10.5 | 1 | 26.99 | 26.99 | 31.7143 | 2020Q3 | https://hdsupplysolutions.com/p/led-00-75-10-35/led-bulb-tcp-12w-par30-75w-equivalent-3000k-nfl25-dimmable-p328431 | HD Supply | 2020 | Yes
LED Lighting | Reflector | Brand TCP | True |  | Reflector (Flood/Spot) | PAR30L | E26 (Medium) | Wet Location Rated,Recessed Fixtures Wet Location Rated,Recessed Fixtures TCP® 12 Watt LED PAR-30 Bulb 120 Volt Medium Base 3,000 Kelvin 825 Lumens 82 CRI 25,000 Average Hour Life 15° Spot Pattern Dimmable Replaces 75W Halogen Bulb Mfg #LED12P30D30KSP LED Bulb TCP 12W PAR30 75W Equivalent 3000K SP15 Dimmable | 3000 | 83 | 850 | 80.9524 | 25000 | 10.5 | 1 | 16.49 | 16.49 | 19.3764 | 2020Q3 | https://hdsupplysolutions.com/p/led-00-75-10-35/led-bulb-tcp-12w-par30-75w-equivalent-3000k-sp15-dimmable-p328432 | HD Supply | 2020 | Yes
LED Lighting | Reflector | Brand TCP | True |  | Reflector (Flood/Spot) | PAR30L | E26 (Medium) | Wet Location Rated,Recessed Fixtures Wet Location Rated,Recessed Fixtures TCP 12 Watt Led PAR-30 Bulb 120 Volt Medium Base 3,500 Kelvin 850 Lumens 82 CRI 25,000 Average Hour Life 40° Flood Pattern Dimmable Replaces 75W Halogen Bulb Mfg #LED12P30D35KFL Mfg #LED12P30D35KFL LED Bulb TCP 12W PAR30 75W Equivalent 3500K FL40 Dimmable Package Of 12 | 3500 | 84 | 850 | 80.9524 | 25000 | 10.5 | 12 | 193.48 | 16.1233 | 18.9455 | 2020Q3 | https://hdsupplysolutions.com/p/led-00-75-10-35/led-bulb-tcp-12w-par30-75w-equivalent-3500k-fl40-dimmable-package-of-12-p156742 | HD Supply | 2020 | Yes
LED Lighting | Reflector | Brand TCP | True |  | Reflector (Flood/Spot) | PAR30L | E26 (Medium) | Wet Location Rated,Recessed Fixtures Wet Location Rated,Recessed Fixtures TCP 12 Watt Led PAR-30 Bulb 120 Volt Medium Base 3,500 Kelvin 850 Lumens 82 CRI 25,000 Average Hour Life 25° Narrow Flood Pattern Dimmable Replaces 75W Halogen Bulb Mfg #LED12P30D35KNFL Mfg #LED12P30D35KNFL LED Bulb TCP 12W PAR30 75W Equivalent 3500K NFL25 Dimmable Package Of 12 | 3500 | 84 | 850 | 80.9524 | 25000 | 10.5 | 12 | 181.67 | 15.1392 | 17.7891 | 2020Q3 | https://hdsupplysolutions.com/p/led-00-75-10-35/led-bulb-tcp-12w-par30-75w-equivalent-3500k-nfl25-dimmable-package-of-12-p156743 | HD Supply | 2020 | Yes
LED Lighting | Reflector | Brand TCP | True |  | Reflector (Flood/Spot) | PAR30L | E26 (Medium) | Wet Location Rated,Recessed Fixtures Wet Location Rated,Recessed Fixtures TCP 12 Watt Led PAR-30 Bulb 120 Volt Medium Base 4,100 Kelvin 875 Lumens 82 CRI 25,000 Average Hour Life 25° Narrow Flood Pattern Dimmable Replaces 75W Halogen Bulb Mfg #LED12P30D41KNFL Mfg #LED12P30D41KNFL LED Bulb TCP 12W PAR30 75W Equivalent 4100K NFL25 Dimmable Package Of 12 | 4000 | 85 | 850 | 80.9524 | 25000 | 10.5 | 12 | 321.77 | 26.8142 | 31.5077 | 2020Q3 | https://hdsupplysolutions.com/p/led-00-75-10-35/led-bulb-tcp-12w-par30-75w-equivalent-4100k-nfl25-dimmable-package-of-12-p156745 | HD Supply | 2020 | Yes
LED Lighting | A-Type | Satco | False |  | General Purpose Replacement | A21 | E26 (Medium) | Damp Location Rated,Recessed Fixtures,Shatter Resistant,Vibration Service HomeLamps, Bulbs, BallastsBulbs - LEDLED - TraditionalLamps - A-Type Non-Dimmable LED Lamp, 20W, 120-277V, Bulb: A-Type (A21), Base: Medium Screw (E26), Lumens: 3000, CRI: 82, Color Temperature: 5000K, Rated Average Life: 25,000 Hrs. Suitable for enclosed fixtures. Replaces up to 70W HID. cULus - Dry Location Rated. Satco S8738 Non-Dimmable LED Lamp, 20W, 120-277V, Bulb: A-Type | 5000 | 83 | 2910 | 145.5 | 25000 | 20 | 1 | 43.76 | 43.76 | 51.4197 | 2020Q2 | https://www.platt.com/platt-electric-supply/LED-Traditional-Lamps-A-Type/Satco/S8738/product.aspx?zpid=535436 | Platt | 2020 | Yes
LED Lighting | Reflector | Brand TCP | True |  | Reflector (Flood/Spot) | PAR38 | E26 (Medium) | Wet Location Rated,Recessed Fixtures Wet Location Rated,Recessed Fixtures TCP 14 Watt Led PAR-38 Bulb 120 Volt Medium Base 2,700 Kelvin 1,050 Lumens 82 CRI 25,000 Average Hour Life 40° Flood Pattern Dimmable Replaces 90W Halogen Bulb Mfg #LED14P38D27KFL Mfg #LED14P38D27KFL LED Bulb TCP 14W PAR38 90W Equivalent 2700K FL40 Dimmable Package Of 12 | 2700 | 83 | 1050 | 77.7778 | 25000 | 13.5 | 12 | 297.04 | 24.7533 | 29.0861 | 2020Q3 | https://hdsupplysolutions.com/p/led-00-75-10-35/led-bulb-tcp-14w-par38-90w-equivalent-2700k-fl40-dimmable-package-of-12-p156717 | HD Supply | 2020 | Yes
LED Lighting | Reflector | Brand TCP | True |  | Reflector (Flood/Spot) | PAR38 | E26 (Medium) | Wet Location Rated,Recessed Fixtures Wet Location Rated,Recessed Fixtures TCP 14 Watt Led PAR-38 Bulb 120 Volt Medium Base 2,700 Kelvin 1,050 Lumens 82 CRI 25,000 Average Hour Life 25° Narrow Flood Pattern Dimmable Replaces 90W Halogen Bulb Mfg #LED14P38D27KNFL Mfg #LED14P38D27KNFL LED Bulb TCP 14W PAR38 90W Equivalent 2700K NFL25 Dimmable Package Of 12 | 2700 | 83 | 1050 | 77.7778 | 25000 | 13.5 | 12 | 346.47 | 28.8725 | 33.9263 | 2020Q3 | https://hdsupplysolutions.com/p/led-00-75-10-35/led-bulb-tcp-14w-par38-90w-equivalent-2700k-nfl25-dimmable-package-of-12-p156718 | HD Supply | 2020 | Yes
LED Lighting | Reflector | Brand TCP | True |  | Reflector (Flood/Spot) | PAR38 | E26 (Medium) | Wet Location Rated,Recessed Fixtures Wet Location Rated,Recessed Fixtures TCP® 14 Watt LED PAR-38 Bulb Medium Base Replaces 90W Halogen Bulb 120 Volt 3,000 Kelvin 1,100 Lumens 82 CRI 25,000 Average Hour Life 25° Narrow Flood Pattern Dimmable Mfg #LED14P38D30KNFL LED Bulb TCP 14W PAR38 90W Equivalent 3000K NFL25 Dimmable | 3000 | 82 | 1050 | 77.7778 | 25000 | 13.5 | 1 | 16.99 | 16.99 | 19.9639 | 2020Q3 | https://hdsupplysolutions.com/p/led-00-75-10-35/led-bulb-tcp-14w-par38-90w-equivalent-3000k-nfl25-dimmable-p328437 | HD Supply | 2020 | Yes
LED Lighting | Reflector | Brand TCP | True |  | Reflector (Flood/Spot) | PAR38 | E26 (Medium) | Wet Location Rated,Recessed Fixtures Wet Location Rated,Recessed Fixtures TCP 14 Watt Led PAR-38 Bulb 120 Volt Medium Base 4,100 Kelvin 1,150 Lumens 82 CRI 25,000 Average Hour Life 25° Narrow Flood Pattern Dimmable Replaces 90W Halogen Bulb Mfg #LED14P38D41KNFL Mfg #LED14P38D41KNFL LED Bulb TCP 14W PAR38 90W Equivalent 4100K NFL25 Dimmable Package Of 12 | 4000 | 84 | 1050 | 77.7778 | 25000 | 13.5 | 12 | 316.6 | 26.3833 | 31.0014 | 2020Q3 | https://hdsupplysolutions.com/p/led-00-75-10-35/led-bulb-tcp-14w-par38-90w-equivalent-4100k-nfl25-dimmable-package-of-12-p156723 | HD Supply | 2020 | Yes
LED Lighting | Reflector | Brand TCP | True |  | Reflector (Flood/Spot) | PAR38 | E26 (Medium) | Wet Location Rated,Recessed Fixtures Wet Location Rated,Recessed Fixtures TCP 14 Watt Led PAR-38 Bulb 120 Volt Medium Base 4,100 Kelvin 1,150 Lumens 82 CRI 25,000 Average Hour Life 15° Spot Pattern Dimmable Replaces 90W Halogen Bulb Mfg #LED14P38D41KSP Mfg #LED14P38D41KSP LED Bulb TCP 14W PAR38 90W Equivalent 4100K SP15 Dimmable Package Of 12 | 4000 | 84 | 1050 | 77.7778 | 25000 | 13.5 | 12 | 367.45 | 30.6208 | 35.9807 | 2020Q3 | https://hdsupplysolutions.com/p/led-00-75-10-35/led-bulb-tcp-14w-par38-90w-equivalent-4100k-sp15-dimmable-package-of-12-p156724 | HD Supply | 2020 | Yes
LED Lighting | A-Type | Satco | True | Daylighting/Photocell, | General Purpose Replacement | A21 | E26 (Medium) | Damp Location Rated,Recessed Fixtures,Shatter Resistant,Vibration Service Damp Location Rated,Recessed Fixtures,Shatter Resistant,Vibration Service Description Ideal for use with indoor and outdoor fixtures, this LED A21 bulb is an outstanding option for areas where a strong brightness is needed. Replaces 70W HIDs and 150W incandescents Reduces maintenance and replacements Dimmable 2860 Lumens - 5000 Kelvin - Medium Base - 120 Volt - Satco S8736 LED A21 - 20 Watt - 150 Watt Equal - Daylight White | 5000 | 83 | 2860 | 143 | 25000 | 20 | 24 | 630.24 | 26.26 | 30.8565 | 2020Q3 | https://www.1000bulbs.com/product/209575/SATCO-S8736B.html | 1000bulbs.com | 2020 | Yes
LED Lighting | Reflector | Brand TCP | True |  | Reflector (Flood/Spot) | BR40 | E26 (Medium) | Damp Location Rated,Recessed Fixtures Damp Location Rated,Recessed Fixtures TCP 17W Led BR-40 Bulb 120 Volt Medium Base 3,000 Kelvin 1250 Lumens 82 CRI 25,000 Average Hour Life Dimmable Replaces 120W Incadescent Bulb Mfg #LED17BR40D30K Mfg #LED17BR40D30K LED Bulb TCP 17W BR40 120W Equivalent 3000K Dimmable Package Of 12 | 3000 | 84 | 1400 | 82.3529 | 25000 | 17 | 12 | 362.95 | 30.2458 | 35.54 | 2020Q3 | https://hdsupplysolutions.com/p/led-00-75-10-35/led-bulb-tcp-17w-br40-120w-equivalent-3000k-dimmable-package-of-12-p159482 | HD Supply | 2020 | Yes
LED Lighting | Reflector | Brand TCP | True |  | Reflector (Flood/Spot) | PAR38 | E26 (Medium) | Wet Location Rated,Recessed Fixtures Wet Location Rated,Recessed Fixtures TCP 17 Watt Led PAR-38 Bulb 120 Volt Medium Base 2,700 Kelvin 1,200 Lumens 82 CRI 25,000 Average Hour Life 40° Flood Pattern Dimmable Replaces 120W Halogen Bulb Mfg #LED17P38D27KFL Mfg #LED17P38D27KFL LED Bulb TCP 17W PAR38 120W Equivalent 2700K FL40 Dimmable Package Of 12 | 2700 | 84 | 1200 | 80 | 25000 | 15 | 12 | 319.36 | 26.6133 | 31.2717 | 2020Q3 | https://hdsupplysolutions.com/p/led-00-75-10-35/led-bulb-tcp-17w-par38-120w-equivalent-2700k-fl40-dimmable-package-of-12-p156706 | HD Supply | 2020 | Yes
LED Lighting | Reflector | Brand TCP | True |  | Reflector (Flood/Spot) | PAR38 | E26 (Medium) | Wet Location Rated,Recessed Fixtures Wet Location Rated,Recessed Fixtures TCP 17 Watt Led PAR-38 Bulb 120 Volt Medium Base 2,700 Kelvin 1,200 Lumens 82 CRI 25,000 Average Hour Life 25° Narrow Flood Pattern Dimmable Replaces 120W Halogen Bulb Mfg #LED17P38D27KNFL Mfg #LED17P38D27KNFL LED Bulb TCP 17W PAR38 120W Equivalent 2700K NFL25 Dimmable Package Of 12 | 2700 | 84 | 1200 | 80 | 25000 | 15 | 12 | 348.8 | 29.0667 | 34.1545 | 2020Q3 | https://hdsupplysolutions.com/p/led-00-75-10-35/led-bulb-tcp-17w-par38-120w-equivalent-2700k-nfl25-dimmable-package-of-12-p156707 | HD Supply | 2020 | Yes
LED Lighting | Reflector | Brand TCP | True |  | Reflector (Flood/Spot) | PAR38 | E26 (Medium) | Wet Location Rated,Recessed Fixtures Wet Location Rated,Recessed Fixtures TCP® 17 Watt LED PAR-38 Bulb Medium Base Replaces 120W Halogen Bulb 120 Volt 3,000 Kelvin 1,250 Lumens 82 CRI 25,000 Average Hour Life 40° Flood Pattern Dimmable Mfg #LED17P38D30KFL LED Bulb TCP 17W PAR38 120W Equivalent 3000K FL40 Dimmable | 3000 | 84 | 1200 | 80 | 25000 | 15 | 1 | 19.99 | 19.99 | 23.489 | 2020Q3 | https://hdsupplysolutions.com/p/led-00-75-10-35/led-bulb-tcp-17w-par38-120w-equivalent-3000k-fl40-dimmable-p328440 | HD Supply | 2020 | Yes
LED Lighting | Reflector | Brand TCP | True |  | Reflector (Flood/Spot) | PAR38 | E26 (Medium) | Wet Location Rated,Recessed Fixtures Wet Location Rated,Recessed Fixtures TCP 17 Watt Led PAR-38 Bulb 120 Volt Medium Base 4,100 Kelvin 1,300 Lumens 82 CRI 25,000 Average Hour Life 25° Narrow Flood Pattern Dimmable Replaces 120W Halogen Bulb Mfg #LED17P38D41KNFL Mfg #LED17P38D41KNFL LED Bulb TCP 17W PAR38 120W Equivalent 4100K NFL25 Dimmable Package Of 12 | 4000 | 85 | 1200 | 80 | 25000 | 15 | 12 | 358.27 | 29.8558 | 35.0818 | 2020Q3 | https://hdsupplysolutions.com/p/led-00-75-10-35/led-bulb-tcp-17w-par38-120w-equivalent-4100k-nfl25-dimmable-package-of-12-p156712 | HD Supply | 2020 | Yes
LED Lighting | Reflector | Brand TCP | True |  | Reflector (Flood/Spot) | PAR38 | E26 (Medium) | Wet Location Rated,Recessed Fixtures Wet Location Rated,Recessed Fixtures TCP 17 Watt Led PAR-38 Bulb 120 Volt Medium Base 4,100 Kelvin 1,300 Lumens 82 CRI 25,000 Average Hour Life 15° Spot Pattern Dimmable Replaces 120W Halogen Bulb Mfg #LED17P38D41KSP Mfg #LED17P38D41KSP LED Bulb TCP 17W PAR38 120W Equivalent 4100K SP15 Dimmable Package Of 12 | 4000 | 85 | 1200 | 80 | 25000 | 15 | 12 | 340.36 | 28.3633 | 33.328 | 2020Q3 | https://hdsupplysolutions.com/p/led-00-75-10-35/led-bulb-tcp-17w-par38-120w-equivalent-4100k-sp15-dimmable-package-of-12-p156713 | HD Supply | 2020 | Yes
LED Lighting | A-Type | Satco | True | Daylighting/Photocell, | General Purpose Replacement | A21 | E26 (Medium) | Damp Location Rated,Recessed Fixtures,Shatter Resistant,Vibration Service Damp Location Rated,Recessed Fixtures,Shatter Resistant,Vibration Service Home Bulbs High Output LED Bulbs 150W INC Equal - 20W - LED A21 bulb - 5000K Daylight - 120V Back Description The Satco S8736 Hi-Pro LED offers a new design for retrofitting bollards and post tops. Satco S8736 LED A21 lamp produces 2860 lumens with a 5000K color temperature that illuminates Daylight color while using 20 watts instead of 125W incandescent. This LED has E26 medium base with input voltage of 120V. Dimmiable and enclosed rated lamp Damp location rated and Energy star Type A and 84+ CRI with RoHS compliant 150W INC Equal - 20W - LED A21 bulb - 5000K Daylight - 120V | 5000 | 83 | 2860 | 143 | 25000 | 20 | 1 | 22.78 | 22.78 | 26.7674 | 2020Q3 | https://www.beeslighting.com/S8736 | Bee's Lighting | 2020 | Yes
LED Lighting | A-Type | Satco | True |  | General Purpose Replacement | A21 | E26 (Medium) | Damp Location Rated,Recessed Fixtures,Shatter Resistant,Vibration Service Damp Location Rated,Recessed Fixtures,Shatter Resistant,Vibration Service Color Temp.2700K4000K5000K Product Description Retrofitting is easy when you choose this frosted 20W LED A21 lamp from Satco. This energy-efficient bulb offers savings over old incandescent and halogen lamps without sacrificing performance. You'll get up to 25,000 hours of 5000K natural white light, and it's Energy Star certified. Product Features: Replaces 150W general lighting bulbs A21 form factor Works with most E26 base fixtures Color accuracy of 80 CRI 360-degree beam angle Compatible with S8736 dimmers CEC compliant Energy Star certified Lifespan of up to 25,000 hours Five-year warranty Applications: General lighting Alternate Product Versions $26.20 EACASE of 12 add Satco S8735 - 20W LED A21 Bulb - 2700K 2,350 Lumens - 80 CRI - 125V Incandescent Equivalent - 280° - 120V $26.90 EACASE of 12 add Satco S8778 - 20W LED A21 Bulb - 4000K 2,745 Lumens - 80 CRI - 150V Incandescent Equivalent - 280° - 120V $26.90 EACASE of 12 add Satco S8737 - 20W LED A21 Bulb - 2700K 2,450 Lumens - 80 CRI - 125V Incandescent Equivalent - 280° - 120-277V Medium (E26) 2,860 Lumens - 80 CRI - 150V Incandescent Equivalent - 280° - 120V Satco S8736 - 20W LED A21 Bulb - 5000K | 5000 | 83 | 2860 | 143 | 25000 | 20 | 24 | 645.6 | 26.9 | 31.6085 | 2020Q3 | https://www.energyavenue.com/Satco/S8736 | Energy Avenue | 2020 | Yes
LED Lighting | A-Type | Manufacturer: Satco | True | Daylighting/Photocell, | General Purpose Replacement | A21 | E26 (Medium) | Damp Location Rated,Recessed Fixtures,Shatter Resistant,Vibration Service Damp Location Rated,Recessed Fixtures,Shatter Resistant,Vibration Service Home > Energy Star Qualified Products > 20 Watt 3000 Lumen 120V E26 Base Dimmable LED A21 Light Bulb 5000K Product Specifications - Quick Reference Input Voltage: Lumens: 120 Volt 3000 Lumens Dimensions: Dimmable: 5" (MOL) x 2-5/8" (MOD) Yes LED Color: 5000K Daylight Life Time: 25,000 Hours Power Consumption: Luminous Efficacy: 20 Watts 150 lm/W CRI: Certifications: 80 CRI Enclosed, RoHS, Damp Satco's LED series of high lumen LED A21 Lamps are here to replace your 70 watt halogens and ceramic metal halide lamps, or 200 watt incandescent bulbs. These lamps are intended for industrial and commercial applications. This Hi Pro series of A21 LED lights bulbs are approved for enclosed fixtures and are damp location rated. They have a long life of 25,000 hours and possess a 5 Year Limited Warranty. This series comes in a 20 watt model with the color temperatures of 2700K and 5000K. They also have dimmable 120V or non-dimmable 120-277V options. This model is part number S8736, which produces 3000 lumens of a 5000K daylight color. This LED light bulb consumes just 20 watts of 120 volt energy. This bulb is RoHS compliant, cULus - damp location rated, and enclosed fixture rated. This led light bulb is dimmable and has a CRI of 80, with a medium E26 base to meet all of your replacement needs. When you replace your 200A21 bulbs with these 200 watt A21 LED bulbs, your energy use decreases significantly while keeping the same look and feel of your old A21 bulbs. Typical applications include: commercial, residential, down lighting, accent lighting, display lighting, and more. Click here for the complete Satco S8736 LED A21 Light Bulb Specification Sheet. Satco 20 Watt 3000 Lumen 120V E26 Base Dimmable LED A21 Light Bulb 5000K | 5000 | 83 | 2860 | 143 | 25000 | 20 | 1 | 26.95 | 26.95 | 31.6673 | 2020Q3 | https://www.greenelectricalsupply.com/20-watt-3000-lumen-dimmable-led-a21-120v-5000k.aspx | Green Electrical Supply | 2020 | Yes
LED Lighting | A-Type | Satco Products, Inc. | True |  | General Purpose Replacement | A21 | E26 (Medium) | Damp Location Rated,Recessed Fixtures,Shatter Resistant,Vibration Service Damp Location Rated,Recessed Fixtures,Shatter Resistant,Vibration Service LED HID Retrofit Lamps ¦ LED A-Style Light Bulbs ¦ LED Post Top Light Bulbs Satco dimmable 20 watt 5000K 120V A21 LED bulb with E26 base generates as much light as many 70 watt HID lamps and 150 watt incandescents. Ideal for bollards, post tops and low bay applications. Ballast must be bypassed when present. Minimum compartment size: 8.5"L x 6"W x 6"D Direct line 120 voltage - Not compatible with ballasts Omnidirectional - 280° beam angle Frosted diffuser maintains low glare Very long life - Rated to still put out 70% as much light after 25,000 hours of operation as it does when brand new Rated for enclosed fixtures Compatible with Lutron DVCL-153P and MACL-153M dimmers Do not “hot swap” this bulb. Turn off fixture before replacing existing bulb. Direct line 120 voltage - Not compatible with ballasts Omnidirectional - 280° beam angle Frosted diffuser maintains low glare Very long life - Rated to still put out 70% as much light after 25,000 hours of operation as it does when brand new Rated for enclosed fixtures Compatible with Lutron DVCL-153P and MACL-153M dimmers Satco Dimmable 20W 5000K 120V A-21 LED Bulb, Enclosed Rated, E26 Base | 5000 | 83 | 2860 | 143 | 25000 | 20 | 12 | 26.95 | 2.2458 | 2.6389 | 2020Q3 | https://www.bulbs.com/product/20WA21-LED-HID-5000K-120V-DIM-E26 | Bulbs.com | 2020 | Yes
LED Lighting | A-Type | Manufacturer: Satco | True | Daylighting/Photocell, | General Purpose Replacement | A21 | E26 (Medium) | Damp Location Rated,Recessed Fixtures,Shatter Resistant,Vibration Service Home > Energy Star Qualified Products > 20 Watt 3000 Lumen 120V E26 Base Dimmable LED A21 Light Bulb 5000K Product Specifications - Quick Reference Input Voltage: Lumens: 120 Volt 3000 Lumens Dimensions: Dimmable: 5" (MOL) x 2-5/8" (MOD) Yes LED Color: 5000K Daylight Life Time: 25,000 Hours Power Consumption: Luminous Efficacy: 20 Watts 150 lm/W CRI: Certifications: 80 CRI Enclosed, RoHS, Damp Satco's LED series of high lumen LED A21 Lamps are here to replace your 70 watt halogens and ceramic metal halide lamps, or 200 watt incandescent bulbs. These lamps are intended for industrial and commercial applications. This Hi Pro series of A21 LED lights bulbs are approved for enclosed fixtures and are damp location rated. They have a long life of 25,000 hours and possess a 5 Year Limited Warranty. This series comes in a 20 watt model with the color temperatures of 2700K and 5000K. They also have dimmable 120V or non-dimmable 120-277V options. This model is part number S8736, which produces 3000 lumens of a 5000K daylight color. This LED light bulb consumes just 20 watts of 120 volt energy. This bulb is RoHS compliant, cULus - damp location rated, and enclosed fixture rated. This led light bulb is dimmable and has a CRI of 80, with a medium E26 base to meet all of your replacement needs. When you replace your 200A21 bulbs with these 200 watt A21 LED bulbs, your energy use decreases significantly while keeping the same look and feel of your old A21 bulbs. Typical applications include: commercial, residential, down lighting, accent lighting, display lighting, and more. Click here for the complete Satco S8736 LED A21 Light Bulb Specification Sheet. Satco 20 Watt 3000 Lumen 120V E26 Base Dimmable LED A21 Light Bulb 5000K | 5000 | 83 | 2860 | 143 | 25000 | 20 | 1 | 26.95 | 26.95 | 31.6673 | 2020Q2 | https://www.greenelectricalsupply.com/20-watt-3000-lumen-dimmable-led-a21-120v-5000k.aspx | Green Electrical Supply | 2020 | Yes
LED Lighting | Decorative | Brand TCP | True |  | Globe | G16.5 | E26 (Medium) | Damp Location Rated Damp Location Rated TCP 4 Watt G16 Globe Bulb 120 Volt G16 Globe Medium Base Clear 2,700 Kelvin 300 Lumens 82 CRI 25,000 Average Hour Life Dimmable Replaces 25W Incandescent Bulb Mfg #LED4E26G1627K Mfg #LED4E26G1627K LED Bulb TCP 4W G16 25W Equivalent 2700K Dimmable Package Of 12 | 2700 | 83 | 280 | 80 | 25000 | 3.5 | 12 | 167.95 | 13.9958 | 16.4456 | 2020Q3 | https://hdsupplysolutions.com/p/led-00-75-10-35/led-bulb-tcp-4w-g16-25w-equivalent-2700k-dimmable-package-of-12-p159463 | HD Supply | 2020 | Yes
LED Lighting | Decorative | Brand TCP | True |  | Other | B11 | E12 (Candelabra) | Damp Location Rated Damp Location Rated TCP 5 Watt Flame Bulb 120 Volt Candelabra Base Flame Tip Frosted 2,700 Kelvin 300 Lumens 82 CRI 25,000 Average Hour Life Dimmable Replaces 40W Incandescent Bulb Mfg #LED5E12F1127KF Mfg #LED5E12F1127KF LED Bulb TCP 5W Frosted Flame 40W Equivalent 2700K Candelabra, Dimmable, 12pk | 2700 | 83 | 350 | 70 | 25000 | 5 | 1 | 173.27 | 173.27 | 203.5989 | 2020Q3 | https://hdsupplysolutions.com/p/led-00-75-10-35/led-bulb-tcp-5w-frosted-flame-40w-equivalent-2700k-candelabra-dimmable-12pk-p159461 | HD Supply | 2020 | No
LED Lighting | Decorative | Brand TCP | True |  | Globe | G25 | E26 (Medium) | Damp Location Rated Damp Location Rated TCP 5 Watt G25 Globe Bulb 120 Volt Medium Base 2,700 Kelvin 300 Lumens 82 CRI 25,000 Average Hour Life 230° Dimmable Replaces 40W Incandescent Bulb Mfg #LED5G25D27KF Mfg #LED5G25D27KF LED Bulb TCP 5W Smooth G25 40W Equivalent 2700K Frost Dimmable Package Of 12 | 2700 | 83 | 350 | 87.5 | 25000 | 4 | 12 | 154.49 | 12.8742 | 15.1276 | 2020Q3 | https://hdsupplysolutions.com/p/led-00-75-10-35/led-bulb-tcp-5w-smooth-g25-40w-equivalent-2700k-frost-dimmable-package-of-12-p159456 | HD Supply | 2020 | Yes
LED Lighting | Decorative | Brand TCP | True |  | Globe | G25 | E26 (Medium) | Damp Location Rated Damp Location Rated TCP 5 Watt G25 Globe Bulb 120 Volt Medium Base 3,000 Kelvin 325 Lumens 82 CRI 25,000 Average Hour Life 230° Dimmable Replaces 40W Incandescent Bulb Mfg #LED5G25D30KF Mfg #LED5G25D30KF LED Bulb TCP 5W Smooth G25 40W Equivalent 3000K Frost Dimmable Package Of 12 | 3000 | 84 | 350 | 87.5 | 25000 | 4 | 12 | 183.73 | 15.3108 | 17.9908 | 2020Q3 | https://hdsupplysolutions.com/p/led-00-75-10-35/led-bulb-tcp-5w-smooth-g25-40w-equivalent-3000k-frost-dimmable-package-of-12-p159457 | HD Supply | 2020 | Yes
LED Lighting | Decorative | Brand TCP | True |  | Other | B11 | E12 (Candelabra) | Damp Location Rated Damp Location Rated TCP® 5 Watt B-11 LED Frost Torpedo Bulb Candelabra Base 120 Volt 2,700 Kelvin 300 Lumens 82 CRI 25,000 Average Hour Life Dimmable Replaces 40W Incandescent Bulb Mfg #LED5E12B1127KF LED Bulb TCP 5W Torpedo 40W Equivalent 2700K Candelabra Base Frost Dimmable | 2700 | 81 | 350 | 70 | 25000 | 5 | 1 | 6.79 | 6.79 | 7.9785 | 2020Q3 | https://hdsupplysolutions.com/p/led-00-75-10-35/led-bulb-tcp-5w-torpedo-40w-equivalent-2700k-candelabra-base-frost-dimmable-p328443 | HD Supply | 2020 | Yes
LED Lighting | Decorative | Brand TCP | True |  | Globe | G25 | E26 (Medium) | Damp Location Rated Damp Location Rated TCP® 6 Watt LED G-25 Bulb 120 Volt Medium Base 2,700 Kelvin 500 Lumens 82 CRI 25,000 Average Hour Life Dimmable Replaces 60W Incandescent Bulb Mfg #L6G25D2527KF LED Bulb TCP 6W G25 60W Equivalent 2700K Frost Dimmable | 2700 | 83 | 525 | 87.5 | 25000 | 6 | 1 | 10.99 | 10.99 | 12.9137 | 2020Q3 | https://hdsupplysolutions.com/p/led-00-75-10-35/led-bulb-tcp-6w-g25-60w-equivalent-2700k-frost-dimmable-p328454 | HD Supply | 2020 | Yes
LED Lighting | A-Type | Satco |  |  | General Purpose Replacement | A21 | E26 (Medium) | Damp Location Rated,Recessed Fixtures,Shatter Resistant,Vibration Service Damp Location Rated,Recessed Fixtures,Shatter Resistant,Vibration Service Home Bulbs High Output LED Bulbs 2828 Lumens - 150W INC Equal - 20W - LED A21 bulb - 4000K - Medium base Back Description The Satco S8779 Hi-Pro LED offers a new design for retrofitting bollards and post tops. Satco S8779 LED A21 lamp produces 2818 lumens with a 4000K color temperature that illuminates cool light while using 20 watts instead of 150W Incandescent. This LED has E26 medium base with input voltage of 120-277V. Enclosed rated lamp and 25000 hours rated Damp location rated and Energy star Type A and 84+ CRI with RoHS compliant 2828 Lumens - 150W INC Equal - 20W - LED A21 bulb - 4000K - Medium base | 4000 | 84 | 2825 | 141.25 | 25000 | 20 | 1 | 22.78 | 22.78 | 26.7674 | 2020Q3 | https://www.beeslighting.com/S8779 | Bee's Lighting | 2020 | Yes
LED Lighting | A-Type | Satco | False |  | General Purpose Replacement | A21 | E26 (Medium) | Damp Location Rated,Recessed Fixtures,Shatter Resistant,Vibration Service Damp Location Rated,Recessed Fixtures,Shatter Resistant,Vibration Service Bulb ShapeA19A21A23A25 Base TypeGU24Medium (E26) Product Description You'll save energy without sacrificing performance when you switch to this high lumens 20W LED A21 LED bulb from Satco. This frosted A21 lamp comes to you from their Hi-Pro line and emits 4000K of neutral white light for up to 50,000 hours. It's suitable for use in damp locations, and you can even install it in an enclosed fixture with a medium E26 base. Satco S8779 Features: Direct replacement for 150W incandescent bulbs Compatible with medium E26 base fixtures Frosted for glare reduction 280-degree beam angle Energy Star certified and CEC compliant Lifespan of up to 50,000 hours Five-year warranty Satco S8779 Applications: Approved for enclosed fixtures General lighting Table and floor lamps Wall sconces Post tops Alternate Product Versions $5.90 EACASE of 6 add Satco S29844 - 9.8W LED A19 - 3000K - GU24 - Frosted 9.8A19/OMNI/220/LED/30K/GU24 - 60W Incandescent Equivalent - 800 Lumens - 80 CRI - 220° - 120V $9.90 EACASE of 6 add Satco S8488 - 18W LED A21 - 4000K - GU24 - Frosted 18A21/LED/4K/90CRI/GU24 - 100W Incandescent Equivalent - 1,600 Lumens - 90 CRI - 220° - 120V $28.90 EACASE of 0 add Satco S13102 - 25W LED A23 - 5000K - E26 - Frosted 25WA23/LED/50K/120-277V/E26 - 3,525 Lumens - 80 CRI - 200W Incandescent Equivalent - 280° - 120-277V $31.90 EACASE of 0 add Satco S13110 - 35W LED A25 - 5000K - EX39 - Frosted 35WA25/LED/50K/120-277V/EX39 - 4,830 Lumens - 80 CRI - 300W Incandescent Equivalent / 150W HID Equivalent - 280° Beam Angle - 120-277V Medium (E26) 20WA21/LED/4K/120-277V/E26 - 2,828 Lumens - 80 CRI - 150W Incandescent Equivalent - 280° - 120-277V Satco S8779 - 20W LED A21 - 4000K - E26 - Frosted | 4000 | 84 | 2825 | 141.25 | 25000 | 20 | 24 | 645.6 | 26.9 | 31.6085 | 2020Q3 | https://www.energyavenue.com/Satco/S8779 | Energy Avenue | 2020 | Yes
LED Lighting | Reflector | Brand TCP | True |  | Reflector (Flood/Spot) | PAR20 | E26 (Medium) | Wet Location Rated,Recessed Fixtures Wet Location Rated,Recessed Fixtures TCP 8 Watt Led PAR-20 Bulb 120 Volt Medium Base 2,700 Kelvin 500 Lumens 82 CRI 25,000 Average Hour Life 40° Flood Pattern Dimmable Replaces 50W Halogen Bulb Mfg #LED8P20D27KFL Mfg #LED8P20D27KFL LED Bulb TCP 8W PAR20 50W Equivalent 2700K FL40 Dimmable Package Of 12 | 2700 | 83 | 600 | 85.7143 | 25000 | 7 | 12 | 274.11 | 22.8425 | 26.8408 | 2020Q3 | https://hdsupplysolutions.com/p/led-00-75-10-35/led-bulb-tcp-8w-par20-50w-equivalent-2700k-fl40-dimmable-package-of-12-p156787 | HD Supply | 2020 | Yes
LED Lighting | Reflector | Brand TCP | True |  | Reflector (Flood/Spot) | PAR20 | E26 (Medium) | Wet Location Rated,Recessed Fixtures Wet Location Rated,Recessed Fixtures TCP 8 Watt Led PAR-20 Bulb 120 Volt Medium Base 2,700 Kelvin 500 Lumens 82 CRI 25,000 Average Hour Life 25° Narrow Flood Pattern Dimmable Replaces 50W Halogen Bulb Mfg #LED8P20D27KNFL Mfg #LED8P20D27KNFL LED Bulb TCP 8W PAR20 50W Equivalent 2700K NFL25 Dimmable Package Of 12 | 2700 | 83 | 600 | 85.7143 | 25000 | 7 | 12 | 200.93 | 16.7442 | 19.675 | 2020Q3 | https://hdsupplysolutions.com/p/led-00-75-10-35/led-bulb-tcp-8w-par20-50w-equivalent-2700k-nfl25-dimmable-package-of-12-p156788 | HD Supply | 2020 | Yes
LED Lighting | Reflector | Brand TCP | True |  | Reflector (Flood/Spot) | PAR20 | E26 (Medium) | Wet Location Rated,Recessed Fixtures Wet Location Rated,Recessed Fixtures TCP® 8 Watt LED PAR-20 Bulb Medium Base Replaces 50W Halogen Bulb 120 Volt 3,000 Kelvin 515 Lumens 82 CRI 25,000 Average Hour Life 40° Flood Pattern Dimmable Mfg #LED8P20D30KFL LED Bulb TCP 8W PAR20 50W Equivalent 3000K FL40 Dimmable | 3000 | 83 | 625 | 89.2857 | 25000 | 7 | 1 | 11.49 | 11.49 | 13.5012 | 2020Q3 | https://hdsupplysolutions.com/p/led-00-75-10-35/led-bulb-tcp-8w-par20-50w-equivalent-3000k-fl40-dimmable-p328455 | HD Supply | 2020 | Yes
LED Lighting | Reflector | Brand TCP | True |  | Reflector (Flood/Spot) | PAR20 | E26 (Medium) | Wet Location Rated,Recessed Fixtures Wet Location Rated,Recessed Fixtures TCP 8 Watt Led PAR-20 Bulb 120 Volt Medium Base 3,500 Kelvin 525 Lumens 82 CRI 25,000 Average Hour Life 40° Flood Pattern Dimmable Replaces 50W Halogen Bulb Mfg #LED8P20D35KFL Mfg #LED8P20D35KFL LED Bulb TCP 8W PAR20 50W Equivalent 3500K FL40 Dimmable Package Of 12 | 3500 | 84 | 675 | 96.4286 | 25000 | 7 | 12 | 207.67 | 17.3058 | 20.335 | 2020Q3 | https://hdsupplysolutions.com/p/led-00-75-10-35/led-bulb-tcp-8w-par20-50w-equivalent-3500k-fl40-dimmable-package-of-12-p156789 | HD Supply | 2020 | Yes
LED Lighting | Reflector | Brand TCP | True |  | Reflector (Flood/Spot) | PAR20 | E26 (Medium) | Wet Location Rated,Recessed Fixtures Wet Location Rated,Recessed Fixtures TCP 8 Watt Led PAR-20 Bulb 120 Volt Medium Base 3,500 Kelvin 525 Lumens 82 CRI 25,000 Average Hour Life 25° Narrow Flood Pattern Dimmable Replaces 50W Halogen Bulb Mfg #LED8P20D35KNFL Mfg #LED8P20D35KNFL LED Bulb TCP 8W PAR20 50W Equivalent 3500K NFL25 Dimmable Package Of 12 | 3500 | 84 | 675 | 96.4286 | 25000 | 7 | 12 | 118.55 | 9.8792 | 11.6084 | 2020Q3 | https://hdsupplysolutions.com/p/led-00-75-10-35/led-bulb-tcp-8w-par20-50w-equivalent-3500k-nfl25-dimmable-package-of-12-p156790 | HD Supply | 2020 | Yes
LED Lighting | Reflector | Brand TCP | True |  | Reflector (Flood/Spot) | PAR20 | E26 (Medium) | Wet Location Rated,Recessed Fixtures Wet Location Rated,Recessed Fixtures TCP 8 Watt Led PAR-20 Bulb 120 Volt Medium Base 4,100 Kelvin 530 Lumens 82 CRI 25,000 Average Hour Life 40° Flood Pattern Dimmable Replaces 50W Halogen Bulb Mfg #LED8P20D41KFL Mfg #LED8P20D41KFL LED Bulb TCP 8W PAR20 50W Equivalent 4100K FL40 Dimmable Package Of 12 | 4000 | 86 | 675 | 96.4286 | 25000 | 7 | 12 | 274.11 | 22.8425 | 26.8408 | 2020Q3 | https://hdsupplysolutions.com/p/led-00-75-10-35/led-bulb-tcp-8w-par20-50w-equivalent-4100k-fl40-dimmable-package-of-12-p156791 | HD Supply | 2020 | Yes
LED Lighting | Reflector | Brand TCP | True |  | Reflector (Flood/Spot) | PAR20 | E26 (Medium) | Wet Location Rated,Recessed Fixtures Wet Location Rated,Recessed Fixtures TCP 8 Watt Led PAR-20 Bulb 120 Volt Medium Base 4,100 Kelvin 530 Lumens 82 CRI 25,000 Average Hour Life 25° Narrow Flood Pattern Dimmable Replaces 50W Halogen Bulb Mfg #LED8P20D41KNFL Mfg #LED8P20D41KNFL LED Bulb TCP 8W PAR20 50W Equivalent 4100K NFL25 Dimmable Package Of 12 | 4000 | 86 | 675 | 96.4286 | 25000 | 7 | 12 | 131.88 | 10.99 | 12.9137 | 2020Q3 | https://hdsupplysolutions.com/p/led-00-75-10-35/led-bulb-tcp-8w-par20-50w-equivalent-4100k-nfl25-dimmable-package-of-12-p156792 | HD Supply | 2020 | Yes
LED Lighting | Decorative | Brand TCP | True |  | Globe | G25 | E26 (Medium) | Damp Location Rated Damp Location Rated TCP 8 Watt G25 Globe Bulb 120 Volt Medium Base 3,000 Kelvin 525 Lumens 82 CRI 25,000 Average Hour Life 230° Dimmable Replaces 60W Incandescent Bulb Mfg #LED8G25D30KF Mfg #L6G25D2530KF LED Bulb TCP 8W Smooth G25 3000K Frost Dimmable Package Of 12 | 3000 | 83 | 525 | 87.5 | 25000 | 6 | 12 | 160.55 | 13.3792 | 15.721 | 2020Q3 | https://hdsupplysolutions.com/p/led-00-75-10-35/led-bulb-tcp-8w-smooth-g25-3000k-frost-dimmable-package-of-12-p159458 | HD Supply | 2020 | Yes
LED Lighting | Downlight | Brand TCP | True |  |  | LED Retrofit Kit | LED Retrofit Kit | Downlight Solid State Retrofit Downlight Solid State Retrofit TCP® 9 Watt LED 4 Recessed Kit Medium Base UL Approved For Damp Locations 120 Volt 2700 Kelvin 500 Lumens 90 CRI 35,000 Hour Average Life Dimmable Replaces 75W Incandescent Bulb Mfg #L75DR4D3527KCQ LED Bulb TCP 9W, 75W Equivalent, 4 Inch Recessed Retrofit Can 2700K Dimmable | 2700 | 92 | 750 | 83.3333 | 35000 | 9 | 1 | 16.49 | 16.49 | 19.3764 | 2020Q3 | https://hdsupplysolutions.com/p/led-00-75-10-35/led-bulb-tcp-9w-75w-equivalent-4-inch-recessed-retrofit-can-2700k-dimmable-p294518 | HD Supply | 2020 | Yes
LED Lighting | Reflector | Brand TCP | True |  | Reflector (Flood/Spot) | BR30 | E26 (Medium) | Damp Location Rated,Recessed Fixtures Damp Location Rated,Recessed Fixtures TCP® 9 Watt LED BR-30 Bulb 120 Volt Medium Base 2,700 Kelvin 650 Lumens 80 CRI 25,000 Hour Average Life Dimmable Replaces 65W Incandescent Bulb Mfg #LED9BR30D27K LED Bulb TCP 9W BR-0, 65W Equivalent, 2700K Dimmable | 2700 | 80 | 700 | 73.6842 | 25000 | 9.5 | 1 | 5.25 | 5.25 | 6.169 | 2020Q3 | https://hdsupplysolutions.com/p/led-00-75-10-35/led-bulb-tcp-9w-br-0-65w-equivalent-2700k-dimmable-p294440 | HD Supply | 2020 | Yes
LED Lighting | Reflector | Brand TCP | True |  | Reflector (Flood/Spot) | BR30 | E26 (Medium) | Damp Location Rated,Recessed Fixtures Damp Location Rated,Recessed Fixtures TCP 9W Led BR-30 Bulb 120 Volt Medium Base 3,000 Kelvin 675 Lumens 82 CRI 25,000 Average Hour Life Dimmable Replaces 65W Incadescent Bulb Mfg #LED10BR30D30K Mfg #LED9BR30D30K LED Bulb TCP 9W BR30 65W Equivalent 3000K Dimmable Package Of 12 | 3000 | 80 | 700 | 73.6842 | 25000 | 9.5 | 12 | 200.37 | 16.6975 | 19.6202 | 2020Q3 | https://hdsupplysolutions.com/p/led-00-75-10-35/led-bulb-tcp-9w-br30-65w-equivalent-3000k-dimmable-package-of-12-p159480 | HD Supply | 2020 | Yes
LED Lighting | Reflector | Brand TCP | True |  | Reflector (Flood/Spot) | BR30 | E26 (Medium) | Damp Location Rated,Recessed Fixtures Damp Location Rated,Recessed Fixtures TCP® 9 Watt LED BR-30 Bulb 120 Volt Medium Base 4,100 Kelvin 650 Lumens 80 CRI 25,000 Hour Average Life Dimmable Replaces 65W Incandescent Bulb Mfg #LED9BR30D41K LED Bulb TCP 9W BR30, 65W Equivalent, 4100K Dimmable | 4000 | 82 | 750 | 78.9474 | 25000 | 9.5 | 1 | 5.25 | 5.25 | 6.169 | 2020Q3 | https://hdsupplysolutions.com/p/led-00-75-10-35/led-bulb-tcp-9w-br30-65w-equivalent-4100k-dimmable-p294441 | HD Supply | 2020 | Yes
LED Lighting | Downlight | Brand Philips | True |  |  |  |  | Downlight Surface Mount Downlight Surface Mount Philips®led Luminaire 10w Surface Mount Downlight 5" Round (replaces 65w Par 30 Halogen) 120 Volt 3000 Kelvin 700 Lumens 90 Cri L70 50,000 Hours Dimmable Replaces 65w Par 30 Halogen Bulb Mfg #PSD5R079301W LED Philips 10w Surface Mount Downlight 5" Round Replaces 65w Par 30 Halogen | 3000 | 93 | 700 | 70 | 50000 | 10 | 1 | 47.99 | 47.99 | 56.3901 | 2020Q3 | https://hdsupplysolutions.com/p/led-00-75-10-35/led-philips-10w-surface-mount-downlight-5-round-replaces-65w-par-30-halogen-p280480 | HD Supply | 2020 | Yes
LED Lighting | Downlight | Brand Philips | True |  |  |  |  | Downlight Solid State Retrofit Downlight Solid State Retrofit Philips®led Luminaire Philips 12w Retrofit Downlight 4' Round (replaces 65w Par 30 Halogen) 120 Volt 3000 Kelvin 900 Lumens 90 Cri L70 50,000 Hours Dimmable Replaces 65w Par 30 Halogen Bulb Mfg #PRD4R089301W LED Philips 12w Retrofit Downlight 4' Round Replaces 65w Par 30 Halogen | 3000 | 93 | 974 | 81.8487 | 42000 | 11.9 | 1 | 21.99 | 21.99 | 25.8391 | 2020Q3 | https://hdsupplysolutions.com/p/led-00-75-10-35/led-philips-12w-retrofit-downlight-4-round-replaces-65w-par-30-halogen-p280478 | HD Supply | 2020 | Yes
LED Lighting | Downlight | Brand Philips | True |  |  |  |  | Downlight Recessed Downlight Recessed Philips®led Luminaire Philips 13w Flat Downlight 4" Round (replaces 50w Par 20 Halogen) 120 Volt 3000 Kelvin 700 Lumens 90 Cri L70 50,000 Hours Dimmable Replaces 50w Par 20 Halogen Bulb Mfg #FDL4R07930TE1W LED Philips 13w Flat Downlight 4" Round Replaces 50w Par 20 Halogen | 3000 | 93 | 700 | 60.3448 | 50000 | 11.6 | 1 | 29 | 29 | 34.0761 | 2020Q3 | https://hdsupplysolutions.com/p/led-00-75-10-35/led-philips-13w-flat-downlight-4-round-replaces-50w-par-20-halogen-p280474 | HD Supply | 2020 | Yes
LED Lighting | Downlight | Brand Philips | True |  |  |  |  | Downlight Recessed Downlight Recessed Philips®led Luminaire Philips 13w Flat Downlight 4" Square (replaces 50w Par 20 Halogen 120 Volt 3000 Kelvin 700 Lumens 90 Cri L70 50,000 Hours Dimmable Replaces 50w Par 20 Halogen Bulb Mfg #FDL4S07930TE1W LED Philips 13w Flat Downlight 4" Square Replaces 50w Par 20 Halogen | 3000 | 93 | 700 | 60.3448 | 50000 | 11.6 | 1 | 27 | 27 | 31.726 | 2020Q3 | https://hdsupplysolutions.com/p/led-00-75-10-35/led-philips-13w-flat-downlight-4-square-replaces-50w-par-20-halogen-p280475 | HD Supply | 2020 | Yes
LED Lighting | Downlight | Brand Philips | True |  |  |  |  | Downlight Solid State Retrofit Downlight Solid State Retrofit Philips®led Luminaire Philips 14w Retrofit Downlight 5"/6" Round (replaces 75w Par 38 Halogen) 120 Volt 3000 Kelvin 1400 Lumens 90 Cri L70 50,000 Hours Dimmable Replaces 75w Par 38 Halogen Bulb Mfg #PRD5R129301W LED Philips 14w Retrofit Downlight 5"/6" Round Replaces 75w Par 38 Halogen | 3000 | 93 | 1467 | 82.4157 | 42000 | 17.8 | 1 | 29.99 | 29.99 | 35.2394 | 2020Q3 | https://hdsupplysolutions.com/p/led-00-75-10-35/led-philips-14w-retrofit-downlight-5-6-round-replaces-75w-par-38-halogen-p280479 | HD Supply | 2020 | Yes
LED Lighting | Downlight | Brand Philips | True |  |  |  |  | Downlight Recessed Downlight Recessed Philips®led Luminaire Philips 15.5w Flat Downlight 6" Round (replaces 60w Par 30 Halogen) 120 Volt 3000 Kelvin 900 Lumens 90 Cri L70 50,000 Hours Dimmable Replaces 60w Par 30 Halogen Bulb Mfg #FDL6R09930TE1W LED Philips 15.5w Flat Downlight 6" Round Replaces 60w Par 30 Halogen | 3000 | 91 | 900 | 65.6934 | 50000 | 13.7 | 1 | 52.91 | 52.91 | 62.1713 | 2020Q3 | https://hdsupplysolutions.com/p/led-00-75-10-35/led-philips-155w-flat-downlight-6-round-replaces-60w-par-30-halogen-p280476 | HD Supply | 2020 | Yes
LED Lighting | Downlight | Brand Philips | True |  |  |  |  | Downlight Recessed Downlight Recessed Philips®led Luminaire Philips 15.5w Flat Downlight 6" Square (replaces 60w Par 30 Halogen) 120 Volt 3000 Kelvin 900 Lumens 90 Cri L70 50,000 Hours Dimmable Replaces 60w Par 30 Halogen Bulb Mfg #FDL6S09930TE1W LED Philips 15.5w Flat Downlight 6" Square Replaces 60w Par 30 Halogen | 3000 | 91 | 900 | 65.6934 | 50000 | 13.7 | 1 | 28.99 | 28.99 | 34.0644 | 2020Q3 | https://hdsupplysolutions.com/p/led-00-75-10-35/led-philips-155w-flat-downlight-6-square-replaces-60w-par-30-halogen-p280477 | HD Supply | 2020 | Yes
LED Lighting | Decorative | Brand Maintenance Warehouse | True |  | Globe | G25 | E26 (Medium) | Recessed Fixtures,Damp Location Rated Recessed Fixtures,Damp Location Rated Maintenance Warehouse® LED 40W Replacement G25 Bulb Non-Dimmable 2700K Pack of 15 120 Volt E26 2700 Kelvin 450 Lumens 80 CRI 15,000 Average Hour Life Non-Dimmable Replaces 40W Mfg #L7-G25D-6W 2700K Maintenance Warehouse® LED 40W Replacement G25 Bulb, Non-Dimmable 2700K/450 Lumens, Package of 15 | 2700 | 83 | 450 | 75 | 15000 | 6 | 1 | 53.85 | 53.85 | 63.2758 | 2020Q3 | https://hdsupplysolutions.com/p/led-00-75-10-35/maintenance-warehouse-led-40w-replacement-g25-bulb-non-dimmable-2700k-450-lumens-package-of-15-p294412 | HD Supply | 2020 | Yes
LED Lighting | Reflector | Brand Maintenance Warehouse | True |  | Reflector (Flood/Spot) | R20 | E26 (Medium) | Damp Location Rated,Recessed Fixtures Damp Location Rated,Recessed Fixtures Maintenance Warehouse® LED 50W Replacement BR20 Bulb Dimmable 2700K Single Pack Medium Base 120 Volt E26 2700 Kelvin 550 Lumens 80 CRI 25,000 Average Hour Life Dimmable Replaces 50W Mfg #L11-BR20D-7W 2700K Maintenance Warehouse® LED 50W Replacement BR20 Bulb Dimmable 2700K 550 Lumens Single Pack | 2700 | 82 | 550 | 78.5714 | 25000 | 7 | 1 | 8.79 | 8.79 | 10.3286 | 2020Q3 | https://hdsupplysolutions.com/p/led-00-75-10-35/maintenance-warehouse-led-50w-replacement-br20-bulb-dimmable-2700k-550-lumens-single-pack-p328459 | HD Supply | 2020 | Yes
LED Lighting | Reflector | Brand Maintenance Warehouse | True |  | Reflector (Flood/Spot) | R20 | E26 (Medium) | Damp Location Rated,Recessed Fixtures Damp Location Rated,Recessed Fixtures Maintenance Warehouse® LED 50W Replacement BR20 Bulb Dimmable 4000K Single Pack Medium Base 120 Volt E26 4000 Kelvin 550 Lumens 80 CRI 25,000 Average Hour Life Dimmable Replaces 50W Mfg #L11-BR20D-7W 4000K Maintenance Warehouse® LED 50W Replacement BR20 Bulb Dimmable 4000K 550 Lumens Single Pack | 4000 | 84 | 550 | 78.5714 | 25000 | 7 | 1 | 8.99 | 8.99 | 10.5636 | 2020Q3 | https://hdsupplysolutions.com/p/led-00-75-10-35/maintenance-warehouse-led-50w-replacement-br20-bulb-dimmable-4000k-550-lumens-single-pack-p328469 | HD Supply | 2020 | Yes
LED Lighting | Reflector | Brand Maintenance Warehouse | True |  | Reflector (Flood/Spot) | R20 | E26 (Medium) | Damp Location Rated,Recessed Fixtures Damp Location Rated,Recessed Fixtures Maintenance Warehouse® LED 60W Replacement BR20 Bulb Dimmable 2700K Single Pack Medium Base 120 Volt E26 2700 Kelvin 660 Lumens 80 CRI 25,000 Average Hour Life Dimmable Replaces 60W Mfg #L11-BR20D-7W 2700K Maintenance Warehouse® LED 60W Replacement BR20 Bulb Dimmable 2700K 660 Lumens Single Pack | 2700 | 82 | 550 | 78.5714 | 25000 | 7 | 1 | 10.99 | 10.99 | 12.9137 | 2020Q3 | https://hdsupplysolutions.com/p/led-00-75-10-35/maintenance-warehouse-led-60w-replacement-br20-bulb-dimmable-2700k-660-lumens-single-pack-p328425 | HD Supply | 2020 | Yes
LED Lighting | Reflector | Brand Maintenance Warehouse | True |  | Reflector (Flood/Spot) | R20 | E26 (Medium) | Damp Location Rated,Recessed Fixtures Damp Location Rated,Recessed Fixtures Maintenance Warehouse® LED 60W Replacement BR20 Bulb Dimmable 4000K Single Pack 120 Volt E26 4000 Kelvin 660 Lumens 80 CRI 25,000 Average Hour Life Dimmable Replaces 60W Mfg #L11-BR20D-7W 4000K Maintenance Warehouse® LED 60W Replacement BR20 Bulb Dimmable 4000K 660 Lumens Single Pack | 4000 | 84 | 550 | 78.5714 | 25000 | 7 | 1 | 11.29 | 11.29 | 13.2662 | 2020Q3 | https://hdsupplysolutions.com/p/led-00-75-10-35/maintenance-warehouse-led-60w-replacement-br20-bulb-dimmable-4000k-660-lumens-single-pack-p116341 | HD Supply | 2020 | Yes
LED Lighting | Reflector | Brand Philips | True |  | Reflector (Flood/Spot) | BR30 | E26 (Medium) | Damp Location Rated,Recessed Fixtures Damp Location Rated,Recessed Fixtures LED Lamp A19 Bulb Shape Non-Dimmable Polycarbonate Bulb Housing Medium Screw Bulb Base (E26) – 2.0/4.0/9.0 Watt 2200K-2500K-2700K Bulb Color Temperature LED 1000 2699K Light Appearance Very Warm White 15,000 Hours Average Bulb Life 80 Color Rendering Index Standard Bulb 300° Bulb Beam Angle 800/320/80 Lumens Omnidirectional Light Distribution 120 Voltage 4-19/64"L 2-3/8" Dia. Mfg #464965 Philips 60W Equivalent A19 Warm White Scene Switch LED Light Bulb Package Of 6 | 2700 | 83 | 650 | 81.25 | 25000 | 8 | 6 | 84.08 | 14.0133 | 16.4662 | 2020Q3 | https://hdsupplysolutions.com/p/led-00-75-10-35/philips-60w-equivalent-a19-warm-white-scene-switch-led-light-bulb-package-of-6-p539130 | HD Supply | 2020 | Yes
LED Lighting | Downlight | Brand Progress Lighting | True |  |  |  | GU24 | Downlight Solid State Retrofit Downlight Solid State Retrofit 4IN LED New Construction And Remodel Antique Bronze Finish Diffused polycarbonate lens controls direct glare from the LEDs Easy “Push And Twist” installation with (3) friction spring clips Can be installed in most competitors 4” Recessed Housings Dimmable to 10% with many Triac/Forward Phase dimmers Suitable For use in IC or NON-IC Applications Provided with quick link For use with E26 Edison Base adapter Meets CaliFornia Title 24 JA8 2016 Mfg #P8080-20-30K Progress Antique Bronze 5" One-Light LED Recessed Fixture | 3000 | 93 | 540 | 60 | 50000 | 9 | 1 | 38.99 | 38.99 | 45.8148 | 2020Q3 | https://hdsupplysolutions.com/p/led-00-75-10-35/progress-antique-bronze-5-one-light-led-recessed-fixture-p236245 | HD Supply | 2020 | Yes
LED Lighting | Downlight | Brand Progress Lighting | [5 empty] | Downlight Solid State Retrofit Downlight Solid State Retrofit 6" New Construction Or Remodel LED Trim White Finish Mfg #P8071-28/35K-L10-STR2 Progress Bright White 6" LED Retrofit Downlight, 1000 Lumens | 3500 | 91 | 1018 | 87.0085 | 60000 | 11.7 | 1 | 126.99 | 126.99 | 149.2182 | 2020Q3 | https://hdsupplysolutions.com/p/led-00-75-10-35/progress-bright-white-6-led-retrofit-downlight-1000-lumens-p236261 | HD Supply | 2020 | Yes
LED Lighting | Downlight | Brand Progress Lighting | [5 empty] | Downlight Solid State Retrofit Downlight Solid State Retrofit 6" New Construction Or Remodel LED Trim White Finish Mfg #P8071-28/30K-L10-STR2 Progress White LED Retrofit Downlight | 2700 | 90 | 949 | 78.4298 | 60000 | 12.1 | 1 | 111.99 | 111.99 | 131.5926 | 2020Q3 | https://hdsupplysolutions.com/p/led-00-75-10-35/progress-white-led-retrofit-downlight-p236322 | HD Supply | 2020 | Yes
LED Lighting | Downlight | Brand Sylvania | [5 empty] | Downlight Solid State Retrofit Downlight Solid State Retrofit Sylvania 12 Watt 2700K LT6 LED Light Bulb 6-Pack Mfg #79622 Sylvania 12 Watt 2700K LT6 LED Light Bulb 6-Pack | 2700 | 84 | 905 | 76.6949 | 64000 | 11.8 | 1 | 64 | 64 | 75.2025 | 2020Q3 | https://hdsupplysolutions.com/p/led-00-75-10-35/sylvania-12-watt-2700k-lt6-led-light-bulb-6-pack-p205697 | HD Supply | 2020 | Yes
LED Lighting | A-Type | Satco | False |  | General Purpose Replacement | A21 | E26 (Medium) | Damp Location Rated,Recessed Fixtures,Shatter Resistant,Vibration Service Damp Location Rated,Recessed Fixtures,Shatter Resistant,Vibration Service Home Lamps, Bulbs, Ballasts Bulbs - LED LED - Traditional Lamps - A-Type LED Lamp, 20 Watt, A21 Shape, 2828 Lumens, 4000K Color, E26 Medium Base, 120-277 Volt. AKA: 20WA21/LED/4K/120-277V/E26 Satco S8779 LED Lamp, 20 Watt, A21, High Lumen Output, 4000K, 120-277V | 4000 | 84 | 2825 | 141.25 | 25000 | 20 | 1 | 43.76 | 43.76 | 51.4197 | 2020Q3 | https://www.platt.com/platt-electric-supply/LED-Traditional-Lamps-A-Type/Satco/S8779/product.aspx?zpid=1315483 | Platt | 2020 | Yes
LED Lighting | Downlight | Brand Sylvania |  |  |  | LED Retrofit Kit | LED Retrofit Kit | Downlight Recessed Downlight Recessed Sylvania LED Recessed Downlight Kit 900 Lumen 13 Watt 347 Volt 4000K Color Temperature 84 CRI Pin Based CFL Replacement Suitable For 5 And 6 Frames 50,000 Hours Average Rated Life. Mfg #75327 Sylvania 13 Watt 4000K LED Recessed Downlight Kit 2-Pack | 4000 | 84 | 900 | 69.2308 | 50000 | 13 | 1 | 139 | 139 | 163.3304 | 2020Q3 | https://hdsupplysolutions.com/p/led-00-75-10-35/sylvania-13-watt-4000k-led-recessed-downlight-kit-2-pack-p205634 | HD Supply | 2020 | Yes
LED Lighting | A-Type | Satco Products, Inc. | False |  | General Purpose Replacement | A21 | E26 (Medium) | Damp Location Rated,Recessed Fixtures,Shatter Resistant,Vibration Service Damp Location Rated,Recessed Fixtures,Shatter Resistant,Vibration Service LED HID Retrofit Lamps ¦ LED A-Style Light Bulbs ¦ LED Post Top Light Bulbs Satco non-dimmable 20 watt 4000K 120-277V A21 LED bulb with E26 base generates as much light as many 70 watt HID lamps and 150 watt incandescents. Ideal for bollards, post tops and low bay applications. Ballast must be bypassed when present. Minimum compartment size: 8.5"L x 6"W x 6"D Direct line voltage 120-277V - Not compatible with ballasts Omnidirectional - 280° beam angle Frosted diffuser maintains low glare Very long life - Rated to still put out 70% as much light after 25,000 hours of operation as it does when brand new Suitable for use in enclosed fixtures Do not “hot swap” this bulb. Turn off fixture before replacing existing bulb. Direct line voltage 120-277V - Not compatible with ballasts Omnidirectional - 280° beam angle Frosted diffuser maintains low glare Very long life - Rated to still put out 70% as much light after 25,000 hours of operation as it does when brand new Suitable for use in enclosed fixtures Satco Non-Dimmable 20W 120-277V 4000K A-21 LED Bulb, Enclosed Fixture Rated, E26 Base | 4000 | 84 | 2825 | 141.25 | 25000 | 20 | 12 | 26.95 | 2.2458 | 2.6389 | 2020Q3 | https://www.bulbs.com/product/20WA21-LED-HID-4K-120-277V-E26 | Bulbs.com | 2020 | Yes
LED Lighting | Decorative | Brand Sylvania | True | Daylighting/Photocell, | Decorative | ST | E26 (Medium) | Use With Timers,Filament Style,Use With Photo and/or Motion Sensors,Recessed Fixtures,Damp Location Rated,Dim to Warm Use With Timers,Filament Style,Use With Photo and/or Motion Sensors,Recessed Fixtures,Damp Location Rated,Dim to Warm Sylvania ST19 LED Light Bulb 4.5 Watt Dimmable 80 CRI 450 Lumens E26 Medium Base 120 Volt Clear 2700K Color Temperature 15,000 Hours Average Rated Life. Mfg #74588 Sylvania 4.5 Watt 2700K ST19 LED Light Bulb 6-Pack | 2700 | 82 | 533 | 118.4444 | 15000 | 4.5 | 1 | 48.54 | 48.54 | 57.0364 | 2020Q3 | https://hdsupplysolutions.com/p/led-00-75-10-35/sylvania-45-watt-2700k-st19-led-light-bulb-6-pack-p205704 | HD Supply | 2020 | Yes
LED Lighting | Downlight | Brand Sylvania | [5 empty] | Downlight Solid State Retrofit Downlight Solid State Retrofit Sylvania 8.5 Watt 2700K LT4 LED Light Bulb 6-Pack Mfg #79621 Sylvania 8.5 Watt 2700K LT4 LED Light Bulb 6-Pack | 2700 | 82 | 556 | 70.3797 | 69000 | 7.9 | 1 | 48.8 | 48.8 | 57.3419 | 2020Q3 | https://hdsupplysolutions.com/p/led-00-75-10-35/sylvania-85-watt-2700k-lt4-led-light-bulb-6-pack-p205696 | HD Supply | 2020 | Yes
LED Lighting | Downlight | Brand Sylvania | [5 empty] | Downlight Recessed Downlight Recessed Sylvania A19 LED Light Bulb 8.5 Watt 11,000 Hours Average Rated Life E26 Medium Base 120 Volt Blue Finish. Mfg #74714 Sylvania 8.5 Watt Blue A19 LED Light Bulb 4-Pack | 3000 | 95 | 760 | 76 | 54000 | 10 | 1 | 14.7 | 14.7 | 17.2731 | 2020Q3 | https://hdsupplysolutions.com/p/led-00-75-10-35/sylvania-85-watt-blue-a19-led-light-bulb-4-pack-p205662 | HD Supply | 2020 | Yes
LED Lighting | Downlight | Brand Sylvania | False |  |  |  |  | Downlight Solid State Retrofit Downlight Solid State Retrofit Sylvania A19 LED Light Bulb 8.5 Watt E26 Medium Base Non-Dimmable 120 Volt 11,000 Hours Average Rated Life Yellow Finish. Mfg #74716 Sylvania 8.5 Watt Yellow A19 LED Light Bulb 4-Pack | 3000 | 92 | 740 | 56.9231 | 50000 | 13 | 1 | 14.7 | 14.7 | 17.2731 | 2020Q3 | https://hdsupplysolutions.com/p/led-00-75-10-35/sylvania-85-watt-yellow-a19-led-light-bulb-4-pack-p205667 | HD Supply | 2020 | Yes
LED Lighting | A-Type | Satco | False |  | General Purpose Replacement | A21 | E26 (Medium) | Damp Location Rated,Recessed Fixtures,Shatter Resistant,Vibration Service Bulb ShapeA19A21A23A25Base TypeGU24Medium (E26) Product Description You'll save energy without sacrificing performance when you switch to this high lumens 20W LED A21 LED bulb from Satco. This frosted A21 lamp comes to you from their Hi-Pro line and emits 4000K of neutral white light for up to 50,000 hours. It's suitable for use in damp locations, and you can even install it in an enclosed fixture with a medium E26 base. Satco S8779 Features: Direct replacement for 150W incandescent bulbs Compatible with medium E26 base fixtures Frosted for glare reduction 280-degree beam angle Energy Star certified and CEC compliant Lifespan of up to 50,000 hours Five-year warranty Satco S8779 Applications: Approved for enclosed fixtures General lighting Table and floor lamps Wall sconces Post tops Alternate Product Versions $2.19 EACASE of 6EA add Satco S29844 - 9.8W LED A19 - 3000K - GU24 - Frosted 9.8A19/OMNI/220/LED/30K/GU24 - 60W Incandescent Equivalent - 800 Lumens - 80 CRI - 220° - 120V $6.56 EACASE of 6EA add Satco S8488 - 18W LED A21 - 4000K - GU24 - Frosted 18A21/LED/4K/90CRI/GU24 - 100W Incandescent Equivalent - 1,600 Lumens - 90 CRI - 220° - 120V $22.44 EACASE of 0EA add Satco S13102 - 25W LED A23 - 5000K - E26 - Frosted 25WA23/LED/50K/120-277V/E26 - 3,525 Lumens - 80 CRI - 200W Incandescent Equivalent - 280° - 120-277V $24.94 EACASE of 0EA add Satco S13110 - 35W LED A25 - 5000K - EX39 - Frosted 35WA25/LED/50K/120-277V/EX39 - 4,830 Lumens - 80 CRI - 300W Incandescent Equivalent / 150W HID Equivalent - 280° Beam Angle - 120-277V 20WA21/LED/4K/120-277V/E26 - 2,828 Lumens - 80 CRI - 150W Incandescent Equivalent - 280° - 120-277V Satco S8779 - 20W LED A21 - 4000K - E26 - Frosted | 4000 | 84 | 2825 | 141.25 | 25000 | 20 | 24 | 508.56 | 21.19 | 24.8991 | 2020Q2 | https://www.energyavenue.com/Satco/S8779 | Energy Avenue | 2020 | Yes
LED Lighting | Downlight | Brand Sylvania | [5 empty] | Downlight Recessed Downlight Recessed Sylvania Ultra 23 Watt 3000K RT8 LED Recessed Downlight Retrofit Kit 4-Pack Mfg #75397 Sylvania Ultra 23 Watt 3000K RT8 LED Recessed Downlight Retrofit Kit 4-Pack | 3000 | 84 | 2000 | 83.3333 | 54000 | 24 | 1 | 419.07 | 419.07 | 492.4234 | 2020Q3 | https://hdsupplysolutions.com/p/led-00-75-10-35/sylvania-ultra-23-watt-3000k-rt8-led-recessed-downlight-retrofit-kit-4-pack-p205700 | HD Supply | 2020 | Yes
LED Lighting | Downlight | Brand Sylvania | [5 empty] | Downlight Recessed Downlight Recessed Sylvania Ultra 23 Watt 4000K RT8 LED Recessed Downlight Retrofit Kit 4-Pack Mfg #75398 Sylvania Ultra 23 Watt 4000K RT8 LED Recessed Downlight Retrofit Kit 4-Pack | 3000 | 84 | 2000 | 83.3333 | 54000 | 24 | 1 | 419.07 | 419.07 | 492.4234 | 2020Q3 | https://hdsupplysolutions.com/p/led-00-75-10-35/sylvania-ultra-23-watt-4000k-rt8-led-recessed-downlight-retrofit-kit-4-pack-p205701 | HD Supply | 2020 | Yes
LED Lighting | Downlight | Brand Sylvania | [5 empty] | Downlight Recessed Downlight Recessed Sylvania Ultra 23 Watt 5000K RT8 LED Recessed Downlight Retrofit Kit 4-Pack Mfg #75399 Sylvania Ultra 23 Watt 5000K RT8 LED Recessed Downlight Retrofit Kit 4-Pack | 3000 | 84 | 2000 | 83.3333 | 54000 | 24 | 1 | 255.8 | 255.8 | 300.5749 | 2020Q3 | https://hdsupplysolutions.com/p/led-00-75-10-35/sylvania-ultra-23-watt-5000k-rt8-led-recessed-downlight-retrofit-kit-4-pack-p205702 | HD Supply | 2020 | Yes
LED Lighting | Downlight | Brand TCP |  |  |  | LED Retrofit Kit | LED Retrofit Kit | Downlight Solid State Retrofit Downlight Solid State Retrofit TCP® 10 Watt 5-6" Recessed Kit Medium Base UL Approved For Damp Locations 120 Volt 3,000 To 2,000 Kelvin 700 Lumens 80 CRI 25,000 Average Hour Life Warm Dim Technology Mimics Incandescent Replaces 65W Incandescent Bulb Mfg #LED10DR56DA TCP® 10 Watt 5-6" Recessed Kit, Medium Base, 3000 To 2000K, 700 Lumens | 3000 | 85 | 700 | 64.8148 | 25000 | 10.8 | 1 | 24.99 | 24.99 | 29.3642 | 2020Q3 | https://hdsupplysolutions.com/p/led-00-75-10-35/tcp-10-watt-5-6-recessed-kit-medium-base-3000-to-2000k-700-lumens-p112947 | HD Supply | 2020 | Yes
LED Lighting | A-Type | Satco | False |  | General Purpose Replacement | A21 | E26 (Medium) | Damp Location Rated,Recessed Fixtures,Shatter Resistant,Vibration Service HomeLamps, Bulbs, BallastsBulbs - LEDLED - TraditionalLamps - A-Type LED Lamp, 20 Watt, A21, High Lumen Output, 4000K, Medium Base, 120-277 Volt Satco S8779 LED Lamp, 20 Watt, A21, High Lumen Output, 4000K, 120-277V | 4000 | 84 | 2825 | 141.25 | 25000 | 20 | 1 | 43.76 | 43.76 | 51.4197 | 2020Q2 | https://www.platt.com/platt-electric-supply/LED-Traditional-Lamps-A-Type/Satco/S8779/product.aspx?zpid=1315483 | Platt | 2020 | Yes
LED Lighting | Reflector | Brand TCP | True |  | Reflector (Flood/Spot) | BR40 | E26 (Medium) | Damp Location Rated,Recessed Fixtures Damp Location Rated,Recessed Fixtures TCP® 17 Watt BR-40 LED Bulb Medium Base 120 Volt 2,700 Kelvin 1,200 Lumens 80 CRI 25,000 Average Hour Life Dimmable Replaces 85W Incandescent Bulb Mfg #LED17BR40D27K TCP® 17 Watt BR-40 LED Bulb, Medium Base, 2700 Kelvin, 1,200 Lumens | 2700 | 83 | 1400 | 82.3529 | 25000 | 17 | 1 | 13.99 | 13.99 | 16.4388 | 2020Q3 | https://hdsupplysolutions.com/p/led-00-75-10-35/tcp-17-watt-br-40-led-bulb-medium-base-2700-kelvin-1-200-lumens-p112940 | HD Supply | 2020 | Yes
LED Lighting | Downlight | Brand TCP | True |  |  | LED Retrofit Kit |  | Downlight Surface Mount Downlight Surface Mount Tcp® 4 Inch Round 13 Watt Led Snap-In Do Wattnlight, Dimmable, Package Of 6 Tcp 4" 13w Easy To Install Led Snap-In Downlight Snap-In Mounting Springs, For Use Without Junction Box Or Recessed Can 120 Volt Pkg Of 6 2700k 850 Lumens 4" Round Replaces 75 Watt Incandescent 40,000 Average Hour Life Dimmable Damp Location Rated Energy Star Rated Mfg # Ddr40127 Mfg #DDR40127 Tcp® 4 Inch Round 13 Watt Led Snap-In Do Wattnlight, Dimmable, Package Of 6 | 2700 | 81 | 850 | 65.3846 | 40000 | 13 | 6 | 102.18 | 17.03 | 20.0109 | 2020Q3 | https://hdsupplysolutions.com/p/led-00-75-10-35/tcp-4-inch-round-13-watt-led-snap-in-do-wattnlight-dimmable-package-of-6-p103921 | HD Supply | 2020 | Yes
LED Lighting | Decorative | Brand TCP | True |  | Other | B11 | E12 (Candelabra) | Damp Location Rated,Filament Style Damp Location Rated,Filament Style Tcp® 4.5 Watt Led Cac Filament B11 Deco Bulb, Dimmable, Package Of 12 Tcp 4.5w Led Cac Filament B11 Deco Bulb California Title 20 Tier 2 Specifications 120 Volt Pkg Of 12 2700k 350 Lumens E12 Candelabra Base Replaces 40 Watt Incandescent 15,000 Average Hour Life Dimmable Clear 90 Cri Energy Star Rated Mfg # Fb11d4027eccq Mfg #FB11D4027ECCQ Tcp® 4.5 Watt Led Cac Filament B11 Deco Bulb, Dimmable, Package Of 12 | 2700 | 93 | 350 | 77.7778 | 15000 | 4.5 | 12 | 72.46 | 6.0383 | 7.0953 | 2020Q3 | https://hdsupplysolutions.com/p/led-00-75-10-35/tcp-45-watt-led-cac-filament-b11-deco-bulb-dimmable-package-of-12-p103929 | HD Supply | 2020 | Yes
LED Lighting | Decorative | Brand TCP | True |  | Globe | G16.5 | E12 (Candelabra) | Filament Style,Damp Location Rated Filament Style,Damp Location Rated Tcp® 4.5 Watt Led Cac Filament G16 Deco Bulb, Dimmable, Package Of 12 Tcp 4.5w Led Cac Filament G16 Deco Bulb California Title 20 Tier 2 Specifications 120 Volt Pkg Of 12 2700k 360 Lumens E12 Candelabra Base Replaces 40 Watt Incandescent 15,000 Average Hour Life Dimmable Frosted 90 Cri Energy Star Rated Mfg # Fg16d4027efcq Mfg #FG16D4027EFCQ Tcp® 4.5 Watt Led Cac Filament G16 Deco Bulb, Dimmable, Package Of 12 | 2700 | 92 | 360 | 80 | 15000 | 4.5 | 12 | 83.41 | 6.9508 | 8.1675 | 2020Q3 | https://hdsupplysolutions.com/p/led-00-75-10-35/tcp-45-watt-led-cac-filament-g16-deco-bulb-dimmable-package-of-12-p103931 | HD Supply | 2020 | Yes
LED Lighting | Decorative | Brand TCP | True |  | Globe | G16.5 | E12 (Candelabra) | Damp Location Rated,Filament Style Damp Location Rated,Filament Style Tcp® 4.5 Watt Led Cac Filament G16 Deco Bulb, E12 Candelabra Base Pack Of 12 Tcp 4.5w Led Cac Filament G16 Deco Bulb California Title 20 Tier 2 Specifications 120 Volt Pkg Of 12 2700k 360 Lumens E12 Candelabra Base Replaces 40 Watt Incandescent 15,000 Average Hour Life Dimmable Clear 90 Cri Energy Star Rated Mfg # Fg16d4027eccq Mfg #FG16D4027ECCQ Tcp® 4.5 Watt Led Cac Filament G16 Deco Bulb, E12 Candelabra Base Pack Of 12 | 2700 | 92 | 360 | 80 | 15000 | 4.5 | 12 | 83.41 | 6.9508 | 8.1675 | 2020Q3 | https://hdsupplysolutions.com/p/led-00-75-10-35/tcp-45-watt-led-cac-filament-g16-deco-bulb-e12-candelabra-base-pack-of-12-p103912 | HD Supply | 2020 | Yes
LED Lighting | Decorative | Brand TCP | True |  | Globe | G25 | E26 (Medium) | Damp Location Rated,Filament Style Damp Location Rated,Filament Style Tcp® 4.5 Watt Led Cac Filament G25 Bulb, Dimmable, E26 Medium Base Package Of 12 Tcp 4.5w Led Cac Filament G25 Bulb Approved California Title 20 & Ja8 120 Volt Pkg Of 12 2700k 350 Lumens E26 Medium Base Replaces 40 Watt Incandescent 15,000 Average Hour Life Dimmable Frosted 90 Cri Energy Star Rated Mfg # Fg25d4027fcq Mfg #FG25D4027FCQ Tcp® 4.5 Watt Led Cac Filament G25 Bulb, Dimmable, E26 Medium Base Package Of 12 | 2700 | 92 | 350 | 77.7778 | 15000 | 4.5 | 12 | 72.46 | 6.0383 | 7.0953 | 2020Q3 | https://hdsupplysolutions.com/p/led-00-75-10-35/tcp-45-watt-led-cac-filament-g25-bulb-dimmable-e26-medium-base-package-of-12-p103908 | HD Supply | 2020 | Yes
LED Lighting | Decorative | Brand TCP | True |  | Globe | G25 | E26 (Medium) | Damp Location Rated,Filament Style Damp Location Rated,Filament Style Tcp® 4.5 Watt Led Cac Filament G25 Bulb Dimmable, E26 Medium Base, Package Of 12 Tcp 4.5w Led Cac Filament G25 Bulb Approved California Title 20 & Ja8 120 Volt Pkg Of 12 2700k 350 Lumens E26 Medium Base Replaces 40 Watt Incandescent 15,000 Average Hour Life Dimmable Clear 90 Cri Energy Star Rated Mfg # Fg25d4027ccq Mfg #FG25D4027CCQ Tcp® 4.5 Watt Led Cac Filament G25 Bulb Dimmable, E26 Medium Base, Package Of 12 | 2700 | 92 | 350 | 77.7778 | 15000 | 4.5 | 12 | 72.46 | 6.0383 | 7.0953 | 2020Q3 | https://hdsupplysolutions.com/p/led-00-75-10-35/tcp-45-watt-led-cac-filament-g25-bulb-dimmable-e26-medium-base-package-of-12-p103913 | HD Supply | 2020 | Yes
LED Lighting | Downlight | Brand TCP | True |  |  | LED Retrofit Kit |  | Downlight Surface Mount Downlight Surface Mount Tcp® 6 Inch Round 14 Watt Led Snap-In Do Wattnlight, Dimmable, Package Of 6 Tcp 6" 14w Easy To Install Led Snap-In Downlight Snap-In Mounting Springs, For Use Without Junction Box Or Recessed Can 120 Volt Pkg Of 6 2700k 1100 Lumens 6" Round Replaces 85 Watt Incandescent 40,000 Average Hour Life Dimmable Damp Location Rated Energy Star Rated Mfg # Ddr60127 Mfg #DDR60127 Tcp® 6 Inch Round 14 Watt Led Snap-In Do Wattnlight, Dimmable, Package Of 6 | 2700 | 82 | 1100 | 78.5714 | 40000 | 14 | 6 | 134.32 | 22.3867 | 26.3052 | 2020Q3 | https://hdsupplysolutions.com/p/led-00-75-10-35/tcp-6-inch-round-14-watt-led-snap-in-do-wattnlight-dimmable-package-of-6-p103930 | HD Supply | 2020 | Yes
LED Lighting | A-Type | TCP | False |  | A19/21 | E26 (Medium) | E26 (Medium) | Home / Light Bulbs / LED / LED A-Line / TCP - FA19BUTTERFLYBD LED Shaped Filament Lamp; Butterfly; Base Down; UL Approved for Damp and Enclosed Locations 1.5W LED Shape Filament Lamp - 210 Lumens - 80 CRI - 15000 hrs. - E26 (Medium) - 120 to 130V TCP - FA19BUTTERFLYBD |  | 80 | 210 | 140 | 15000 | 1.5 | 1 | 17.63 | 17.63 | 20.7159 | 2020Q3 | https://shop.regencylighting.com/lamps/led/a-line/fa19butterflybd-tcp.html | Regency Lighting | 2020 | No
LED Lighting | Reflector | Brand TCP | True |  | Reflector (Flood/Spot) | MR16 | GU5.3 | Damp Location Rated,Recessed Fixtures Damp Location Rated,Recessed Fixtures Tcp® 6.5 Watt Led Cac Mr16 Bulb, Dimmable,Gu5.3 Base, Package Of 12 Tcp 6.5w Led Cac Mr16 Bulb Approved California Title 20 & Ja8 12 Volt Pkg Of 12 3000k 470 Lumens Gu5.3 Base Replaces 50 Watt Halogen 25,000 Average Hour Life Dimmable 40 Degree Beam Angle 90 Cri Energy Star Rated Mfg # L50mr16d2530kflcq Mfg #L50MR16D2530KFLCQ Tcp® 6.5 Watt Led Cac Mr16 Bulb, Dimmable,Gu5.3 Base, Package Of 12 | 3000 | 94 | 470 | 72.3077 | 25000 | 6.5 | 12 | 66.02 | 5.5017 | 6.4647 | 2020Q3 | https://hdsupplysolutions.com/p/led-00-75-10-35/tcp-65-watt-led-cac-mr16-bulb-dimmable-gu53-base-package-of-12-p103907 | HD Supply | 2020 | Yes
LED Lighting | Reflector | Brand TCP | True |  | Reflector (Flood/Spot) | MR16 | GU5.3 | Damp Location Rated,Recessed Fixtures Damp Location Rated,Recessed Fixtures Tcp® 6.5 Watt Led Cac Mr16 Bulb, Dimmable, Gu5.3 Base, Package Of 12 Tcp 6.5w Led Cac Mr16 Bulb Approved California Title 20 & Ja8 12 Volt Pkg Of 12 2700k 430 Lumens Gu5.3 Base Replaces 50 Watt Halogen 25,000 Average Hour Life Dimmable 40 Degree Beam Angle 90 Cri Energy Star Rated Mfg # L50mr16d2527kflcq Mfg #L50MR16D2527KFLCQ Tcp® 6.5 Watt Led Cac Mr16 Bulb, Dimmable, Gu5.3 Base, Package Of 12 | 2700 | 92 | 430 | 66.1538 | 25000 | 6.5 | 12 | 66.02 | 5.5017 | 6.4647 | 2020Q3 | https://hdsupplysolutions.com/p/led-00-75-10-35/tcp-65-watt-led-cac-mr16-bulb-dimmable-gu53-base-package-of-12-p103918 | HD Supply | 2020 | Yes
LED Lighting | A-Type | TCP | False |  | A19/21 | E26 (Medium) | E26 (Medium) | Home / Light Bulbs / LED / LED A-Line / TCP - FA19DOGBD LED Shaped Filament Lamp; Dog; Base Down; UL Approved for Damp and Enclosed Locations 1.5W LED Shape Filament Lamp - 210 Lumens - 80 CRI - 15000 hrs. - E26 (Medium) - 120 to 130V TCP - FA19DOGBD |  | 80 | 210 | 140 | 15000 | 1.5 | 1 | 17.63 | 17.63 | 20.7159 | 2020Q3 | https://shop.regencylighting.com/lamps/led/a-line/fa19dogbd-tcp.html | Regency Lighting | 2020 | No
LED Lighting | A-Type | TCP | False |  | A19/21 | E26 (Medium) | E26 (Medium) | Home / Light Bulbs / LED / LED A-Line / TCP - FA19HEARTRBD LED Shaped Filament Lamp; Heart; Red Filament; Base Down; UL Approved for Damp and Enclosed Locations 1.5W LED Shape Filament Lamp - 210 Lumens - 80 CRI - 15000 hrs. - E26 (Medium) - 120 to 130V TCP - FA19HEARTRBD |  | 80 | 210 | 140 | 15000 | 1.5 | 1 | 17.63 | 17.63 | 20.7159 | 2020Q3 | https://shop.regencylighting.com/lamps/led/a-line/fa19heartrbd-tcp.html | Regency Lighting | 2020 | No
LED Lighting | A-Type | TCP | False | Daylighting/Photocell, | A19/21 | E26 (Medium) | E26 (Medium) | Home / Light Bulbs / LED / LED A-Line / TCP - FA19REINDEERBD LED Shaped Filament Lamp; Reindeer; Base Down; UL Approved for Damp and Enclosed Locations 1.5W LED Shape Filament Lamp - 210 Lumens - Daylight (5000K) - 80 CRI - 15000 hrs. - E26 (Medium) - 120 to 130V TCP - FA19REINDEERBD | 5000 | 80 | 210 | 140 | 15000 | 1.5 | 1 | 17.63 | 17.63 | 20.7159 | 2020Q3 | https://shop.regencylighting.com/lamps/led/a-line/fa19reindeerbd-tcp.html | Regency Lighting | 2020 | No
LED Lighting | A-Type | TCP | False | Daylighting/Photocell, | A19/21 | E26 (Medium) | E26 (Medium) | Home / Light Bulbs / LED / LED A-Line / TCP - FA19SNOWBD LED Shaped Filament Lamp; Snowflake; Base Down; UL Approved for Damp and Enclosed Locations 1.5W LED Shape Filament Lamp - 210 Lumens - Daylight (5000K) - 80 CRI - 15000 hrs. - E26 (Medium) - 120 to 130V TCP - FA19SNOWBD | 5000 | 80 | 210 | 140 | 15000 | 1.5 | 1 | 17.63 | 17.63 | 20.7159 | 2020Q3 | https://shop.regencylighting.com/lamps/led/a-line/fa19snowbd-tcp.html | Regency Lighting | 2020 | No
LED Lighting | A-Type | TCP | False | Daylighting/Photocell, | A19/21 | E26 (Medium) | E26 (Medium) | Home / Light Bulbs / LED / LED A-Line / TCP - FA19SNOWMANBD LED Shaped Filament Lamp; Snowman; Base Down; UL Approved for Damp and Enclosed Locations 1.5W LED Shape Filament Lamp - 210 Lumens - Daylight (5000K) - 80 CRI - 15000 hrs. - E26 (Medium) - 120 to 130V TCP - FA19SNOWMANBD | 5000 | 80 | 210 | 140 | 15000 | 1.5 | 1 | 17.63 | 17.63 | 20.7159 | 2020Q3 | https://shop.regencylighting.com/lamps/led/a-line/fa19snowmanbd-tcp.html | Regency Lighting | 2020 | No
LED Lighting | A-Type | TCP | False |  | A19/21 | E26 (Medium) | E26 (Medium) | Home / Light Bulbs / LED / LED A-Line / TCP - FA19STARBBD LED Shaped Filament Lamp; Star; Blue Filament; Base Down; UL Approved for Damp and Enclosed Locations 1.5W LED Shape Filament Lamp - 210 Lumens - 80 CRI - 15000 hrs. - E26 (Medium) - 120 to 130V TCP - FA19STARBBD |  | 80 | 210 | 140 | 15000 | 1.5 | 1 | 17.63 | 17.63 | 20.7159 | 2020Q3 | https://shop.regencylighting.com/lamps/led/a-line/fa19starbbd-tcp.html | Regency Lighting | 2020 | No
LED Lighting | A-Type | TCP | False |  | A19/21 | E26 (Medium) | E26 (Medium) | Home / Light Bulbs / LED / LED A-Line / TCP - FA19STARRBD LED Shaped Filament Lamp; Star; Red Filament; Base Down; UL Approved for Damp and Enclosed Locations 1.5W LED Shape Filament Lamp - 210 Lumens - 80 CRI - 15000 hrs. - E26 (Medium) - 120 to 130V TCP - FA19STARRBD |  | 80 | 210 | 140 | 15000 | 1.5 | 1 | 17.63 | 17.63 | 20.7159 | 2020Q3 | https://shop.regencylighting.com/lamps/led/a-line/fa19starrbd-tcp.html | Regency Lighting | 2020 | No
LED Lighting | A-Type | TCP | False |  | A19/21 | E26 (Medium) | E26 (Medium) | Home / Light Bulbs / LED / LED A-Line / TCP - FA19XMTREERBD LED Shaped Filament Lamp; Christmas Tree; Red Filament; Base Down; UL Approved for Damp and Enclosed Locations 1.5W LED Shape Filament Lamp - 210 Lumens - 80 CRI - 15000 hrs. - E26 (Medium) - 120 to 130V TCP - FA19XMTREERBD |  | 80 | 210 | 140 | 15000 | 1.5 | 1 | 17.63 | 17.63 | 20.7159 | 2020Q3 | https://shop.regencylighting.com/lamps/led/a-line/fa19xmtreerbd-tcp.html | Regency Lighting | 2020 | No
LED Lighting | A-Type | TCP | False |  | A19/21 | E26 (Medium) | E26 (Medium) | Home / Light Bulbs / LED / TCP - FA19BUTTERFLYBD LED Shaped Filament Lamp; Butterfly; Base Down; UL Approved for Damp and Enclosed Locations 1.5W LED Shape Filament Lamp - 210 Lumens - 80 CRI - 15000 hrs. - E26 (Medium) - 120 to 130V TCP - FA19BUTTERFLYBD |  | 80 | 210 | 140 | 15000 | 1.5 | 1 | 17.63 | 17.63 | 20.7159 | 2020Q3 | https://shop.regencylighting.com/lamps/led/fa19butterflybd-tcp.html | Regency Lighting | 2020 | No
LED Lighting | A-Type | TCP | False |  | A19/21 | E26 (Medium) | E26 (Medium) | Home / Light Bulbs / LED / TCP - FA19DOGBD LED Shaped Filament Lamp; Dog; Base Down; UL Approved for Damp and Enclosed Locations 1.5W LED Shape Filament Lamp - 210 Lumens - 80 CRI - 15000 hrs. - E26 (Medium) - 120 to 130V TCP - FA19DOGBD |  | 80 | 210 | 140 | 15000 | 1.5 | 1 | 17.63 | 17.63 | 20.7159 | 2020Q3 | https://shop.regencylighting.com/lamps/led/fa19dogbd-tcp.html | Regency Lighting | 2020 | No
LED Lighting | A-Type | TCP | False |  | A19/21 | E26 (Medium) | E26 (Medium) | Home / Light Bulbs / LED / TCP - FA19HEARTRBD LED Shaped Filament Lamp; Heart; Red Filament; Base Down; UL Approved for Damp and Enclosed Locations 1.5W LED Shape Filament Lamp - 210 Lumens - 80 CRI - 15000 hrs. - E26 (Medium) - 120 to 130V TCP - FA19HEARTRBD |  | 80 | 210 | 140 | 15000 | 1.5 | 1 | 17.63 | 17.63 | 20.7159 | 2020Q3 | https://shop.regencylighting.com/lamps/led/fa19heartrbd-tcp.html | Regency Lighting | 2020 | No
LED Lighting | A-Type | TCP | False | Daylighting/Photocell, | A19/21 | E26 (Medium) | E26 (Medium) | Home / Light Bulbs / LED / TCP - FA19REINDEERBD LED Shaped Filament Lamp; Reindeer; Base Down; UL Approved for Damp and Enclosed Locations 1.5W LED Shape Filament Lamp - 210 Lumens - Daylight (5000K) - 80 CRI - 15000 hrs. - E26 (Medium) - 120 to 130V TCP - FA19REINDEERBD | 5000 | 80 | 210 | 140 | 15000 | 1.5 | 1 | 17.63 | 17.63 | 20.7159 | 2020Q3 | https://shop.regencylighting.com/lamps/led/fa19reindeerbd-tcp.html | Regency Lighting | 2020 | No
LED Lighting | A-Type | TCP | False | Daylighting/Photocell, | A19/21 | E26 (Medium) | E26 (Medium) | Home / Light Bulbs / LED / TCP - FA19SNOWBD LED Shaped Filament Lamp; Snowflake; Base Down; UL Approved for Damp and Enclosed Locations 1.5W LED Shape Filament Lamp - 210 Lumens - Daylight (5000K) - 80 CRI - 15000 hrs. - E26 (Medium) - 120 to 130V TCP - FA19SNOWBD | 5000 | 80 | 210 | 140 | 15000 | 1.5 | 1 | 17.63 | 17.63 | 20.7159 | 2020Q3 | https://shop.regencylighting.com/lamps/led/fa19snowbd-tcp.html | Regency Lighting | 2020 | No
LED Lighting | A-Type | TCP | False | Daylighting/Photocell, | A19/21 | E26 (Medium) | E26 (Medium) | Home / Light Bulbs / LED / TCP - FA19SNOWMANBD LED Shaped Filament Lamp; Snowman; Base Down; UL Approved for Damp and Enclosed Locations 1.5W LED Shape Filament Lamp - 210 Lumens - Daylight (5000K) - 80 CRI - 15000 hrs. - E26 (Medium) - 120 to 130V TCP - FA19SNOWMANBD | 5000 | 80 | 210 | 140 | 15000 | 1.5 | 1 | 17.63 | 17.63 | 20.7159 | 2020Q3 | https://shop.regencylighting.com/lamps/led/fa19snowmanbd-tcp.html | Regency Lighting | 2020 | No
LED Lighting | A-Type | TCP | False |  | A19/21 | E26 (Medium) | E26 (Medium) | Home / Light Bulbs / LED / TCP - FA19STARBBD LED Shaped Filament Lamp; Star; Blue Filament; Base Down; UL Approved for Damp and Enclosed Locations 1.5W LED Shape Filament Lamp - 210 Lumens - 80 CRI - 15000 hrs. - E26 (Medium) - 120 to 130V TCP - FA19STARBBD |  | 80 | 210 | 140 | 15000 | 1.5 | 1 | 17.63 | 17.63 | 20.7159 | 2020Q3 | https://shop.regencylighting.com/lamps/led/fa19starbbd-tcp.html | Regency Lighting | 2020 | No
LED Lighting | Downlight | Brand TCP | True |  |  | LED Retrofit Kit |  | Downlight Surface Mount Downlight Surface Mount Tcp® Led 5-6 Inch Round J-Box Downlight 2700k 120v 2700k 1100 Lumens Dimmable Tcp 14w Led 5"-6" Surface Mount Downlight Easy Wiring For A Quick Install To Junction Box 120 Volt Pkg Of 6 2700k 1100 Lumens Mounts To Junction Box Replaces 80 Watt Incandescent 50,000 Average Hour Life Dimmable Damp Location Rated Energy Star Rated Mfg # Sdl61d27k Mfg #SDL61D27K Tcp® Led 5-6 Inch Round J-Box Downlight 2700k 120v 2700k 1100 Lumens Dimmable | 2700 | 82 | 1100 | 81.4815 | 50000 | 13.5 | 6 | 73.68 | 12.28 | 14.4295 | 2020Q3 | https://hdsupplysolutions.com/p/led-00-75-10-35/tcp-led-5-6-inch-round-j-box-downlight-2700k-120v-2700k-1100-lumens-dimmable-p103515 | HD Supply | 2020 | Yes
LED Lighting | Reflector | Brand TCP | True |  | Reflector (Flood/Spot) | MR16 | GU5.3 | Damp Location Rated,Recessed Fixtures Damp Location Rated,Recessed Fixtures Tcp Led 7 Watt Dimmable 12 Volt Mr16 Narro Watt Flood 4100k Replaces 50 Watt Gu5.3 Base Tcp 7w Mr16 Led Bulb 4100k 25,000 Hour Life Dimmable 500 Lumens 82 Cri Replaces 50w Halogen 12 Volt Gu5.3 Base Energy Star 20 Degree Flood Pattern Mfg #LED712VMR16V41KNFL TCP® LED 7 Watt Dimmable 12 Volt MR16 Narro Watt Flood 4100k, GU5.3, Pack Of 12 | 4000 | 82 | 500 | 71.4286 | 25000 | 7 | 1 | 99.43 | 99.43 | 116.8341 | 2020Q3 | https://hdsupplysolutions.com/p/led-00-75-10-35/tcp-led-7-watt-dimmable-12-volt-mr16-narro-watt-flood-4100k-gu53-pack-of-12-p104404 | HD Supply | 2020 | No
LED Lighting | A-Type | TCP | False |  | A19/21 | E26 (Medium) | E26 (Medium) | Home / Light Bulbs / LED / TCP - FA19STARRBD LED Shaped Filament Lamp; Star; Red Filament; Base Down; UL Approved for Damp and Enclosed Locations 1.5W LED Shape Filament Lamp - 210 Lumens - 80 CRI - 15000 hrs. - E26 (Medium) - 120 to 130V TCP - FA19STARRBD |  | 80 | 210 | 140 | 15000 | 1.5 | 1 | 17.63 | 17.63 | 20.7159 | 2020Q3 | https://shop.regencylighting.com/lamps/led/fa19starrbd-tcp.html | Regency Lighting | 2020 | No
LED Lighting | A-Type | TCP | False |  | A19/21 | E26 (Medium) | E26 (Medium) | Home / Light Bulbs / LED / TCP - FA19XMTREERBD LED Shaped Filament Lamp; Christmas Tree; Red Filament; Base Down; UL Approved for Damp and Enclosed Locations 1.5W LED Shape Filament Lamp - 210 Lumens - 80 CRI - 15000 hrs. - E26 (Medium) - 120 to 130V TCP - FA19XMTREERBD |  | 80 | 210 | 140 | 15000 | 1.5 | 1 | 17.63 | 17.63 | 20.7159 | 2020Q3 | https://shop.regencylighting.com/lamps/led/fa19xmtreerbd-tcp.html | Regency Lighting | 2020 | No
LED Lighting | Reflector | Brand TCP | True |  | Reflector (Flood/Spot) | MR16 | GU5.3 | Damp Location Rated,Recessed Fixtures Damp Location Rated,Recessed Fixtures TCP® 5 Watt MR-16 LED Bulb 12 Volt GU5.3 Base 2,700 Kelvin 350 Lumens 25,000 Average Hour Life 40° Flood Pattern Dimmable Replaces 35W Halogen Bulb Mfg #LED512VMR1627KFL TCP® LED Bulb, 5 Watt, MR-16, 35 Watt Equivalent, 2,700K, FL40, Dimmable | 2700 | 82 | 400 | 80 | 25000 | 5 | 1 | 18.75 | 18.75 | 22.032 | 2020Q3 | https://hdsupplysolutions.com/p/led-00-75-10-35/tcp-led-bulb-5-watt-mr-16-35-watt-equivalent-2-700k-fl40-dimmable-p110946 | HD Supply | 2020 | Yes
LED Lighting | Reflector | Brand TCP | True |  | Reflector (Flood/Spot) | MR16 | GU5.3 | Damp Location Rated,Recessed Fixtures Damp Location Rated,Recessed Fixtures TCP® 5 Watt MR-16 LED Bulb GU5.3 Base Replaces 35 Halogen Bulb 12 Volt 3,000 Kelvin 500 Lumens 25,000 Average Hour Life 40° Flood Pattern Dimmable Mfg #LED512VMR1630KFL TCP® LED Bulb, 5 Watt, MR-16, 35 Watt Equivalent, 3,000K, FL40, Dimmable | 3000 | 83 | 400 | 80 | 25000 | 5 | 1 | 11.29 | 11.29 | 13.2662 | 2020Q3 | https://hdsupplysolutions.com/p/led-00-75-10-35/tcp-led-bulb-5-watt-mr-16-35-watt-equivalent-3-000k-fl40-dimmable-p110948 | HD Supply | 2020 | Yes
LED Lighting | Decorative | Brand TCP | True |  | Globe | G25 | E26 (Medium) | Damp Location Rated Damp Location Rated Tcp® Led Bulb 5 Watt Smooth Globe 40 Watt, 2700k G25 Frost Dimmable Pack Of 4 Tcp® 5 Watt G25 Globe Bulb 2,700 Kelvin Medium Base 2,700 Kelvin 120 Volt 300 Lumens 82 Cri 25,000 Average Hour Life 230 Degrees Dimmable Replaces 40w Incandescent Bulb Mfg # Led5g25d27kf4 Pkg Of 4 Mfg #LED5G25D27KF4 Tcp® Led Bulb 5 Watt Smooth Globe 40 Watt, 2700k G25 Frost Dimmable Pack Of 4 | 2700 | 83 | 350 | 87.5 | 25000 | 4 | 4 | 31.96 | 7.99 | 9.3886 | 2020Q3 | https://hdsupplysolutions.com/p/led-00-75-10-35/tcp-led-bulb-5-watt-smooth-globe-40-watt-2700k-g25-frost-dimmable-pack-of-4-p238031 | HD Supply | 2020 | Yes
LED Lighting | Decorative | Brand TCP | True |  | Other | B11 | E12 (Candelabra) | Damp Location Rated Damp Location Rated Tcp® Led Bulb 5 Watt Torpedo 40 Watt, Candelabra Base Clear Dimmable Pack Of 4 Tcp® 5 Wattbasee1 Led Torpedo Bulb 2,700 Kelvin Candelabra Base 2,700 Kelvin 120 Volt 300 Lumens 82 Cri 25,000 Average Hour Life Clear Dimmable Replaces 40w Incandescent Bulb Mfg # Led5e12b1127k4 Pkg Of 4 Mfg #LED5E12B1127K4 Tcp® Led Bulb 5 Watt Torpedo 40 Watt, Candelabra Base Clear Dimmable Pack Of 4 | 2700 | 83 | 350 | 70 | 25000 | 5 | 4 | 21.96 | 5.49 | 6.451 | 2020Q3 | https://hdsupplysolutions.com/p/led-00-75-10-35/tcp-led-bulb-5-watt-torpedo-40-watt-candelabra-base-clear-dimmable-pack-of-4-p238032 | HD Supply | 2020 | Yes
LED Lighting | Decorative | Brand TCP | True |  | Other | B11 | E12 (Candelabra) | Damp Location Rated Damp Location Rated Tcp® Led Bulb 5 Watt Torpedo 40 Watt, Candelabra Base Frost Dimmable Pack Of 4 Tcp® 5 Watt B-11 Led Frost Torpedo Bulb 2,700 Kelvin Candelabra Base 2,700 Kelvin 120 Volt 300 Lumens 82 Cri 25,000 Average Hour Life Frost Dimmable Replaces 40w Incandescent Bulb Mfg # Led5e12b1127kf4 Pkg Of 4 Mfg #LED5E12B1127KF4 Tcp® Led Bulb 5 Watt Torpedo 40 Watt, Candelabra Base Frost Dimmable Pack Of 4 | 2700 | 81 | 350 | 70 | 25000 | 5 | 4 | 21.96 | 5.49 | 6.451 | 2020Q3 | https://hdsupplysolutions.com/p/led-00-75-10-35/tcp-led-bulb-5-watt-torpedo-40-watt-candelabra-base-frost-dimmable-pack-of-4-p238034 | HD Supply | 2020 | Yes
LED Lighting | Reflector | Brand TCP | True |  | Reflector (Flood/Spot) | MR16 | GU5.3 | Damp Location Rated,Recessed Fixtures Damp Location Rated,Recessed Fixtures TCP® 7 Watt MR-16 LED Bulb 12 Volt GU5.3 Base 2,700 Kelvin 500 Lumens 82 CRI 25,000 Average Hour Life 40° Flood Pattern Dimmable Replaces 50W Halogen Bulb Mfg #LED712VMR16V27KFL TCP® LED Bulb, 7 Watt, MR-16, 50 Watt Equivalent, 2,700K, FL40, Package Of 12 | 2700 | 82 | 500 | 76.9231 | 25000 | 6.5 | 12 | 213.22 | 17.7683 | 20.8785 | 2020Q3 | https://hdsupplysolutions.com/p/led-00-75-10-35/tcp-led-bulb-7-watt-mr-16-50-watt-equivalent-2-700k-fl40-package-of-12-p159421 | HD Supply | 2020 | Yes
LED Lighting | Reflector | Brand TCP | True |  | Reflector (Flood/Spot) | MR16 | GU5.3 | Damp Location Rated,Recessed Fixtures Damp Location Rated,Recessed Fixtures TCP® 7 Watt MR-16 LED Bulb 12 Volt GU5.3 Base 2,700 Kelvin 500 Lumens 82 CRI 25,000 Average Hour Life 20° Narrow Flood Pattern Dimmable Replaces 50W Halogen Bulb Mfg #LED712VMR16V27KNFL TCP® LED Bulb, 7 Watt, MR-16, 50 Watt Equivalent, 2,700K, NFL20, Package Of 12 | 2700 | 82 | 500 | 71.4286 | 25000 | 7 | 12 | 138.42 | 11.535 | 13.5541 | 2020Q3 | https://hdsupplysolutions.com/p/led-00-75-10-35/tcp-led-bulb-7-watt-mr-16-50-watt-equivalent-2-700k-nfl20-package-of-12-p159420 | HD Supply | 2020 | Yes
LED Lighting | A-Type | TCP | False | Daylighting/Photocell, | A19/21 | E26 (Medium) | E26 (Medium) | Home / Light Bulbs / LED / LED A-Line / TCP - FA19REINDEERBD LED Shaped Filament Lamp; Reindeer; Base Down; UL Approved for Damp and Enclosed Locations 1.5W LED Shape Filament Lamp - 210 Lumens - Daylight (5000K) - 80 CRI - 15000 hrs. - E26 (Medium) - 120 to 130V TCP - FA19REINDEERBD | 5000 | 80 | 210 | 140 | 15000 | 1.5 | 1 | 16.74 | 16.74 | 19.6701 | 2020Q2 | https://shop.regencylighting.com/lamps/led/a-line/fa19reindeerbd-tcp.html | Regency Lighting | 2020 | No
LED Lighting | Downlight | Brand Viribright | [5 empty] | Downlight Recessed Downlight Recessed Viribright® 40w 8ft Tube 5000k R17d Base 4400 Lumens Not Ballast Compatible, Must Bypass The Ballast Instant On And Flicker Free Suitable For Enclosed Fixtures 5 Year Warranty And 50000 Hour Lifespan Mfg #519009 Viribright® LED 40 Watt 8' T8 Tube, R17d Base, 5000k, Ballast Bypass, Pack Of 10 | 2700 | 94 | 900 | 75 | 50000 | 12 | 1 | 316.67 | 316.67 | 372.0995 | 2020Q3 | https://hdsupplysolutions.com/p/led-00-75-10-35/viribright-led-40-watt-8-t8-tube-r17d-base-5000k-ballast-bypass-pack-of-10-p206257 | HD Supply | 2020 | Yes
LED Lighting | Downlight | Brand Lithonia Lighting | [5 empty] | Downlight Solid State Retrofit Downlight Solid State Retrofit 4RLS Series 4 LED Surface Mount 3000K White Finish 90 CRI 700 Lumens 3000K 10 Watts 120 V Wet Location listed ENERGY STAR® certified 50,000 Life Hours 5-Year Limited Warranty Mfg #4RLS G2 07LM 30K 90CRI 120 FRPC WH M6 4RLS Series 4" LED Surface Mount 3000K | 2700 | 94 | 752 | 72.3077 | 42000 | 10.4 | 1 | 50.99 | 50.99 | 59.9152 | 2020Q3 | https://hdsupplysolutions.com/p/lighting-ceiling-fans-00-75/light-fixtures-00-75-15/4rls-series-4-led-surface-mount-3000k-p158929 | HD Supply | 2020 | Yes
LED Lighting | Reflector | Brand AFX | True |  | Reflector (Flood/Spot) | PAR38 | E26 (Medium) | None,Recessed Fixtures None,Recessed Fixtures Afx Broadway Sconce Led, Dimmable, 36 Watt 3500lm 120-277 V Olttextured Bronze Dimmable Features 3 In 1 Adjustable Color Temperature: 3000k/3500k/4000k Rated For 50,000 Hours Wet Location Rated Mfg #BDWW083035LAJD2BZ Afx Broadway Sconce Led, Dimmable, 36 Watt 3500lm 120-277 V Olttextured Bronze | 5000 | 96 | 1200 | 70.5882 | 40000 | 17 | 1 | 489 | 489 | 574.5939 | 2020Q3 | https://hdsupplysolutions.com/p/lighting-ceiling-fans-00-75/light-fixtures-00-75-15/afx-broadway-sconce-led-dimmable-36-watt-3500lm-120-277-v-olttextured-bronze-p137803 | HD Supply | 2020 | No
LED Lighting | Reflector | Brand AFX | True |  | Reflector (Flood/Spot) | PAR38 | E26 (Medium) | None,Recessed Fixtures None,Recessed Fixtures Afx Broadway Sconce Led, Dimmable 36 Watt 3500lm 120-277 Volt Textured Grey Dimmable Features 3 In 1 Adjustable Color Temperature: 3000k/3500k/4000k Rated For 50,000 Hours Wet Location Rated Mfg #BDWW083035LAJD2TG Afx Broadway Sconce Led, Dimmable 36 Watt 3500lm 120-277 Volt Textured Grey | 5000 | 96 | 1200 | 70.5882 | 40000 | 17 | 1 | 489 | 489 | 574.5939 | 2020Q3 | https://hdsupplysolutions.com/p/lighting-ceiling-fans-00-75/light-fixtures-00-75-15/afx-broadway-sconce-led-dimmable-36-watt-3500lm-120-277-volt-textured-grey-p137811 | HD Supply | 2020 | No
LED Lighting | Downlight | Brand Halo |  |  |  | LED Retrofit Kit | LED Retrofit Kit | Downlight Solid State Retrofit Downlight Solid State Retrofit Halo Led Downlight Led Mfg #SLD405835WH Cooper Sld4 LED Fixture | 3500 | 83 | 817 | 69.2373 | 50000 | 11.8 | 1 | 89 | 89 | 104.5784 | 2020Q3 | https://hdsupplysolutions.com/p/lighting-ceiling-fans-00-75/light-fixtures-00-75-15/cooper-sld4-led-fixture-p970045 | HD Supply | 2020 | Yes
LED Lighting | Downlight | Brand Feit | [5 empty] | Downlight Surface Mount Downlight Surface Mount 13" Feit® Round LED in Nickel Trim 120 Volt Brushed Nickel Frosted Lens 13dia X 1h 50,000 Average Hour Life 1050 Lumens Selectable Color Temp 3000k/4000k/5000k Mfg #FP13/4WY/NK Feit® 13" Round LED Panel w/ 15W, White Polycarbonate Lens in Brushed Nickel | 4000 | 84 | 1050 | 70 | 50000 | 15 | 1 | 78.99 | 78.99 | 92.8163 | 2020Q3 | https://hdsupplysolutions.com/p/lighting-ceiling-fans-00-75/light-fixtures-00-75-15/feit-13-round-led-panel-w-15w-white-polycarbonate-lens-in-brushed-nickel-p128222 | HD Supply | 2020 | Yes
LED Lighting | Downlight | Brand Feit | [5 empty] | Downlight Solid State Retrofit Downlight Solid State Retrofit 4" Feit® Round LED in White Trim 120 Volt Mounts To J-box Or Recessed Cans White Trim Frosted Lens 5 Dia X 1 H 50,000 Average Hour Life 500 Lumens 4-way Selectable Color Temperature Can Be Set At 3000k/4000k/5000k California Energy Commission Compliant Mfg #74202/CA Feit® 4" Recessed Round LED w/ 6.5W, Frosted Acrylic Lens in White Trim | 3000 | 94 | 500 | 76.9231 | 50000 | 6.5 | 1 | 42.99 | 42.99 | 50.5149 | 2020Q3 | https://hdsupplysolutions.com/p/lighting-ceiling-fans-00-75/light-fixtures-00-75-15/feit-4-recessed-round-led-w-65w-frosted-acrylic-lens-in-white-trim-p128225 | HD Supply | 2020 | Yes
LED Lighting | Downlight | Brand Feit | [5 empty] | Downlight Solid State Retrofit Downlight Solid State Retrofit 4" Feit® Square LED in White Trim 120 Volt Mounts To J-box Or Recessed Cans White Trim Frosted Lens 5 Dia X 1 H 50,000 Average Hour Life 500 Lumens 4-way Selectable Color Temperature Can Be Set At 3000k/4000k/5000k California Energy Commission Compliant Mfg #74204/CA Feit® 4" Recessed Square LED w/ 6.5W, Frosted Acrylic Lens in White Trim | 3000 | 94 | 500 | 76.9231 | 50000 | 6.5 | 1 | 42.99 | 42.99 | 50.5149 | 2020Q3 | https://hdsupplysolutions.com/p/lighting-ceiling-fans-00-75/light-fixtures-00-75-15/feit-4-recessed-square-led-w-65w-frosted-acrylic-lens-in-white-trim-p128226 | HD Supply | 2020 | Yes
LED Lighting | Downlight | Brand Feit | [5 empty] | Downlight Surface Mount Downlight Surface Mount Feit® 850 Lumen 11 Inch Round Flat Panel Light Fixtures Case Of 6 Energy Used: 12 Watts Lumens: 850 Color Temperature: 4000k Life Hours: 50,000 Mfg #FP11/EX/840/WH/2/6 Feit® 850 Lumen 11 Inch Round Flat Panel Light Fixtures Case Of 6 | 4000 | 85 | 900 | 75 | 50000 | 12 | 1 | 442 | 442 | 519.3671 | 2020Q3 | https://hdsupplysolutions.com/p/lighting-ceiling-fans-00-75/light-fixtures-00-75-15/feit-850-lumen-11-inch-round-flat-panel-light-fixtures-case-of-6-p126585 | HD Supply | 2020 | Yes
LED Lighting | Downlight | Brand Feit | True |  |  |  |  | Downlight Solid State Retrofit Downlight Solid State Retrofit Feit® LED 10.5 Watt 7.5 Round Edgelit Color Selectable Fixture 120 Volt Three Color Selectable (3,000; 4,000; 5,000 Kelvin) Dimmable 800 Lumens Mounts To J-box Or Recessed Cans White Trim Frosted Lens 7.5" Dia X 1"H 50,000 Average Hour Life 4-Way Selectable Color Temperature Can Be Set At 3000k/4000k/5000k California Energy Commission Compliant Mfg #74206/CA Feit® LED 10.5 Watt 7.5 Round Edgelit Color Selectable Fixture | 3000 | 95 | 800 | 76.1905 | 50000 | 10.5 | 1 | 48.99 | 48.99 | 57.5651 | 2020Q3 | https://hdsupplysolutions.com/p/lighting-ceiling-fans-00-75/light-fixtures-00-75-15/feit-led-105-watt-75-round-edgelit-color-selectable-fixture-p128227 | HD Supply | 2020 | Yes
LED Lighting | Downlight | Brand Feit | True |  |  |  |  | Downlight Solid State Retrofit Downlight Solid State Retrofit Feit® LED 10.5 Watt 7.5 Square Edgelit Color Selectable Fixture 120 Volt Three Color Selectable (3,000; 4,000; 5,000 Kelvin) Dimmable 800 Lumens Mounts To J-box Or Recessed Cans White Trim Frosted Lens 7.5" Dia X 1"H 50,000 Average Hour Life 4-Way Selectable Color Temperature Can Be Set At 3000k/4000k/5000k California Energy Commission Compliant Mfg #74208/CA Feit® LED 10.5 Watt 7.5 Square Edgelit Color Selectable Fixture | 3000 | 94 | 800 | 76.1905 | 50000 | 10.5 | 1 | 48.99 | 48.99 | 57.5651 | 2020Q3 | https://hdsupplysolutions.com/p/lighting-ceiling-fans-00-75/light-fixtures-00-75-15/feit-led-105-watt-75-square-edgelit-color-selectable-fixture-p128228 | HD Supply | 2020 | Yes
LED Lighting | Downlight | Brand Feit | [5 empty] | Downlight Surface Mount Downlight Surface Mount 11" Feit® Round LED in Nickel Trim 120 Volt Brushed Nickel Frosted Lens 15"dia X 1"h 50,000 Average Hour Life 1650 Lumens Selectable Color Temp 3000k/4000k/5000k Mfg #FP11/4WY/NK Feit® LED 12.5 Watt 11 Inch Edgelit Color Select Fixture, Brushed Nickel | 4000 | 84 | 875 | 70 | 50000 | 12.5 | 1 | 72.99 | 72.99 | 85.7661 | 2020Q3 | https://hdsupplysolutions.com/p/lighting-ceiling-fans-00-75/light-fixtures-00-75-15/feit-led-125-watt-11-inch-edgelit-color-select-fixture-brushed-nickel-p128221 | HD Supply | 2020 | Yes
LED Lighting | Downlight | Brand Halo | True |  |  | LED Retrofit Kit | LED Retrofit Kit | Downlight Solid State Retrofit Downlight Solid State Retrofit Halo® 6" Round LED Surface Mount Ceiling Fixture 12.9 Watt 120 Volt White Cast Aluminum Housing 7-3/4" Dia x 3/4"H 50,000 Average Hour Life Replaces 60W Incandescent Or 13W Fluorescent Integrated Warm White LED Array Included 92 CRI Installs In Standard And Fire-Rated 4" x 2-1/8"D Square, Octagon, Or Round J-Boxes May Also Retrofit In 5" and 6" IC And Non-IC Recessed Housings Suitable For Residential And Commercial Applications Wet Location Listed (Ceiling-Mount Installation) Dimmable to 5% With Select Dimmers (Consult Spec Sheet) Mfg #SLD606930WH Halo® 6" Round LED w/ 13W in White Cast Aluminum Housing | 3000 | 96 | 776 | 58.7879 | 50000 | 13.2 | 1 | 61.11 | 61.11 | 71.8066 | 2020Q3 | https://hdsupplysolutions.com/p/lighting-ceiling-fans-00-75/light-fixtures-00-75-15/halo-6-round-led-w-13w-in-white-cast-aluminum-housing-p339710 | HD Supply | 2020 | Yes
LED Lighting | Downlight | Brand Halo | True |  |  | LED Retrofit Kit | LED Retrofit Kit | Downlight Solid State Retrofit Downlight Solid State Retrofit Eaton® LED Surface-Mount Downlight 12.5 Watt 120 Volt White Cast Aluminum Housing 7-3/4"Dia x 3/4"H 50,000 Average Hour Life Replaces 60 Watt Incandescent Or 13 Watt Fluorescent Integrated Warm White LED Array Included 82 CRI Installs In Standard And Fire-Rated 4" x 2-1/8"D Square, Octagon, Or Round J-Boxes May Also Retrofit In 5" and 6" IC And Non-IC Recessed Housings Suitable For Residential And Commercial Applications Wet Location Listed (Ceiling-Mount Installation) Dimmable to 5% With Select Dimmers (Consult Spec Sheet) Mfg #SLD606830WH Halo 6" Surface LED Downlight, 120V, 82CRI, 3000K, White | 3000 | 83 | 779 | 63.8525 | 50000 | 12.2 | 1 | 49.99 | 49.99 | 58.7402 | 2020Q3 | https://hdsupplysolutions.com/p/lighting-ceiling-fans-00-75/light-fixtures-00-75-15/halo-6-surface-led-downlight-120v-82cri-3000k-white-p339709 | HD Supply | 2020 | Yes
LED Lighting | Downlight | Brand Lithonia Lighting | [5 empty] | Downlight Recessed Downlight Recessed Juno 5/6 LED Module White Finish 65W Incandescent 845 Lumens 11.9 Watts 120 V 90 CRI 4000K Wet Location listed for indoor and outdoor installations E26 adapter included 5-Year Limited Warranty Mfg #65BEMW LED 40K 90CRI M6 Juno 5"/6" LED Module 40K | 2700 | 90 | 734 | 69.9048 | 54000 | 10.5 | 1 | 16.79 | 16.79 | 19.7289 | 2020Q3 | https://hdsupplysolutions.com/p/lighting-ceiling-fans-00-75/light-fixtures-00-75-15/juno-5-6-led-module-40k-p158991 | HD Supply | 2020 | Yes
LED Lighting | Downlight | Brand Lithonia Lighting | [5 empty] | Downlight Solid State Retrofit Downlight Solid State Retrofit Juno 5/6 LED Module White Finish 65W Incandescent 825 Lumens 12.12 Watts 120 V 90 CRI 5000K Wet Location listed for indoor and outdoor installations E26 adapter included 5-Year Limited Warranty Mfg #65BEMW LED 50K 90CRI M6 Juno 5"/6" LED Module 50K | 5000 | 83 | 780 | 70.9091 | 35000 | 11 | 1 | 16.79 | 16.79 | 19.7289 | 2020Q3 | https://hdsupplysolutions.com/p/lighting-ceiling-fans-00-75/light-fixtures-00-75-15/juno-5-6-led-module-50k-p158992 | HD Supply | 2020 | Yes
LED Lighting | Downlight | Brand Lithonia Lighting | [5 empty] | Downlight Surface Mount Downlight Surface Mount 4' Lithonia Lighting® LED Puff Fixture 35 Watt 120 Volt White Steel Base Low-Profile White Acrylic Diffuser 48L x 9-1/4W x 3-1/4"D 50,000 Average Hour Life Replaces Two F30T12 3406 Lumens Integrated Warm White LED Array Included 3112 Kelvin Mfg #FMLL 9 30840 Lithonia Lighting® 4' LED Linear Cloud w/ 35W, Low-Profile White Acrylic Diffuser in White Steel | 4000 | 93 | 4687 | 120.799 | 60000 | 38.8 | 1 | 179 | 179 | 210.3319 | 2020Q3 | https://hdsupplysolutions.com/p/lighting-ceiling-fans-00-75/light-fixtures-00-75-15/lithonia-lighting-4-led-linear-cloud-w-35w-low-profile-white-acrylic-diffuser-in-white-steel-p326792 | HD Supply | 2020 | Yes
LED Lighting | Downlight | Brand Lithonia Lighting | [5 empty] | Downlight Solid State Retrofit Downlight Solid State Retrofit 4" Lithonia Lighting® 4LRS Downlight™ LED Surface Mount White Finish 90 CRI 700 Lumens 2700K 10 Watts 120 V Wet Location listed ENERGY STAR® certified 50,000 Life Hours 5-Year Limited Warranty Mfg #4RLS G2 07LM 27K 90CRI 120 FRPC WH M6 Lithonia Lighting® 4LRS Downlight™ 4" LED Surface Light w/ 10W, 2700K in White Finish | 2700 | 94 | 752 | 72.3077 | 42000 | 10.4 | 1 | 48.99 | 48.99 | 57.5651 | 2020Q3 | https://hdsupplysolutions.com/p/lighting-ceiling-fans-00-75/light-fixtures-00-75-15/lithonia-lighting-4lrs-downlight-4-led-surface-light-w-10w-2700k-in-white-finish-p158928 | HD Supply | 2020 | Yes
LED Lighting | Downlight | Brand Lithonia Lighting | [5 empty] | Downlight Solid State Retrofit Downlight Solid State Retrofit 6RLS Series 6 LED Surface Mount 3000K 1000 Lumens White Finish 90 CRI 1000 Lumens 3000K 14-1/2 Watts 120 V Wet Location listed ENERGY STAR® certified 50,000 Life Hours 5-Year Limited Warranty Mfg #6RLS G2 10LM 30K 90CRI 120 FRPC WH M6 Lithonia Lighting® 6" LED Surface Mount w/ 15W in White Finish | 2700 | 94 | 1072 | 71.9463 | 42000 | 14.9 | 1 | 45.99 | 45.99 | 54.04 | 2020Q3 | https://hdsupplysolutions.com/p/lighting-ceiling-fans-00-75/light-fixtures-00-75-15/lithonia-lighting-6-led-surface-mount-w-15w-in-white-finish-p158931 | HD Supply | 2020 | Yes
LED Lighting | Downlight | Brand Lithonia Lighting | [5 empty] | Downlight Surface Mount Downlight Surface Mount Lithonia Lighting® LED 4' Cambridge Ceiling Fixture 35 Watt 120 Volt Oak Solid Wood Frame White Dropped Acrylic Diffuser 48-7/8L x 13-1/3W x 2-3/5"H 50,000 Average Hour Life Replaces Two F40T8 2,800 Lumens Integrated Cool White LED Array Included Energy Star 5-year Limited Warranty Mfg #FMFL 30840 CAML OA Lithonia Lighting® Cambridge™ 4' Linear LED w/ 35W, White Dropped Acrylic Diffuser in Oak Detail | 4000 | 93 | 2415 | 64.4 | 60000 | 37.5 | 1 | 229 | 229 | 269.0838 | 2020Q3 | https://hdsupplysolutions.com/p/lighting-ceiling-fans-00-75/light-fixtures-00-75-15/lithonia-lighting-cambridge-4-linear-led-w-35w-white-dropped-acrylic-diffuser-in-oak-detail-p227645 | HD Supply | 2020 | Yes
LED Lighting | Downlight | Brand Lithonia Lighting | [5 empty] | Downlight Surface Mount Downlight Surface Mount 4' Lithonia Lighting® Cambridge™ Linear LED Ceiling Fixture 35 Watt 120 Volt White Solid Wood Frame White Dropped Acrylic Diffuser 48-7/8L x 13-1/3W x 2-3/5"H 50,000 Average Hour Life Replaces Two F40T8 2,800 Lumens Integrated Cool White LED Array Included Energy Star 5-year Limited Warranty Mfg #FMFL 30840 CAML WH Lithonia Lighting® Cambridge™ 4' Linear LED w/ 36W, White Dropped Acrylic Diffuser in White Solid Wood Framing | 4000 | 93 | 2415 | 64.4 | 60000 | 37.5 | 1 | 213.02 | 213.02 | 250.3067 | 2020Q3 | https://hdsupplysolutions.com/p/lighting-ceiling-fans-00-75/light-fixtures-00-75-15/lithonia-lighting-cambridge-4-linear-led-w-36w-white-dropped-acrylic-diffuser-in-white-solid-wood-framing-p227646 | HD Supply | 2020 | Yes
LED Lighting | Downlight | Brand Lithonia Lighting | True |  |  |  |  | Downlight Recessed Downlight Recessed 4 LED Module White Finish 65Watt Incandescent 720 Lumens Wet Location listed for indoor and outdoor installations. E26 adapter included. Wide flood beam angle at > 45°. 90 CRI Dimming down to 10% ENERGY STAR® certified 5-Year Limited Warranty Mfg #4BEMW LED 40K 90CRI M6 Lithonia Lighting® E-Series LED 4" Downlight, 4000K, Matte White | 2700 | 90 | 650 | 66.3265 | 54000 | 9.8 | 1 | 16.79 | 16.79 | 19.7289 | 2020Q3 | https://hdsupplysolutions.com/p/lighting-ceiling-fans-00-75/light-fixtures-00-75-15/lithonia-lighting-e-series-led-4-downlight-4000k-matte-white-p158998 | HD Supply | 2020 | Yes
LED Lighting | Downlight | Brand Lithonia Lighting | [5 empty] | Downlight Surface Mount Downlight Surface Mount 4' Lithonia Lighting® LED Saturn Linear™ Ceiling Fixture in Bronze 35 Watt 120 Volt Bronze White Acrylic Lens 47-1/2L x 10W x 2-x/x"D 50,000 Average Hour Life Replaces Two F4T12 2,560 Lumens Integrated Cool White LED Array Included Energy Star 5-year Limited Warranty Mfg #FMFL 30840 SATL BZ Lithonia Lighting® Saturn Linear™ 4' LED w/ 35W, White Acrylic Lens in Bronze Detail | 4000 | 93 | 3082 | 82.1867 | 60000 | 37.5 | 1 | 223 | 223 | 262.0336 | 2020Q3 | https://hdsupplysolutions.com/p/lighting-ceiling-fans-00-75/light-fixtures-00-75-15/lithonia-lighting-saturn-linear-4-led-w-35w-white-acrylic-lens-in-bronze-detail-p227648 | HD Supply | 2020 | Yes
LED Lighting | Downlight | Brand Lithonia Lighting | [5 empty] | Downlight Surface Mount Downlight Surface Mount 4' Lithonia Lighting® LED Saturn Linear™ Ceiling Fixture in Brushed Nickel 35 Watt 120 Volt Brushed Nickel White Acrylic Lens 47-1/2L x 10W x 2-4/5"D 50,000 Average Hour Life Replaces Two F4T12 2,560 Lumens Integrated Cool White LED Array Included Energy Star 5-year Limited Warranty Mfg #FMFL 30840 SATL BN Lithonia Lighting® Saturn Linear™ 4' LED w/ 35W, White Acrylic Lens in Brushed Nickel Detail | 4000 | 93 | 3082 | 82.1867 | 60000 | 37.5 | 1 | 199 | 199 | 233.8327 | 2020Q3 | https://hdsupplysolutions.com/p/lighting-ceiling-fans-00-75/light-fixtures-00-75-15/lithonia-lighting-saturn-linear-4-led-w-35w-white-acrylic-lens-in-brushed-nickel-detail-p227647 | HD Supply | 2020 | Yes
LED Lighting | Downlight | Brand Philips | True |  |  |  |  | Downlight Recessed Downlight Recessed LED SlimSurface 7" Round Light Fixture 14 Watt 120 Volt Black Trim Glare-free Acrylic Diffuser 7" Round x Ultra Low 5/8" Profile 50,000 Average Hour Life Dimmable (consult Spec Sheet) 900 Lumens Integrated Warm White LED Array Included Mfg #912400537082 Phillips® Smartface™ 7" LED Round w/ 14W, Acrylic Diffuser in Black Trim, 2700K | 4000 | 93 | 650 | 76.4706 | 50000 | 8.5 | 1 | 72 | 72 | 84.6028 | 2020Q3 | https://hdsupplysolutions.com/p/lighting-ceiling-fans-00-75/light-fixtures-00-75-15/phillips-smartface-7-led-round-w-14w-acrylic-diffuser-in-black-trim-2700k-p227584 | HD Supply | 2020 | Yes
LED Lighting | Downlight | Brand Progress Lighting | True |  |  |  | GU24 | Downlight Solid State Retrofit Downlight Solid State Retrofit 6IN LED Eyeball Antique Bronze Finish Diffused polycarbonate lens controls direct glare from the LEDs Easy “Push And Twist” installation with (3) friction spring clips Can be installed in most competitors 6” Recessed Housings Dimmable to 10% with many Triac/Forward Phase dimmers Suitable For use in IC or NON-IC Applications Provided with quick link For use with E26 Edison Base adapter Meets CaliFornia Title 24 JA8 2016 Mfg #P8076-20-30K Progress Antique Bronze 7.7" One-Light LED Recessed Fixture | 3000 | 93 | 700 | 66.6667 | 50000 | 10.5 | 1 | 53.99 | 53.99 | 63.4403 | 2020Q3 | https://hdsupplysolutions.com/p/lighting-ceiling-fans-00-75/light-fixtures-00-75-15/progress-antique-bronze-77-one-light-led-recessed-fixture-p236244 | HD Supply | 2020 | Yes
LED Lighting | Downlight | Brand Progress Lighting | True |  |  |  | GU24 | Downlight Solid State Retrofit Downlight Solid State Retrofit 4IN LED Eyeball Black Finish Diffused polycarbonate lens controls direct glare from the LEDs Easy “Push And Twist” installation with (3) friction spring clips Can be installed in most competitors 4” Recessed Housings Dimmable to 10% with many Triac/Forward Phase dimmers Suitable For use in IC or NON-IC Applications Provided with quick link For use with E26 Edison Base adapter Meets CaliFornia Title 24 JA8 2016 Mfg #P8046-31-30K Progress Black 5.2" One-Light LED Recessed Fixture | 3000 | 93 | 630 | 66.3158 | 50000 | 9.5 | 1 | 49.99 | 49.99 | 58.7402 | 2020Q3 | https://hdsupplysolutions.com/p/lighting-ceiling-fans-00-75/light-fixtures-00-75-15/progress-black-52-one-light-led-recessed-fixture-p236250 | HD Supply | 2020 | Yes
LED Lighting | Downlight | Brand Progress Lighting | True |  |  |  | GU24 | Downlight Solid State Retrofit Downlight Solid State Retrofit 5IN LED Eyeball Black Finish Diffused polycarbonate lens controls direct glare from the LEDs Easy “Push And Twist” installation with (3) friction spring clips Can be installed in most competitors 5” Recessed Housings Dimmable to 10% with many Triac/Forward Phase dimmers Suitable For use in IC or NON-IC Applications Provided with quick link For use with E26 Edison Base adapter Meets CaliFornia Title 24 JA8 2016 Mfg #P8176-31-30K Progress Black 6-1/2" One-Light LED Recessed Fixture | 3000 | 93 | 670 | 70.5263 | 50000 | 9.5 | 1 | 53.99 | 53.99 | 63.4403 | 2020Q3 | https://hdsupplysolutions.com/p/lighting-ceiling-fans-00-75/light-fixtures-00-75-15/progress-black-6-1-2-one-light-led-recessed-fixture-p236255 | HD Supply | 2020 | Yes
LED Lighting | Downlight | Brand Progress Lighting | True |  |  |  | GU24 | Downlight Solid State Retrofit Downlight Solid State Retrofit 5IN LED New Construction And Remodel Black Finish Diffused polycarbonate lens controls direct glare from the LEDs Easy “Push And Twist” installation with (3) friction spring clips Can be installed in most competitors 5” Recessed Housings Dimmable to 10% with many Triac/Forward Phase dimmers Suitable For use in IC or NON-IC Applications Provided with quick link For use with E26 Edison Base adapter Meets CaliFornia Title 24 JA8 2016 Mfg #P8061-31-30K Progress Black 6.2" One-Light LED Recessed Fixture | 3000 | 93 | 605 | 60.5 | 50000 | 10 | 1 | 42.99 | 42.99 | 50.5149 | 2020Q3 | https://hdsupplysolutions.com/p/lighting-ceiling-fans-00-75/light-fixtures-00-75-15/progress-black-62-one-light-led-recessed-fixture-p236251 | HD Supply | 2020 | Yes
LED Lighting | Downlight | Brand Progress Lighting | True |  |  |  | GU24 | Downlight Solid State Retrofit Downlight Solid State Retrofit 6IN LED Eyeball Black Finish Diffused polycarbonate lens controls direct glare from the LEDs Easy “Push And Twist” installation with (3) friction spring clips Can be installed in most competitors 6” Recessed Housings Dimmable to 10% with many Triac/Forward Phase dimmers Suitable For use in IC or NON-IC Applications Provided with quick link For use with E26 Edison Base adapter Meets CaliFornia Title 24 JA8 2016 Mfg #P8076-31-30K Progress Black 7.7" One-Light LED Recessed Fixture | 3000 | 93 | 700 | 66.6667 | 50000 | 10.5 | 1 | 58.99 | 58.99 | 69.3155 | 2020Q3 | https://hdsupplysolutions.com/p/lighting-ceiling-fans-00-75/light-fixtures-00-75-15/progress-black-77-one-light-led-recessed-fixture-p236253 | HD Supply | 2020 | Yes
LED Lighting | Downlight | Brand Progress Lighting | True |  |  |  | GU24 | Downlight Solid State Retrofit Downlight Solid State Retrofit 4IN LED New Construction And Remodel Brushed Nickel Finish Diffused polycarbonate lens controls direct glare from the LEDs Easy “Push And Twist” installation with (3) friction spring clips Can be installed in most competitors 4” Recessed Housings Dimmable to 10% with many Triac/Forward Phase dimmers Suitable For use in IC or NON-IC Applications Provided with quick link For use with E26 Edison Base adapter Meets CaliFornia Title 24 JA8 2016 Mfg #P8080-09-30K Progress Brushed Nickel 5" One-Light LED Recessed Fixture | 3000 | 93 | 570 | 60 | 50000 | 9.5 | 1 | 49.99 | 49.99 | 58.7402 | 2020Q3 | https://hdsupplysolutions.com/p/lighting-ceiling-fans-00-75/light-fixtures-00-75-15/progress-brushed-nickel-5-one-light-led-recessed-fixture-p236267 | HD Supply | 2020 | Yes
LED Lighting | Downlight | Brand Progress Lighting | True |  |  |  | GU24 | Downlight Solid State Retrofit Downlight Solid State Retrofit 5IN LED Eyeball Brushed Nickel Finish Diffused polycarbonate lens controls direct glare from the LEDs Easy “Push And Twist” installation with (3) friction spring clips Can be installed in most competitors 5” Recessed Housings Dimmable to 10% with many Triac/Forward Phase dimmers Suitable For use in IC or NON-IC Applications Provided with quick link For use with E26 Edison Base adapter Meets CaliFornia Title 24 JA8 2016 Mfg #P8176-09-30K Progress Brushed Nickel 6-1/2" One-Light LED Recessed Fixture | 3000 | 93 | 670 | 70.5263 | 50000 | 9.5 | 1 | 61.99 | 61.99 | 72.8406 | 2020Q3 | https://hdsupplysolutions.com/p/lighting-ceiling-fans-00-75/light-fixtures-00-75-15/progress-brushed-nickel-6-1-2-one-light-led-recessed-fixture-p236268 | HD Supply | 2020 | Yes
LED Lighting | Reflector | Brand Progress Lighting | True |  | Reflector (Flood/Spot) | PAR30S | E26 (Medium) | Wet Location Rated,Recessed Fixtures Wet Location Rated,Recessed Fixtures 1-Light Antique Bronze LED Flush Mount Antique Bronze Finish 120V AC replaceable module Dimmable to 10% with Triac or ELV dimmers 3,000K color temperature, 90+ CRI TM-21 60,000 hour life Meets California Title 24 JA8 2016 1452 Lumens 83 Lumens/Watt Mfg #P350051-020-30 Progress® LED 11" x 4-3/16" Antique Bronze One-Light Etched Flush Mount Fixture | 5000 | 85 | 840 | 84 | 25000 | 10 | 1 | 83.99 | 83.99 | 98.6915 | 2020Q3 | https://hdsupplysolutions.com/p/lighting-ceiling-fans-00-75/light-fixtures-00-75-15/progress-led-11-x-4-3-16-antique-bronze-one-light-etched-flush-mount-fixture-p198326 | HD Supply | 2020 | No
LED Lighting | Reflector | Brand Progress Lighting | True |  | Reflector (Flood/Spot) | PAR30S | E26 (Medium) | Wet Location Rated,Recessed Fixtures Wet Location Rated,Recessed Fixtures 1-Light Brushed Nickel LED Flush Mount Brushed Nickel Finish 120V AC replaceable module Dimmable to 10% with Triac or ELV dimmers 3,000K color temperature, 90+ CRI TM-21 60,000 hour life Meets California Title 24 JA8 2016 1452 Lumens 83 Lumens/Watt Mfg #P350051-009-30 Progress® LED 11" x 4-3/16" Brushed Nickel One-Light Flush Mount Fixture | 5000 | 85 | 840 | 84 | 25000 | 10 | 1 | 91.99 | 91.99 | 108.0918 | 2020Q3 | https://hdsupplysolutions.com/p/lighting-ceiling-fans-00-75/light-fixtures-00-75-15/progress-led-11-x-4-3-16-brushed-nickel-one-light-flush-mount-fixture-p198327 | HD Supply | 2020 | No
LED Lighting | Downlight | Brand Progress Lighting | True |  |  |  |  | Downlight Surface Mount Downlight Surface Mount 1-Light Brushed Nickel LED Flush Mount Brushed Nickel Finish Diffused polycarbonate lens controls direct glare from the LEDs Simple snap in installation for J-Box Die-cast aluminum construction with a powder coat paint Finish Flicker-free dimming to 10% brightness with many Triac/Forward Phase dimmers (See Dimming Notes) Can be installed in a 4" J-Box Lumen output and distribution comparable to a 65W incandescent lamp Suitable for use in IC or NON-IC Applications Mfg #P8247-09-30K Progress LED 5-1/2" Brushed Nickel One-Light Flush Mount Fixture | 3000 | 92 | 644 | 61.3333 | 50000 | 10.5 | 1 | 61.99 | 61.99 | 72.8406 | 2020Q3 | https://hdsupplysolutions.com/p/lighting-ceiling-fans-00-75/light-fixtures-00-75-15/progress-led-5-1-2-brushed-nickel-one-light-flush-mount-fixture-p198423 | HD Supply | 2020 | Yes
LED Lighting | Reflector | Brand Progress Lighting | True |  | Reflector (Flood/Spot) | PAR38 | E26 (Medium) | Wet Location Rated,Recessed Fixtures Wet Location Rated,Recessed Fixtures 2-Light Brushed Nickel Flush Mount Brushed Nickel Finish Fixture can be chain hung or semi-flush to ceiling Glass shades Large in scale Contemporary design Mfg #P350061-009 Progress® LED Leap Brushed Nickel Two-Light Flush Mount Fixture | 4000 | 83 | 1350 | 90 | 25000 | 15 | 1 | 66.99 | 66.99 | 78.7158 | 2020Q3 | https://hdsupplysolutions.com/p/lighting-ceiling-fans-00-75/light-fixtures-00-75-15/progress-led-leap-brushed-nickel-two-light-flush-mount-fixture-p198709 | HD Supply | 2020 | Yes
LED Lighting | Downlight | Brand Progress Lighting | [5 empty] | Downlight Surface Mount Downlight Surface Mount One-light LED medium wall lantern A modern outdoor LED sconce LED source provides energy efficient source with low maintenance and cost savings benefits Features an architectural-inspired open linear frame and clear glass diffuser Antique Bronze Finish 623 Lumens 69 2 Lumens/Watt per module 3,000K color temperature, 90+ CRI Meets California Title 24 JA8 2016 Mfg #P560056-020-30 Progress LED Z-1030 Antique Bronze One-Light Medium Wall Lantern | 4000 | 86 | 1120 | 74.6667 | 50000 | 15 | 1 | 150.99 | 150.99 | 177.4191 | 2020Q3 | https://hdsupplysolutions.com/p/lighting-ceiling-fans-00-75/light-fixtures-00-75-15/progress-led-z-1030-antique-bronze-one-light-medium-wall-lantern-p728535 | HD Supply | 2020 | Yes
LED Lighting | Downlight | Brand Progress Lighting | [5 empty] | Downlight Surface Mount Downlight Surface Mount One-light LED medium wall lantern A modern outdoor LED sconce LED source provides energy efficient source with low maintenance and cost savings benefits Features an architectural-inspired open linear frame and clear glass diffuser Finished in Black 623 Lumens 69 2 Lumens/Watt per module 3,000K color temperature, 90+ CRI Meets California Title 24 JA8 2016 Mfg #P560056-031-30 Progress LED Z-1030 Black One-Light Medium Wall Lantern | 4000 | 86 | 1120 | 74.6667 | 50000 | 15 | 1 | 130.99 | 130.99 | 153.9183 | 2020Q3 | https://hdsupplysolutions.com/p/lighting-ceiling-fans-00-75/light-fixtures-00-75-15/progress-led-z-1030-black-one-light-medium-wall-lantern-p728537 | HD Supply | 2020 | Yes
LED Lighting | Downlight | Brand Progress Lighting | [5 empty] | Downlight Surface Mount Downlight Surface Mount One-light LED medium wall lantern A modern outdoor LED sconce LED source provides energy efficient source with low maintenance and cost savings benefits Features an architectural-inspired open linear frame and clear glass diffuser Finished in Metallic Gray 623 Lumens 69 2 Lumens/Watt per module 3,000K color temperature, 90+ CRI Meets California Title 24 JA8 2016 Mfg #P560056-082-30 Progress LED Z-1030 Metallic Gray One-Light Medium Wall Lantern | 4000 | 86 | 1120 | 74.6667 | 50000 | 15 | 1 | 130.99 | 130.99 | 153.9183 | 2020Q3 | https://hdsupplysolutions.com/p/lighting-ceiling-fans-00-75/light-fixtures-00-75-15/progress-led-z-1030-metallic-gray-one-light-medium-wall-lantern-p728539 | HD Supply | 2020 | Yes
LED Lighting | Downlight | Brand Progress Lighting | [5 empty] | Downlight Surface Mount Downlight Surface Mount One-light LED medium wall lantern A modern outdoor LED sconce LED source provides energy efficient source with low maintenance and cost savings benefits Features an architectural-inspired open linear frame and clear glass diffuser Finished in Satin White 623 Lumens 69 2 Lumens/Watt per module 3,000K color temperature, 90+ CRI Meets California Title 24 JA8 2016 Mfg #P560056-030-30 Progress LED Z-1030 White One-Light Medium Wall Lantern | 4000 | 86 | 1120 | 74.6667 | 50000 | 15 | 1 | 130.99 | 130.99 | 153.9183 | 2020Q3 | https://hdsupplysolutions.com/p/lighting-ceiling-fans-00-75/light-fixtures-00-75-15/progress-led-z-1030-white-one-light-medium-wall-lantern-p728541 | HD Supply | 2020 | Yes
LED Lighting | Downlight | Brand Progress Lighting | True |  |  |  | GU24 | Downlight Solid State Retrofit Downlight Solid State Retrofit 4IN LED New Construction And Remodel Satin White Finish Diffused polycarbonate lens controls direct glare from the LEDs Easy “Push And Twist” installation with (3) friction spring clips Can be installed in most competitors 4” Recessed Housings Dimmable to 10% with many Triac/Forward Phase dimmers Suitable For use in IC or NON-IC Applications Provided with quick link For use with E26 Edison Base adapter Meets CaliFornia Title 24 JA8 2016 Mfg #P8080-28-30K Progress Satin White 5" One-Light LED Recessed Housing | 3000 | 93 | 630 | 66.3158 | 50000 | 9.5 | 1 | 44.99 | 44.99 | 52.865 | 2020Q3 | https://hdsupplysolutions.com/p/lighting-ceiling-fans-00-75/light-fixtures-00-75-15/progress-satin-white-5-one-light-led-recessed-housing-p236316 | HD Supply | 2020 | Yes
LED Lighting | Downlight | Brand Progress Lighting | True |  |  |  | GU24 | Downlight Solid State Retrofit Downlight Solid State Retrofit 5IN LED Eyeball White Finish Diffused polycarbonate lens controls direct glare from the LEDs Easy “Push And Twist” installation with (3) friction spring clips Can be installed in most competitors 5” Recessed Housings Dimmable to 10% with many Triac/Forward Phase dimmers Suitable For use in IC or NON-IC Applications Provided with quick link For use with E26 Edison Base adapter Meets CaliFornia Title 24 JA8 2016 Mfg #P8176-28-30K Progress Satin White 6-1/2" One-Light LED Recessed Housing | 3000 | 93 | 670 | 70.5263 | 50000 | 9.5 | 1 | 54.99 | 54.99 | 64.6154 | 2020Q3 | https://hdsupplysolutions.com/p/lighting-ceiling-fans-00-75/light-fixtures-00-75-15/progress-satin-white-6-1-2-one-light-led-recessed-housing-p236317 | HD Supply | 2020 | Yes
LED Lighting | Downlight | Brand Progress Lighting | True |  |  |  | GU24 | Downlight Solid State Retrofit Downlight Solid State Retrofit 6IN LED Eyeball White Finish Diffused polycarbonate lens controls direct glare from the LEDs Easy “Push And Twist” installation with (3) friction spring clips Can be installed in most competitors 6” Recessed Housings Dimmable to 10% with many Triac/Forward Phase dimmers Suitable For use in IC or NON-IC Applications Provided with quick link For use with E26 Edison Base adapter Meets CaliFornia Title 24 JA8 2016 Mfg #P8076-28-30K Progress Satin White 7.7" One-Light LED Recessed Housing | 3000 | 93 | 700 | 66.6667 | 50000 | 10.5 | 1 | 54.99 | 54.99 | 64.6154 | 2020Q3 | https://hdsupplysolutions.com/p/lighting-ceiling-fans-00-75/light-fixtures-00-75-15/progress-satin-white-77-one-light-led-recessed-housing-p236315 | HD Supply | 2020 | Yes
LED Lighting | Downlight | Brand Satco | True |  |  |  |  | Downlight Surface Mount Downlight Surface Mount Satco® Blink™ LED Rectangular Fixture 16 Watt 120 Volt White 1H x 18W x 5D 90 CRI 1250 Lumens 40,000 Average Hour Life Dimmable (Consult Spec Sheet) Mfg #S9368 Satco® Blink™ 16 Watt 18" X 5" Flush Mount LED Fixture 3000K Rectangle White | 3000 | 93 | 900 | 56.25 | 40000 | 16 | 1 | 75.31 | 75.31 | 88.4922 | 2020Q3 | https://hdsupplysolutions.com/p/lighting-ceiling-fans-00-75/light-fixtures-00-75-15/satco-blink-16-watt-18-x-5-flush-mount-led-fixture-3000k-rectangle-white-p336187 | HD Supply | 2020 | Yes
LED Lighting | Downlight | Brand Satco | True |  |  |  |  | Downlight Surface Mount Downlight Surface Mount Satco® Blink™ LED Rectangular Fixture 24 Watt 120 Volt White 1H x 18Wx 7D 90 CRI 1300 Lumens 40,000 Average Hour Life Dimmable (Consult Spec Sheet) Mfg #S9369 Satco® Blink™ 24 Watt 18" X 7" Flush Mount LED Fixture 3000K Rectangle White | 3000 | 92 | 1300 | 54.1667 | 40000 | 24 | 1 | 96 | 96 | 112.8037 | 2020Q3 | https://hdsupplysolutions.com/p/lighting-ceiling-fans-00-75/light-fixtures-00-75-15/satco-blink-24-watt-18-x-7-flush-mount-led-fixture-3000k-rectangle-white-p336188 | HD Supply | 2020 | Yes
LED Lighting |  | Brand Sea Gull Lighting | True |  |  |  |  | Indoor Luminaires Interior Directional Track or Mono-Point Directional Luminaires Indoor Luminaires Interior Directional Track or Mono-Point Directional Luminaires Sea Gull Hermitage LED One Light Outdoor Wall Lantern In Antique Bronze Finish Featured In The Decorative Hermitage Collection Uses 1 A19 Medium 9.5 Watt Light Bulb Fixture Is Supplied With Light Bulb Frosted Glass Shade Energy Star® Qualified Led Bulbs Are An Efficient, Versatile And Durable Light Source That Deliver Exceptional Performance. Meets Title 24 Energy Efficiency Standards Title 24 Compliant When Used With Included Joint Appendix (Ja8) Approved Lamp. Cetl Listed For Wet Locations A Great Choice For Your Do-It-Yourself Project Mfg #89192EN3-71 Sea Gull Hermitage LED One Light Outdoor Wall Lantern In Antique Bronze Finish | 3000 | 80 | 2828.5 | 103.0044 |  | 27.46 | 1 | 190.77 | 190.77 | 224.1621 | 2020Q3 | https://hdsupplysolutions.com/p/lighting-ceiling-fans-00-75/light-fixtures-00-75-15/sea-gull-hermitage-led-one-light-outdoor-wall-lantern-in-antique-bronze-finish-p191728 | HD Supply | 2020 | Yes
LED Lighting | Reflector | Brand Sea Gull Lighting | True |  | Reflector (Flood/Spot) | PAR38 | E26 (Medium) | Damp Location Rated,Recessed Fixtures Damp Location Rated,Recessed Fixtures Sea Gull LED Crowell Two Light Outdoor Ceiling Flush Mount In Black Finish Featured In The Decorative Crowell Collection 2 A19 Medium 9.5 Watt Light Bulbs Fixture Is Supplied With Light Bulbs Satin Etched Glass Shade Energy Star® Qualified Led Bulbs Are An Efficient, Versatile And Durable Light Source That Deliver Exceptional Performance. Meets Title 24 Energy Efficiency Standards Title 24 Compliant When Used With Included Joint Appendix (Ja8) Approved Lamp. C-Etl Listed For Damp Locations A Great Choice For Your Do-It-Yourself Project Mfg #7847902EN3-12 Sea Gull LED Crowell Two Light Outdoor Ceiling Flush Mount In Black Finish | 3500 | 85 | 1329 | 82.5466 | 25000 | 16.1 | 1 | 154 | 154 | 180.956 | 2020Q3 | https://hdsupplysolutions.com/p/lighting-ceiling-fans-00-75/light-fixtures-00-75-15/sea-gull-led-crowell-two-light-outdoor-ceiling-flush-mount-in-black-finish-p920355 | HD Supply | 2020 | No
LED Lighting | Reflector | Brand Sea Gull Lighting | True |  | Reflector (Flood/Spot) | PAR38 | E26 (Medium) | Damp Location Rated,Recessed Fixtures Damp Location Rated,Recessed Fixtures Sea Gull LED Crowell Two Light Outdoor Flush Mount In Antique Bronze Finish Featured In The Decorative Crowell Collection 2 A19 Medium 9.5 Watt Light Bulbs Fixture Is Supplied With 2 Light Bulbs Creme Parchment Glass Shade Energy Star® Qualified Led Bulbs Are An Efficient, Versatile And Durable Light Source That Deliver Exceptional Performance. Meets Title 24 Energy Efficiency Standards Title 24 Compliant When Used With Included Joint Appendix (Ja8) Approved Lamp. C-Etl Listed For Damp Locations A Great Choice For Your Do-It-Yourself Project Mfg #7847902EN3-71 Sea Gull LED Crowell Two Light Outdoor Flush Mount In Antique Bronze Finish | 3500 | 85 | 1329 | 82.5466 | 25000 | 16.1 | 1 | 164.49 | 164.49 | 193.2821 | 2020Q3 | https://hdsupplysolutions.com/p/lighting-ceiling-fans-00-75/light-fixtures-00-75-15/sea-gull-led-crowell-two-light-outdoor-flush-mount-in-antique-bronze-finish-p920356 | HD Supply | 2020 | No
LED Lighting |  | Brand Sea Gull Lighting | True |  |  |  |  | Indoor Luminaires Interior Directional Track or Mono-Point Directional Luminaires Indoor Luminaires Interior Directional Track or Mono-Point Directional Luminaires Sea Gull LED Hermitage One Light Outdoor Wall Lantern In Antique Bronze Finish Featured In The Decorative Hermitage Collection 1 A19 Medium 9.5 Watt Light Bulb Fixture Is Supplied With 1 Light Bulb Frosted Glass Shade Energy Star® Qualified Led Bulbs Are An Efficient, Versatile And Durable Light Source That Deliver Exceptional Performance. Meets Title 24 Energy Efficiency Standards Title 24 Compliant When Used With Included Joint Appendix (Ja8) Approved Lamp. C-Etl Listed For Wet Locations A Great Choice For Your Do-It-Yourself Project Mfg #89181EN3-71 Sea Gull LED Hermitage One Light Outdoor Wall Lantern In Antique Bronze Finish | 3000 | 80 | 4214.43 | 139.0901 |  | 30.3 | 1 | 129.46 | 129.46 | 152.1205 | 2020Q3 | https://hdsupplysolutions.com/p/lighting-ceiling-fans-00-75/light-fixtures-00-75-15/sea-gull-led-hermitage-one-light-outdoor-wall-lantern-in-antique-bronze-finish-p191726 | HD Supply | 2020 | Yes
LED Lighting |  | Brand Sea Gull Lighting | True |  |  |  |  | Indoor Luminaires Interior Directional Track or Mono-Point Directional Luminaires Indoor Luminaires Interior Directional Track or Mono-Point Directional Luminaires Sea Gull LED Hermitage One Light Wall Lantern In Bronze 11'' X 19 3/4'' Featured In The Decorative Hermitage Collection Uses 1 A19 Medium 9.5 Watt Light Bulb Fixture Is Supplied With Light Bulb Frosted Glass Shade Energy Star® Qualified Led Bulbs Are An Efficient, Versatile And Durable Light Source That Deliver Exceptional Performance. Meets Title 24 Energy Efficiency Standards Title 24 Compliant When Used With Included Joint Appendix (Ja8) Approved Lamp. Cetl Listed For Wet Locations A Great Choice For Your Do-It-Yourself Project Mfg #89193EN3-71 Sea Gull LED Hermitage One Light Wall Lantern In Bronze 11'' X 19 3/4'' | 3000 | 80 | 3285.26 | 95.8081 |  | 34.29 | 1 | 294.03 | 294.03 | 345.4966 | 2020Q3 | https://hdsupplysolutions.com/p/lighting-ceiling-fans-00-75/light-fixtures-00-75-15/sea-gull-led-hermitage-one-light-wall-lantern-in-bronze-11-x-19-3-4-p191730 | HD Supply | 2020 | Yes
LED Lighting | Reflector | Brand Sea Gull Lighting | True |  | Reflector (Flood/Spot) | PAR30L | E26 (Medium) | Damp Location Rated,Recessed Fixtures Damp Location Rated,Recessed Fixtures Sea Gull LED Hunnington Two Light Outdoor Ceiling Flush Mount In Black Finish Featured In The Decorative Hunnington Collection Includes Two 9-Watt 120-Volt A19 Medium Base 3000k Led Light Bulbs Fixture Is Supplied With 1 Light Bulbs Etched Seeded Glass Panels And Etched Seeded Glass Panel Energy Star® Qualified Led Bulbs Are An Efficient, Versatile And Durable Light Source That Deliver Exceptional Performance. Meets Title 24 Energy Efficiency Standards Title 24 Compliant When Used With Included Joint Appendix (Ja8) Approved Lamp. C-Etl Listed For Damp Locations A Great Choice For Your Do-It-Yourself Project Mfg #79039EN3-12 Sea Gull LED Hunnington Two Light Outdoor Ceiling Flush Mount In Black Finish | 2700 | 93 | 810 | 62.3077 | 25000 | 13 | 1 | 142.37 | 142.37 | 167.2903 | 2020Q3 | https://hdsupplysolutions.com/p/lighting-ceiling-fans-00-75/light-fixtures-00-75-15/sea-gull-led-hunnington-two-light-outdoor-ceiling-flush-mount-in-black-finish-p920367 | HD Supply | 2020 | No
LED Lighting | Reflector | Brand Sea Gull Lighting | True |  | Reflector (Flood/Spot) | PAR30L | E26 (Medium) | Damp Location Rated,Recessed Fixtures Damp Location Rated,Recessed Fixtures Sea Gull LED Hunnington Two Light Outdoor Flush Mount In Weathered Pewter Finish Featured In The Decorative Hunnington Collection 2 A19 Medium 9.5 Watt Light Bulbs Fixture Is Supplied With Light Bulbs Etched Seeded Glass Panels And Etched Seeded Glass Panel Energy Star® Qualified Led Bulbs Are An Efficient, Versatile And Durable Light Source That Deliver Exceptional Performance. Meets Title 24 Energy Efficiency Standards Title 24 Compliant When Used With Included Joint Appendix (Ja8) Approved Lamp. Cetl Listed For Damp Locations A Great Choice For Your Do-It-Yourself Project Mfg #79039EN3-57 Sea Gull LED Hunnington Two Light Outdoor Flush Mount In Weathered Pewter Finish | 2700 | 93 | 810 | 62.3077 | 25000 | 13 | 1 | 111.54 | 111.54 | 131.0638 | 2020Q3 | https://hdsupplysolutions.com/p/lighting-ceiling-fans-00-75/light-fixtures-00-75-15/sea-gull-led-hunnington-two-light-outdoor-flush-mount-in-weathered-pewter-finish-p920368 | HD Supply | 2020 | No
LED Lighting | Reflector | Brand Sea Gull Lighting | True | Daylighting/Photocell, | Reflector (Flood/Spot) | PAR20 | E26 (Medium) | None,Recessed Fixtures None,Recessed Fixtures Sea Gull LED Paintable Ceramic Sconces 1 Light Wall Lantern In Ceramic Finish Featured In The Decorative Paintable Ceramic Sconces Collection Uses 1 A19 Medium 9.5 Watt Light Bulb Fixture Is Supplied With Light Bulb Unfinished Ceramic Ceramic Diffuser Energy Star® Qualified Dark Sky Friendly. Designed To Emit No Light Above The 90â° Horizontal Plane. Photometry Unavailable. Led Bulbs Are An Efficient, Versatile And Durable Light Source That Deliver Exceptional Performance. Meets Title 24 Energy Efficiency Standards Title 24 Compliant When Used With Included Joint Appendix (Ja8) Approved Lamp. C-Ul-Us Listed For Wet Locations Mfg #8304701EN3-714 Sea Gull LED Paintable Ceramic Sconces 1 Light Wall Lantern In Ceramic Finish | 2700 | 91 | 500 | 71.4286 | 40000 | 7 | 1 | 53.33 | 53.33 | 62.6648 | 2020Q3 | https://hdsupplysolutions.com/p/lighting-ceiling-fans-00-75/light-fixtures-00-75-15/sea-gull-led-paintable-ceramic-sconces-1-light-wall-lantern-in-ceramic-finish-p920500 | HD Supply | 2020 | Yes
LED Lighting | Reflector | Brand Sea Gull Lighting | True | Daylighting/Photocell, | Reflector (Flood/Spot) | PAR20 | E26 (Medium) | None,Recessed Fixtures None,Recessed Fixtures Sea Gull LED Paintable Sconce 1 Light Wall Lantern In Undefined Ceramic Finish Featured In The Decorative Paintable Ceramic Sconces Collection Uses 1 A19 Medium 9.5 Watt Light Bulb Fixture Is Supplied With Light Bulb Unfinished Ceramic Ceramic Diffuser Energy Star® Qualified Dark Sky Friendly. Designed To Emit No Light Above The 90â° Horizontal Plane. Photometry Unavailable. Led Bulbs Are An Efficient, Versatile And Durable Light Source That Deliver Exceptional Performance. Meets Title 24 Energy Efficiency Standards Title 24 Compliant When Used With Included Joint Appendix (Ja8) Approved Lamp. C-Ul-Us Listed For Wet Locations Mfg #83046EN3-714 Sea Gull LED Paintable Sconce 1 Light Wall Lantern In Undefined Ceramic Finish | 5000 | 96 | 500 | 71.4286 | 40000 | 7 | 1 | 53.33 | 53.33 | 62.6648 | 2020Q3 | https://hdsupplysolutions.com/p/lighting-ceiling-fans-00-75/light-fixtures-00-75-15/sea-gull-led-paintable-sconce-1-light-wall-lantern-in-undefined-ceramic-finish-p920498 | HD Supply | 2020 | Yes
LED Lighting | Decorative | Brand Sea Gull Lighting | True | Daylighting/Photocell, | Globe | G16.5 | E12 (Candelabra) | Damp Location Rated,Not for Use in Recessed Fixtures Damp Location Rated,Not for Use in Recessed Fixtures Sea Gull LED Yorktown One Light Outdoor Post Lantern In Black Finish Featured In The Decorative Yorktown Collection Uses 1 A19 Medium 9.5 Watt Light Bulb Fixture Is Supplied With Light Bulb Swirled Marbleize Glass Shade Energy Star® Qualified Led Bulbs Are An Efficient, Versatile And Durable Light Source That Deliver Exceptional Performance. Photocell Included With This Outdoor Fixture For Nightime Control Meets Title 24 Energy Efficiency Standards Title 24 Compliant When Used With Included Joint Appendix (Ja8) Approved Lamp. Cetl Listed For Wet Locations Mfg #82048PEN3-12 Sea Gull LED Yorktown One Light Outdoor Post Lantern In Black Finish | 3000 | 94 | 350 | 70 | 25000 | 5 | 1 | 113.89 | 113.89 | 133.8252 | 2020Q3 | https://hdsupplysolutions.com/p/lighting-ceiling-fans-00-75/light-fixtures-00-75-15/sea-gull-led-yorktown-one-light-outdoor-post-lantern-in-black-finish-p920415 | HD Supply | 2020 | No
LED Lighting | Decorative | Brand Sea Gull Lighting | True |  | Globe | G16.5 | E12 (Candelabra) | Damp Location Rated,Not for Use in Recessed Fixtures Damp Location Rated,Not for Use in Recessed Fixtures Sea Gull LED Yorktown One Light Outdoor Post Lantern In Forged Iron Finish Featured In The Decorative Yorktown Collection Uses 1 A19 Medium 9.5 Watt Light Bulb Fixture Is Supplied With Light Bulb Swirled Marbleize Glass Shade Energy Star® Qualified Led Bulbs Are An Efficient, Versatile And Durable Light Source That Deliver Exceptional Performance. Meets Title 24 Energy Efficiency Standards Title 24 Compliant When Used With Included Joint Appendix (Ja8) Approved Lamp. Ul Listed For Wet Locations A Great Choice For Your Do-It-Yourself Project Mfg #82048EN3-185 Sea Gull LED Yorktown One Light Outdoor Post Lantern In Forged Iron Finish | 3000 | 94 | 350 | 70 | 25000 | 5 | 1 | 100.6 | 100.6 | 118.2089 | 2020Q3 | https://hdsupplysolutions.com/p/lighting-ceiling-fans-00-75/light-fixtures-00-75-15/sea-gull-led-yorktown-one-light-outdoor-post-lantern-in-forged-iron-finish-p920413 | HD Supply | 2020 | No
LED Lighting | Reflector | Brand Sea Gull Lighting | True |  | Reflector (Flood/Spot) | PAR30L | E26 (Medium) | Wet Location Rated,Recessed Fixtures Wet Location Rated,Recessed Fixtures Sea Gull Lighting« Belton One Light Pendant Brushed Nickel 11 3/8 In. Featured In The Decorative Belton Collection Uses 1 A19 Medium 100 Watt Light Bulb Clear Seeded Glass Shade Sloped Ceiling Mounting Hardware Included Sloped Ceiling Mounting Hardware Included Meets Title 24 Energy Efficiency Standards Title 24 Compliant If Used With Joint Appendix (Ja8) Approved Light Bulbs Listed In The California Energy Commission Appliance Database. Vintage Lamp(S) Recommended For Aesthetics Cetl Listed For Dry Locations Supplied With 6 Feet Of Wire A Great Choice For Your Do-It-Yourself Project Mfg #6514501-962 Sea Gull Lighting® Belton One Light Pendant Brushed Nickel 11 3/8 In. | 3000 | 83 | 840 | 84 | 25000 | 10 | 1 | 100 | 100 | 117.5039 | 2020Q3 | https://hdsupplysolutions.com/p/lighting-ceiling-fans-00-75/light-fixtures-00-75-15/sea-gull-lighting-belton-one-light-pendant-brushed-nickel-11-3-8-in-p606866 | HD Supply | 2020 | No
LED Lighting | Reflector | Brand Sea Gull Lighting | True |  | Reflector (Flood/Spot) | PAR30L | E26 (Medium) | Wet Location Rated,Recessed Fixtures Wet Location Rated,Recessed Fixtures Sea Gull Lighting« Belton One Light Pendant Heirloom Bronze 11 3/8 In. Featured In The Decorative Belton Collection Uses 1 A19 Medium 100 Watt Light Bulb Clear Seeded Glass Shade Sloped Ceiling Mounting Hardware Included Sloped Ceiling Mounting Hardware Included Meets Title 24 Energy Efficiency Standards Title 24 Compliant If Used With Joint Appendix (Ja8) Approved Light Bulbs Listed In The California Energy Commission Appliance Database. Vintage Lamp(S) Recommended For Aesthetics Cetl Listed For Dry Locations Supplied With 6 Feet Of Wire A Great Choice For Your Do-It-Yourself Project Mfg #6514501-782 Sea Gull Lighting® Belton One Light Pendant Heirloom Bronze 11 3/8 In. | 3000 | 83 | 840 | 84 | 25000 | 10 | 1 | 110.74 | 110.74 | 130.1238 | 2020Q3 | https://hdsupplysolutions.com/p/lighting-ceiling-fans-00-75/light-fixtures-00-75-15/sea-gull-lighting-belton-one-light-pendant-heirloom-bronze-11-3-8-in-p606865 | HD Supply | 2020 | No
LED Lighting | Downlight | Brand Sea Gull Lighting | [5 empty] | Downlight Recessed Downlight Recessed Sea Gull Lighting« Denhelm One Light LED Mini-Pendant Brushed Nickel Featured In The Decorative Denhelm Collection Uses 1 A19 Medium 9.5 Watt Light Bulb Fixture Is Supplied With Light Bulb Etched / White Inside Glass Etched / White Inside Glass Glass Energy Star® Qualified Led Bulbs Are An Efficient, Versatile And Durable Light Source That Deliver Exceptional Performance Sloped Ceiling Mounting Hardware Included Meets Title 24 Energy Efficiency Standards Title 24 Compliant When Used With Included Joint Appendix (Ja8) Approved Lamp Etl Listed For Dry Locations Mfg #6150401EN3-962 Sea Gull Lighting® Denhelm One Light LED Mini-Pendant Brushed Nickel | 3000 | 93 | 1500 | 83.3333 | 50000 | 18 | 1 | 61.2 | 61.2 | 71.9124 | 2020Q3 | https://hdsupplysolutions.com/p/lighting-ceiling-fans-00-75/light-fixtures-00-75-15/sea-gull-lighting-denhelm-one-light-led-mini-pendant-brushed-nickel-p606780 | HD Supply | 2020 | Yes
LED Lighting | Downlight | Brand Sea Gull Lighting | [5 empty] | Downlight Recessed Downlight Recessed Sea Gull Lighting« Denhelm One Light LED Mini-Pendant Burnt Sienna Featured In The Decorative Denhelm Collection Uses 1 A19 Medium 9.5 Watt Light Bulb Fixture Is Supplied With Light Bulb Etched / White Inside Glass Etched / White Inside Glass Glass Energy Star® Qualified Led Bulbs Are An Efficient, Versatile And Durable Light Source That Deliver Exceptional Performance Sloped Ceiling Mounting Hardware Included Meets Title 24 Energy Efficiency Standards Title 24 Compliant When Used With Included Joint Appendix (Ja8) Approved Lamp Etl Listed For Dry Locations Mfg #6150401EN3-710 Sea Gull Lighting® Denhelm One Light LED Mini-Pendant Burnt Sienna | 3000 | 93 | 1500 | 83.3333 | 50000 | 18 | 1 | 84.92 | 84.92 | 99.7843 | 2020Q3 | https://hdsupplysolutions.com/p/lighting-ceiling-fans-00-75/light-fixtures-00-75-15/sea-gull-lighting-denhelm-one-light-led-mini-pendant-burnt-sienna-p606779 | HD Supply | 2020 | Yes
LED Lighting | Downlight | Brand Sea Gull Lighting | [5 empty] | Downlight Recessed Downlight Recessed Sea Gull Lighting« Denhelm One Light Mini-Pendant Brushed Nickel Featured In The Decorative Denhelm Collection Uses 1 A19 Medium 100 Watt Light Bulb Etched / White Inside Glass Glass Easily Converts To Led With Optional Replacement Lamps Easily Converts To LED With Optional Replacement Lamps Sloped Ceiling Mounting Hardware Included Meets Title 24 Energy Efficiency Standards Title 24 Compliant If Used With Joint Appendix (Ja8) Approved Light Bulbs Listed In The California Energy Commission Appliance Database. Etl Listed For Dry Locations Supplied With 10 Feet Of Wire A Great Choice For Your Do-It-Yourself Project Mfg #6150401-962 Sea Gull Lighting® Denhelm One Light Mini-Pendant Brushed Nickel | 3000 | 93 | 1500 | 83.3333 | 50000 | 18 | 1 | 60.16 | 60.16 | 70.6903 | 2020Q3 | https://hdsupplysolutions.com/p/lighting-ceiling-fans-00-75/light-fixtures-00-75-15/sea-gull-lighting-denhelm-one-light-mini-pendant-brushed-nickel-p606778 | HD Supply | 2020 | Yes
LED Lighting | Downlight | Brand Sea Gull Lighting | [5 empty] | Downlight Recessed Downlight Recessed Sea Gull Lighting« Denhelm One Light Mini-Pendant Burnt Sienna Featured In The Decorative Denhelm Collection Uses 1 A19 Medium 100 Watt Light Bulb Etched / White Inside Glass Glass Easily Converts To Led With Optional Replacement Lamps Easily Converts To LED With Optional Replacement Lamps Sloped Ceiling Mounting Hardware Included Meets Title 24 Energy Efficiency Standards Title 24 Compliant If Used With Joint Appendix (Ja8) Approved Light Bulbs Listed In The California Energy Commission Appliance Database. Etl Listed For Dry Locations Supplied With 10 Ft. Of Wire A Great Choice For Your Do-It-Yourself Project Mfg #6150401-710 Sea Gull Lighting® Denhelm One Light Mini-Pendant Burnt Sienna | 3000 | 93 | 1500 | 83.3333 | 50000 | 18 | 1 | 79.23 | 79.23 | 93.0983 | 2020Q3 | https://hdsupplysolutions.com/p/lighting-ceiling-fans-00-75/light-fixtures-00-75-15/sea-gull-lighting-denhelm-one-light-mini-pendant-burnt-sienna-p606777 | HD Supply | 2020 | Yes
LED Lighting | Decorative | Brand Sea Gull Lighting | True |  | Decorative | BA10 | E26 (Medium) | Damp Location Rated Damp Location Rated Sea Gull Lighting« Driscoll 9.5 Watts Four Light Bath Sconces Satin Bronze Featured In The Decorative Driscoll Collection 4 A19 Medium 9.5 Watt Light Bulbs Fixture Is Supplied With 1 Light Bulbs Cased Opal Etched Glass Energy Star® Qualified Led Bulbs Are An Efficient, Versatile And Durable Light Source That Deliver Exceptional Performance. Fixture May Be Mounted In The Up Or Down Position Meets Title 24 Energy Efficiency Standards Title 24 Compliant When Used With Included Joint Appendix (Ja8) Approved Lamp Etl Listed For Damp Locations Mfg #4440404EN3-848 Sea Gull Lighting® Driscoll 9.5 Watts Four Light Bath Sconces Satin Bronze | 2700 | 93 | 500 | 100 | 15000 | 5 | 4 | 196.31 | 49.0775 | 57.668 | 2020Q3 | https://hdsupplysolutions.com/p/lighting-ceiling-fans-00-75/light-fixtures-00-75-15/sea-gull-lighting-driscoll-95-watts-four-light-bath-sconces-satin-bronze-p791975 | HD Supply | 2020 | Yes
LED Lighting | Downlight | Brand Sea Gull Lighting | [5 empty] | Downlight Recessed Downlight Recessed Sea Gull Lighting« Jourdanton Four Light LED Island Pendant Brushed Nickel Featured In The Decorative Jourdanton Collection Uses 4 A19 Medium 9.5 Watt Light Bulbs Fixture Is Supplied With Light Bulbs Satin Etched Glass Glass And Faux Silk Fabric Shade And Stainless Stainless Steel Shade Satin Etched Glass Glass And Faux Silk Fabric Shade And Stainless Stainless Steel Shade Energy Star® Qualified Led Bulbs Are An Efficient, Versatile And Durable Light Source That Deliver Exceptional Performance Meets Title 24 Energy Efficiency Standards Title 24 Compliant When Used With Included Joint Appendix (Ja8) Approved Lamp Cetl Listed For Damp Locations Supplied With 10 Feet Of Wire Mfg #6615504EN3-962 Sea Gull Lighting® Jourdanton Four Light LED Island Pendant Brushed Nickel | 4000 | 94 | 1100 | 91.6667 | 60000 | 12 | 4 | 535.96 | 133.99 | 157.4434 | 2020Q3 | https://hdsupplysolutions.com/p/lighting-ceiling-fans-00-75/light-fixtures-00-75-15/sea-gull-lighting-jourdanton-four-light-led-island-pendant-brushed-nickel-p607065 | HD Supply | 2020 | Yes
LED Lighting | Downlight | Brand Sea Gull Lighting |  |  |  | LED Retrofit Kit | LED Retrofit Kit | Downlight Recessed Downlight Recessed Sea Gull Lighting LED Antique Brushed Nickel Carondelet Two Light Flush Mount Featured In The Decorative Carondelet Collection Uses 2 A19 Medium 9.5 Watt Light Bulbs Fixture Is Supplied With Light Bulbs Clear Beveled Glass Panels Energy Star® Qualified Led Bulbs Are An Efficient, Versatile And Durable Light Source That Deliver Exceptional Performance Meets Title 24 Energy Efficiency Standards Title 24 Compliant When Used With Included Joint Appendix (Ja8) Approved Lamp Cetl Listed For Damp Locations A Great Choice For Your Do-It-Yourself Project Mfg #7514002EN3-965 Sea Gull Lighting LED Antique Brushed Nickel Carondelet Two Light Flush Mount | 3500 | 85 | 983 | 103.4737 | 56000 | 9.5 | 1 | 146.15 | 146.15 | 171.7319 | 2020Q3 | https://hdsupplysolutions.com/p/lighting-ceiling-fans-00-75/light-fixtures-00-75-15/sea-gull-lighting-led-antique-brushed-nickel-carondelet-two-light-flush-mount-p775453 | HD Supply | 2020 | Yes
LED Lighting | Downlight | Brand Sea Gull Lighting | [5 empty] | Downlight Recessed Downlight Recessed Sea Gull Lighting LED Brushed Nickel Clip Three Light Ceiling Flush Mount Featured In The Decorative Clip Ceiling Flush Mount Collection Uses 3 A19 Medium 9.5 Watt Light Bulbs Fixture Is Supplied With Light Bulbs Satin Etched Glass Diffuser Energy Star® Qualified Led Bulbs Are An Efficient, Versatile And Durable Light Source That Deliver Exceptional Performance Meets Title 24 Energy Efficiency Standards Title 24 Compliant When Used With Included Joint Appendix (Ja8) Approved Lamp Cetl Listed For Damp Locations A Great Choice For Your Do-It-Yourself Project Mfg #7543503EN3-962 Sea Gull Lighting LED Brushed Nickel Clip Three Light Ceiling Flush Mount | 4000 | 82 | 5000 | 100 | 50000 | 50 | 1 | 79.83 | 79.83 | 93.8033 | 2020Q3 | https://hdsupplysolutions.com/p/lighting-ceiling-fans-00-75/light-fixtures-00-75-15/sea-gull-lighting-led-brushed-nickel-clip-three-light-ceiling-flush-mount-p775438 | HD Supply | 2020 | Yes
LED Lighting | Downlight | Brand Sea Gull Lighting | [5 empty] | Downlight Recessed Downlight Recessed Sea Gull Lighting LED Brushed Nickel Clip Two Light Ceiling Flush Mount Featured In The Decorative Clip Ceiling Flush Mount Collection Uses 2 A19 Medium 9.5 Watt Light Bulbs Fixture Is Supplied With Light Bulbs Satin Etched Glass Diffuser Energy Star® Qualified Led Bulbs Are An Efficient, Versatile And Durable Light Source That Deliver Exceptional Performance Meets Title 24 Energy Efficiency Standards Title 24 Compliant When Used With Included Joint Appendix (Ja8) Approved Lamp Cetl Listed For Damp Locations A Great Choice For Your Do-It-Yourself Project Mfg #7543502EN3-962 Sea Gull Lighting LED Brushed Nickel Clip Two Light Ceiling Flush Mount | 4000 | 82 | 5000 | 100 | 50000 | 50 | 1 | 57.09 | 57.09 | 67.083 | 2020Q3 | https://hdsupplysolutions.com/p/lighting-ceiling-fans-00-75/light-fixtures-00-75-15/sea-gull-lighting-led-brushed-nickel-clip-two-light-ceiling-flush-mount-p775422 | HD Supply | 2020 | Yes
LED Lighting | Downlight | Brand Sea Gull Lighting | [5 empty] | Downlight Recessed Downlight Recessed Sea Gull Lighting LED Brushed Nickel Nash Two Light Ceiling Flush Mount Featured In The Decorative Nash Collection 2 A19 Medium 9.5 Watt Light Bulbs Fixture Is Supplied With 2 Light Bulbs Satin Etched Glass Diffuser Energy Star® Qualified Led Bulbs Are An Efficient, Versatile And Durable Light Source That Deliver Exceptional Performance Meets Title 24 Energy Efficiency Standards Title 24 Compliant When Used With Included Joint Appendix (Ja8) Approved Lamp Sleek Architectural Look With Exclusive Twist-Lock Design Makes Installation And Revamping Easy With No Exposed Screws Ul Listed For Damp Locations Mfg #75435EN3-962 Sea Gull Lighting LED Brushed Nickel Nash Two Light Ceiling Flush Mount | 4000 | 82 | 5000 | 100 | 50000 | 50 | 1 | 54.1 | 54.1 | 63.5696 | 2020Q3 | https://hdsupplysolutions.com/p/lighting-ceiling-fans-00-75/light-fixtures-00-75-15/sea-gull-lighting-led-brushed-nickel-nash-two-light-ceiling-flush-mount-p775418 | HD Supply | 2020 | Yes
LED Lighting | Downlight | Brand Sea Gull Lighting | [5 empty] | Downlight Recessed Downlight Recessed Sea Gull Lighting LED Contemporary Chrome Nash Two Light Ceiling Flush Mount Featured In The Decorative Nash Collection 2 A19 Medium 9.5 Watt Light Bulbs Fixture Is Supplied With 2 Light Bulbs Satin Etched Glass Diffuser Energy Star® Qualified Led Bulbs Are An Efficient, Versatile And Durable Light Source That Deliver Exceptional Performance Meets Title 24 Energy Efficiency Standards Title 24 Compliant When Used With Included Joint Appendix (Ja8) Approved Lamp Sleek Architectural Look With Exclusive Twist-Lock Design Makes Installation And Revamping Easy With No Exposed Screws Ul Listed For Damp Locations Mfg #75435EN3-05 Sea Gull Lighting LED Contemporary Chrome Nash Two Light Ceiling Flush Mount | 4000 | 82 | 5000 | 100 | 50000 | 50 | 1 | 46.99 | 46.99 | 55.2151 | 2020Q3 | https://hdsupplysolutions.com/p/lighting-ceiling-fans-00-75/light-fixtures-00-75-15/sea-gull-lighting-led-contemporary-chrome-nash-two-light-ceiling-flush-mount-p775367 | HD Supply | 2020 | Yes
LED Lighting | Downlight | Brand Sea Gull Lighting | [5 empty] | Downlight Recessed Downlight Recessed Sea Gull Lighting LED Contemporary White Nash Two Light Ceiling Flush Mount Featured In The Decorative Nash Collection Uses 2 A19 Medium 9.5 Watt Light Bulbs Fixture Is Supplied With Light Bulbs Satin Etched Glass Diffuser Energy Star® Qualified Led Bulbs Are An Efficient, Versatile And Durable Light Source That Deliver Exceptional Performance Meets Title 24 Energy Efficiency Standards Title 24 Compliant When Used With Included Joint Appendix (Ja8) Approved Lamp Sleek Architectural Look With Exclusive 'Twist-Lock' Design Makes Installation And Relamping Easy With No Exposed Screws Ul Listed For Damp Locations Mfg #75435EN3-15 Sea Gull Lighting LED Contemporary White Nash Two Light Ceiling Flush Mount | 4000 | 82 | 5000 | 100 | 50000 | 50 | 1 | 40.9 | 40.9 | 48.0591 | 2020Q3 | https://hdsupplysolutions.com/p/lighting-ceiling-fans-00-75/light-fixtures-00-75-15/sea-gull-lighting-led-contemporary-white-nash-two-light-ceiling-flush-mount-p775364 | HD Supply | 2020 | Yes
LED Lighting | Downlight | Brand Sea Gull Lighting | [5 empty] | Downlight Recessed Downlight Recessed Sea Gull Lighting LED Heirloom Bronze Nash Two Light Ceiling Flush Mount Featured In The Decorative Nash Collection 2 A19 Medium 9.5 Watt Light Bulbs Fixture Is Supplied With 2 Light Bulbs Satin Etched Glass Diffuser Energy Star® Qualified Led Bulbs Are An Efficient, Versatile And Durable Light Source That Deliver Exceptional Performance Meets Title 24 Energy Efficiency Standards Title 24 Compliant When Used With Included Joint Appendix (Ja8) Approved Lamp Sleek Architectural Look With Exclusive Twist-Lock Design Makes Installation And Revamping Easy With No Exposed Screws Ul Listed For Damp Locations Mfg #75435EN3-782 Sea Gull Lighting LED Heirloom Bronze Nash Two Light Ceiling Flush Mount | 4000 | 82 | 5000 | 100 | 50000 | 50 | 1 | 79.63 | 79.63 | 93.5683 | 2020Q3 | https://hdsupplysolutions.com/p/lighting-ceiling-fans-00-75/light-fixtures-00-75-15/sea-gull-lighting-led-heirloom-bronze-nash-two-light-ceiling-flush-mount-p775426 | HD Supply | 2020 | Yes
LED Lighting | Downlight | Brand Sea Gull Lighting | [5 empty] | Downlight Recessed Downlight Recessed Sea Gull Lighting LED Satin Bronze Nash Two Light Ceiling Flush Mount Featured In The Decorative Nash Collection 2 A19 Medium 9.5 Watt Light Bulbs Fixture Is Supplied With 2 Light Bulbs Satin Etched Glass Diffuser Energy Star® Qualified Led Bulbs Are An Efficient, Versatile And Durable Light Source That Deliver Exceptional Performance Meets Title 24 Energy Efficiency Standards Title 24 Compliant When Used With Included Joint Appendix (Ja8) Approved Lamp Sleek Architectural Look With Exclusive Twist-Lock Design Makes Installation And Revamping Easy With No Exposed Screws Ul Listed For Damp Locations Mfg #75435EN3-848 Sea Gull Lighting LED Satin Bronze Nash Two Light Ceiling Flush Mount | 4000 | 82 | 5000 | 100 | 50000 | 50 | 1 | 64.3 | 64.3 | 75.555 | 2020Q3 | https://hdsupplysolutions.com/p/lighting-ceiling-fans-00-75/light-fixtures-00-75-15/sea-gull-lighting-led-satin-bronze-nash-two-light-ceiling-flush-mount-p775410 | HD Supply | 2020 | Yes
LED Lighting | Downlight | Brand Sea Gull Lighting |  |  |  | LED Retrofit Kit | LED Retrofit Kit | Downlight Recessed Downlight Recessed Sea Gull Lighting LED Traditional Burnt Sienna Carondelet Two Light Flush Mount Featured In The Decorative Carondelet Collection Uses 2 A19 Medium 9.5 Watt Light Bulbs Fixture Is Supplied With Light Bulbs Clear Beveled Glass Panels Energy Star® Qualified Led Bulbs Are An Efficient, Versatile And Durable Light Source That Deliver Exceptional Performance Meets Title 24 Energy Efficiency Standards Title 24 Compliant When Used With Included Joint Appendix (Ja8) Approved Lamp Cetl Listed For Damp Locations A Great Choice For Your Do-It-Yourself Project Mfg #7514002EN3-710 Sea Gull Lighting LED Traditional Burnt Sienna Carondelet Two Light Flush Mount | 3500 | 85 | 983 | 103.4737 | 56000 | 9.5 | 1 | 146.15 | 146.15 | 171.7319 | 2020Q3 | https://hdsupplysolutions.com/p/lighting-ceiling-fans-00-75/light-fixtures-00-75-15/sea-gull-lighting-led-traditional-burnt-sienna-carondelet-two-light-flush-mount-p775387 | HD Supply | 2020 | Yes
LED Lighting | Reflector | Brand Sea Gull Lighting | True |  | Reflector (Flood/Spot) | PAR20 | E26 (Medium) | Damp Location Rated,Recessed Fixtures Damp Location Rated,Recessed Fixtures Sea Gull Lighting« Nance Three Light LED Pendant Brushed Nickel Featured In The Decorative Nance Collection Uses 3 A19 Medium 9.5 Watt Light Bulbs Fixture Is Supplied With Light Bulbs Satin Etched Glass Diffuser And Off-White Faux Silk Fabric Shade Satin Etched Glass Diffuser And Off-white Faux Silk Fabric Shade Energy Star® Qualified Led Bulbs Are An Efficient, Versatile And Durable Light Source That Deliver Exceptional Performance Sloped Ceiling Mounting Hardware Included Meets Title 24 Energy Efficiency Standards Title 24 Compliant When Used With Included Joint Appendix (Ja8) Approved Lamp Etl Listed For Damp Locations Mfg #6628003EN3-962 Sea Gull Lighting® Nance Three Light LED Pendant Brushed Nickel | 2700 | 92 | 488 | 61 | 15000 | 8 | 3 | 182.77 | 60.9233 | 71.5873 | 2020Q3 | https://hdsupplysolutions.com/p/lighting-ceiling-fans-00-75/light-fixtures-00-75-15/sea-gull-lighting-nance-three-light-led-pendant-brushed-nickel-p607087 | HD Supply | 2020 | Yes
LED Lighting | Reflector | Brand Sea Gull Lighting | True |  | Reflector (Flood/Spot) | PAR20 | E26 (Medium) | Damp Location Rated,Recessed Fixtures Damp Location Rated,Recessed Fixtures Sea Gull Lighting« Nance Three Light LED Pendant Heirloom Bronze Featured In The Decorative Nance Collection Uses 3 A19 Medium 9.5 Watt Light Bulbs Fixture Is Supplied With Light Bulbs Satin Etched Glass Diffuser And Off-White Faux Silk Fabric Shade Satin Etched Glass Diffuser And Off-white Faux Silk Fabric Shade Energy Star® Qualified Led Bulbs Are An Efficient, Versatile And Durable Light Source That Deliver Exceptional Performance Sloped Ceiling Mounting Hardware Included Meets Title 24 Energy Efficiency Standards Title 24 Compliant When Used With Included Joint Appendix (Ja8) Approved Lamp Etl Listed For Damp Locations Mfg #6628003EN3-782 Sea Gull Lighting® Nance Three Light LED Pendant Heirloom Bronze | 2700 | 92 | 488 | 61 | 15000 | 8 | 3 | 182.77 | 60.9233 | 71.5873 | 2020Q3 | https://hdsupplysolutions.com/p/lighting-ceiling-fans-00-75/light-fixtures-00-75-15/sea-gull-lighting-nance-three-light-led-pendant-heirloom-bronze-p607086 | HD Supply | 2020 | Yes
LED Lighting |  | Brand Sea Gull Lighting | True |  |  |  | A19 | Indoor Luminaires Interior Directional Track or Mono-Point Directional Luminaires Indoor Luminaires Interior Directional Track or Mono-Point Directional Luminaires Sea Gull Lighting« Sfera One Light LED Mini-Pendant Autumn Bronze Featured In The Decorative Sfera Collection Uses 1 A19 Medium 9.5 Watt Light Bulb Fixture Is Supplied With Light Bulb Cafe Tint Glass Cafe Tint Glass Glass Energy Star® Qualified Led Bulbs Are An Efficient, Versatile And Durable Light Source That Deliver Exceptional Performance Sloped Ceiling Mounting Hardware Included Meets Title 24 Energy Efficiency Standards Title 24 Compliant When Used With Included Joint Appendix (Ja8) Approved Lamp C-Ul-Us Listed For Damp Locations Mfg #6190401EN3-715 Sea Gull Lighting® Sfera One Light LED Mini-Pendant Autumn Bronze | 3000 | 80 | 1614.41 | 119.9413 |  | 13.46 | 1 | 69.15 | 69.15 | 81.2539 | 2020Q3 | https://hdsupplysolutions.com/p/lighting-ceiling-fans-00-75/light-fixtures-00-75-15/sea-gull-lighting-sfera-one-light-led-mini-pendant-autumn-bronze-p606793 | HD Supply | 2020 | Yes
LED Lighting | Downlight | Brand Seasons | [5 empty] | Downlight Solid State Retrofit Downlight Solid State Retrofit Seasons® LED Geo Wall Sconce 10.3 Watt 120 Volt Brushed Nickel Geometric Patterned Frosted Glass 6-3/4 x 14-1/4 x 3" 50,000 Average Hour Life Replaces 60W Incandescent 717 Lumens Integrated Warm White LED Array Included 3,000 Kelvin Mfg #LED6040B-35 Seasons® 326736 Wall Sconce, (1) 10.3 W 120 V 717 Lumens Integrated LED Bulb, Brushed Nickel | 2700 | 82 | 650 | 72.2222 | 50000 | 9 | 1 | 53.99 | 53.99 | 63.4403 | 2020Q3 | https://hdsupplysolutions.com/p/lighting-ceiling-fans-00-75/light-fixtures-00-75-15/seasons-326736-wall-sconce-%281%29-103-w-120-v-717-lumens-integrated-led-bulb-brushed-nickel-p326736 | HD Supply | 2020 | Yes
LED Lighting | Downlight | Satco | True |  |  | LED Retrofit Kit |  | Downlight Solid State Retrofit Downlight Solid State Retrofit Home / Fixtures / Downlight / Satco - S29725 - 10.5WLED/RDL/5-6/30K/120V Downlight Retrofit; 5-6"; Wet Location Rated; Energy Star Rated 10.5W LED Retrofit Downlight - 800 Lumens - Warm White (3000K) - 90 CRI - 50000 Hours - 120 to 130V - White Satco - S29725 - 10.5WLED/RDL/5-6/30K/120V | 3000 | 92 | 800 | 76.1905 | 50000 | 10.5 | 1 | 17.93 | 17.93 | 21.0684 | 2020Q3 | https://shop.regencylighting.com/fixtures/downlight/10-5wled-rdl-5-6-30k-120v-s29725.html | Regency Lighting | 2020 | Yes
LED Lighting | Downlight | Green Creative | True |  |  |  |  | Downlight Solid State Retrofit Downlight Solid State Retrofit Home / Fixtures / Downlight / Green Creative - 97766 - 12DL6DIM/930 Suitable for Installation in 5" or 6" Housing; Wet Location Rated 12W LED Retrofit Downlight - 750 Lumens - Warm White (3000K) - 90 CRI - 35000 Hours - E26 (Medium) - 120 to 130V - White Green Creative - 97766 - 12DL6DIM/930 | 3000 | 80 | 750 | 62.5 | 36000 | 12 | 1 | 15.65 | 15.65 | 18.3894 | 2020Q3 | https://shop.regencylighting.com/fixtures/downlight/12dl6dim-930-grc.html | Regency Lighting | 2020 | Yes
LED Lighting | Downlight | Satco | True |  |  |  |  | Downlight Solid State Retrofit Downlight Solid State Retrofit Home / Fixtures / Downlight / Satco - S29472 - 13WLED/DIR/5-6/27K/120V Directional Retrofit Downlight; Gimbaled; 5-6"; Damp Location Rated; Energy Star Rated 13W LED Retrofit Downlight - 800 Lumens - Warm White (2700K) - 90 CRI - 50000 Hours - 120 to 130V - White Satco - S29472 - 13WLED/DIR/5-6/27K/120V | 2700 | 92 | 800 | 61.5385 | 50000 | 13 | 1 | 20.18 | 20.18 | 23.7123 | 2020Q3 | https://shop.regencylighting.com/fixtures/downlight/13wled-dir-5-6-27k-120v-s29472.html | Regency Lighting | 2020 | Yes
LED Lighting | Downlight | Satco | True |  |  |  |  | Downlight Solid State Retrofit Downlight Solid State Retrofit Home / Fixtures / Downlight / Satco - S29474 - 13WLED/DIR/5-6/40K/120V Directional Retrofit Downlight; Gimbaled; 5-6"; Damp Location Rated; Energy Star Rated 13W LED Retrofit Downlight - 800 Lumens - Cool White (4000K) - 90 CRI - 50000 Hours - 120 to 130V - White Satco - S29474 - 13WLED/DIR/5-6/40K/120V | 4000 | 94 | 800 | 61.5385 | 50000 | 13 | 1 | 24.69 | 24.69 | 29.0117 | 2020Q3 | https://shop.regencylighting.com/fixtures/downlight/13wled-dir-5-6-40k-120v-s29474.html | Regency Lighting | 2020 | Yes
LED Lighting | Downlight | Satco | True |  |  | LED Retrofit Kit |  | Downlight Solid State Retrofit Downlight Solid State Retrofit Home / Fixtures / Downlight / Satco - S29741 - 15.5WLED/RDL/5-6/30K/120V Downlight Retrofit; 5-6"; Wet Location Rated; Energy Star Rated 15.5W LED Retrofit Downlight - 1200 Lumens - Warm White (3000K) - 90 CRI - 50000 Hours - 120 to 130V - White Satco - S29741 - 15.5WLED/RDL/5-6/30K/120V | 3000 | 91 | 1200 | 77.4194 | 50000 | 15.5 | 1 | 20.18 | 20.18 | 23.7123 | 2020Q3 | https://shop.regencylighting.com/fixtures/downlight/15-5wled-rdl-5-6-30k-120v-s29741.html | Regency Lighting | 2020 | Yes
LED Lighting | Downlight | Green Creative | False |  |  |  |  | Downlight Recessed Downlight Recessed Home / Fixtures / Downlight / Green Creative - 57870 - 21CDLA6/835/277V/R For Retrofit or New Construction Installation; Universal Housing Compatibility; Suitable for Damp Locations; Adjustable Lumen Output (700/1000/1500) 21W 6" Commercial Downlight - Neutral White (3500K) - 80 CRI - 40000 Hours Green Creative - 57870 - 21CDLA6/835/277V/R | 3500 | 84 | 1500 | 71.4286 | 25000 | 21 | 1 | 53.64 | 53.64 | 63.0291 | 2020Q3 | https://shop.regencylighting.com/fixtures/downlight/21cdla6-835-277v-r-grc.html | Regency Lighting | 2020 | Yes
LED Lighting | Downlight | Green Creative | False |  |  |  |  | Downlight Recessed Downlight Recessed Home / Fixtures / Downlight / Green Creative - 57871 - 21CDLA6/840/277V/R For Retrofit or New Construction Installation; Universal Housing Compatibility; Suitable for Damp Locations; Adjustable Lumen Output (700/1000/1500) 21W 6" Commercial Downlight - Cool White (4000K) - 80 CRI - 40000 Hours Green Creative - 57871 - 21CDLA6/840/277V/R | 4000 | 83 | 1500 | 71.4286 | 25000 | 21 | 1 | 53.64 | 53.64 | 63.0291 | 2020Q3 | https://shop.regencylighting.com/fixtures/downlight/21cdla6-840-277v-r-grc.html | Regency Lighting | 2020 | Yes
LED Lighting | Downlight | Green Creative | [5 empty] | Downlight Recessed Downlight Recessed Home / Fixtures / Downlight / Green Creative - 27CDLA8/840/277V For Retrofit or New Construction Installation; Universal Housing Compatibility; Adjustable Lumen Output - 3 Defined Light Levels; Easy Fit Installation Spring Action Housing Clips 27W LED Retrofit Downlight - 2000 Lumens - Cool White (4000K) - 80 CRI - 40000 Hours - 277V Green Creative - 27CDLA8/840/277V | 4000 | 84 | 2000 | 74.0741 | 25000 | 27 | 6 | 387.3 | 64.55 | 75.8487 | 2020Q3 | https://shop.regencylighting.com/fixtures/downlight/27cdla8-840-277v-grc.html | Regency Lighting | 2020 | Yes
LED Lighting | Downlight | Satco | True |  |  | LED Retrofit Kit |  | Downlight Solid State Retrofit Downlight Solid State Retrofit Home / Fixtures / Downlight / Satco - S29714 - 8.5WLED/RDL/4/30K/120V Downlight Retrofit; 4"; Wet Location Rated; Energy Star Rated 8.5W LED Retrofit Downlight - 600 Lumens - Warm White (3000K) - 90 CRI - 50000 Hours - 120 to 130V - White Satco - S29714 - 8.5WLED/RDL/4/30K/120V | 3000 | 92 | 600 | 70.5882 | 50000 | 8.5 | 1 | 17.93 | 17.93 | 21.0684 | 2020Q3 | https://shop.regencylighting.com/fixtures/downlight/8-5wled-rdl-4-30k-120v-s29714.html | Regency Lighting | 2020 | Yes
LED Lighting | Downlight | Satco | True |  |  |  |  | Downlight Solid State Retrofit Downlight Solid State Retrofit Home / Fixtures / Downlight / Satco - S29465 - 9.5WLED/DIR/4/40/40K/120V Directional Retrofit Downlight; Gimbaled; 4"; Damp Location Rated; Energy Star Rated 9.5W LED Retrofit Downlight - 600 Lumens - Cool White (4000K) - 90 CRI - 50000 Hours - 120 to 130V - White Satco - S29465 - 9.5WLED/DIR/4/40/40K/120V | 4000 | 94 | 600 | 63.1579 | 50000 | 9.5 | 1 | 24.69 | 24.69 | 29.0117 | 2020Q3 | https://shop.regencylighting.com/fixtures/downlight/9-5wled-dir-4-40-40k-120v-s29465.html | Regency Lighting | 2020 | Yes
LED Lighting | Downlight | TCP | True |  |  | LED Retrofit Kit | LED Retrofit Kit | Downlight Solid State Retrofit Downlight Solid State Retrofit Home / Fixtures / Downlight / TCP - L11DR56D3527K95 E26 LED Retrofit Downlight 11W E26 LED Retrofit Downlight - 700 Lumens - Warm White (2700K) - 90 CRI - 35000 Hours - E26 (Medium) - 120 to 130V TCP - L11DR56D3527K95 | 2700 | 91 | 700 | 63.6364 | 35000 | 11 | 1 | 14.19 | 14.19 | 16.6738 | 2020Q3 | https://shop.regencylighting.com/fixtures/downlight/l11dr56d3527k95-tcp.html | Regency Lighting | 2020 | Yes
LED Lighting | Downlight | Sylvania | True |  |  |  |  | Downlight Recessed Downlight Recessed Home / Fixtures / Downlight / Sylvania - 40051 - LED/MD4/650/DIM/927/RP LED 4" Microdisk; Phase Cut Dimmable; Remote Driver; Energy Star Rated; Title 24 Compliant; Wet Location Rated 8.5W LED Microdisk - 650 Lumens - Warm White (2700K) - 90 CRI - 50000 hrs. - 120 to 130V - White Sylvania - 40051 - LED/MD4/650/DIM/927/RP | 2700 | 94 | 650 | 76.4706 | 50000 | 8.5 | 1 | 20.66 | 20.66 | 24.2763 | 2020Q3 | https://shop.regencylighting.com/fixtures/downlight/led-md4-650-dim-927-rp-40051.html | Regency Lighting | 2020 | Yes
LED Lighting | Downlight | Sylvania | True |  |  |  |  | Downlight Recessed Downlight Recessed Home / Fixtures / Downlight / Sylvania - 40052 - LED/MD4/650/DIM/930/RP LED 4" Microdisk; Phase Cut Dimmable; Remote Driver; Energy Star Rated; Title 24 Compliant; Wet Location Rated 8.5W LED Microdisk - 650 Lumens - Warm White (3000K) - 90 CRI - 50000 hrs. - 120 to 130V - White Sylvania - 40052 - LED/MD4/650/DIM/930/RP | 3000 | 94 | 650 | 76.4706 | 50000 | 8.5 | 1 | 21.11 | 21.11 | 24.8051 | 2020Q3 | https://shop.regencylighting.com/fixtures/downlight/led-md4-650-dim-930-rp-40052.html | Regency Lighting | 2020 | Yes
LED Lighting | Downlight | Sylvania | True | Daylighting/Photocell, |  |  |  | Downlight Recessed Downlight Recessed Home / Fixtures / Downlight / Sylvania - 40054 - LED/MD4/650/DIM/950/RP LED 4" Microdisk; Phase Cut Dimmable; Remote Driver; Energy Star Rated; Title 24 Compliant; Wet Location Rated 8.5W LED Microdisk - 650 Lumens - Daylight (5000K) - 90 CRI - 50000 hrs. - 120 to 130V - White Sylvania - 40054 - LED/MD4/650/DIM/950/RP | 5000 | 93 | 650 | 76.4706 | 50000 | 8.5 | 1 | 21.11 | 21.11 | 24.8051 | 2020Q3 | https://shop.regencylighting.com/fixtures/downlight/led-md4-650-dim-950-rp-40054.html | Regency Lighting | 2020 | Yes
LED Lighting | Downlight | Sylvania | True |  |  |  |  | Downlight Recessed Downlight Recessed Home / Fixtures / Downlight / Sylvania - 75030 - LED/MD4/700/830/UNV LED 4" Microdisk; Dimmable; Remote Driver; Energy Star Rated LED Microdisk - 700 Lumens - Warm White (3000K) - 80 CRI - 120 to 277V (Universal) - White Sylvania - 75030 - LED/MD4/700/830/UNV | 3000 | 85 | 700 | 87.5 | 50000 | 8 | 1 | 21.47 | 21.47 | 25.2281 | 2020Q3 | https://shop.regencylighting.com/fixtures/downlight/led-md4-700-830-unv-75030.html | Regency Lighting | 2020 | Yes
LED Lighting | Downlight | Sylvania | True |  |  |  |  | Downlight Recessed Downlight Recessed Home / Fixtures / Downlight / Sylvania - 75032 - LED/MD6/1100/830/UNV LED Microdisk LED Microdisk - Warm White (3000K) - 50000 Hours - 120 to 130V Sylvania - 75032 - LED/MD6/1100/830/UNV | 3000 | 85 | 1100 | 84.6154 | 50000 | 13 | 1 | 19.35 | 19.35 | 22.737 | 2020Q3 | https://shop.regencylighting.com/fixtures/downlight/led-md6-1100-830-unv-75032.html | Regency Lighting | 2020 | Yes
LED Lighting | Downlight | Satco | True |  |  | LED Retrofit Kit |  | Downlight Solid State Retrofit Downlight Solid State Retrofit Home / Fixtures / Downlight / LED Retrofit Kits / Satco - S29725 - 10.5WLED/RDL/5-6/30K/120V Downlight Retrofit; 5-6"; Wet Location Rated; Energy Star Rated 10.5W LED Retrofit Downlight - 800 Lumens - Warm White (3000K) - 90 CRI - 50000 Hours - 120 to 130V - White Satco - S29725 - 10.5WLED/RDL/5-6/30K/120V | 3000 | 92 | 800 | 76.1905 | 50000 | 10.5 | 1 | 17.93 | 17.93 | 21.0684 | 2020Q3 | https://shop.regencylighting.com/fixtures/downlight/led-retrofit-kits/10-5wled-rdl-5-6-30k-120v-s29725.html | Regency Lighting | 2020 | Yes
LED Lighting | Downlight | Green Creative | True |  |  |  |  | Downlight Solid State Retrofit Downlight Solid State Retrofit Home / Fixtures / Downlight / LED Retrofit Kits / Green Creative - 97766 - 12DL6DIM/930 Suitable for Installation in 5" or 6" Housing; Wet Location Rated 12W LED Retrofit Downlight - 750 Lumens - Warm White (3000K) - 90 CRI - 35000 Hours - E26 (Medium) - 120 to 130V - White Green Creative - 97766 - 12DL6DIM/930 | 3000 | 80 | 750 | 62.5 | 36000 | 12 | 1 | 15.65 | 15.65 | 18.3894 | 2020Q3 | https://shop.regencylighting.com/fixtures/downlight/led-retrofit-kits/12dl6dim-930-grc.html | Regency Lighting | 2020 | Yes
LED Lighting | Downlight | Satco | True |  |  |  |  | Downlight Solid State Retrofit Downlight Solid State Retrofit Home / Fixtures / Downlight / LED Retrofit Kits / Satco - S29472 - 13WLED/DIR/5-6/27K/120V Directional Retrofit Downlight; Gimbaled; 5-6"; Damp Location Rated; Energy Star Rated 13W LED Retrofit Downlight - 800 Lumens - Warm White (2700K) - 90 CRI - 50000 Hours - 120 to 130V - White Satco - S29472 - 13WLED/DIR/5-6/27K/120V | 2700 | 92 | 800 | 61.5385 | 50000 | 13 | 1 | 20.18 | 20.18 | 23.7123 | 2020Q3 | https://shop.regencylighting.com/fixtures/downlight/led-retrofit-kits/13wled-dir-5-6-27k-120v-s29472.html | Regency Lighting | 2020 | Yes
LED Lighting | Downlight | Satco | True |  |  |  |  | Downlight Solid State Retrofit Downlight Solid State Retrofit Home / Fixtures / Downlight / LED Retrofit Kits / Satco - S29474 - 13WLED/DIR/5-6/40K/120V Directional Retrofit Downlight; Gimbaled; 5-6"; Damp Location Rated; Energy Star Rated 13W LED Retrofit Downlight - 800 Lumens - Cool White (4000K) - 90 CRI - 50000 Hours - 120 to 130V - White Satco - S29474 - 13WLED/DIR/5-6/40K/120V | 4000 | 94 | 800 | 61.5385 | 50000 | 13 | 1 | 24.69 | 24.69 | 29.0117 | 2020Q3 | https://shop.regencylighting.com/fixtures/downlight/led-retrofit-kits/13wled-dir-5-6-40k-120v-s29474.html | Regency Lighting | 2020 | Yes
LED Lighting | Downlight | Satco | True |  |  | LED Retrofit Kit |  | Downlight Solid State Retrofit Downlight Solid State Retrofit Home / Fixtures / Downlight / LED Retrofit Kits / Satco - S29741 - 15.5WLED/RDL/5-6/30K/120V Downlight Retrofit; 5-6"; Wet Location Rated; Energy Star Rated 15.5W LED Retrofit Downlight - 1200 Lumens - Warm White (3000K) - 90 CRI - 50000 Hours - 120 to 130V - White Satco - S29741 - 15.5WLED/RDL/5-6/30K/120V | 3000 | 91 | 1200 | 77.4194 | 50000 | 15.5 | 1 | 20.18 | 20.18 | 23.7123 | 2020Q3 | https://shop.regencylighting.com/fixtures/downlight/led-retrofit-kits/15-5wled-rdl-5-6-30k-120v-s29741.html | Regency Lighting | 2020 | Yes
LED Lighting | Downlight | Green Creative | False |  |  |  |  | Downlight Recessed Downlight Recessed Home / Fixtures / Downlight / LED Retrofit Kits / Green Creative - 57870 - 21CDLA6/835/277V/R For Retrofit or New Construction Installation; Universal Housing Compatibility; Suitable for Damp Locations; Adjustable Lumen Output (700/1000/1500) 21W 6" Commercial Downlight - Neutral White (3500K) - 80 CRI - 40000 Hours Green Creative - 57870 - 21CDLA6/835/277V/R | 3500 | 84 | 1500 | 71.4286 | 25000 | 21 | 1 | 53.64 | 53.64 | 63.0291 | 2020Q3 | https://shop.regencylighting.com/fixtures/downlight/led-retrofit-kits/21cdla6-835-277v-r-grc.html | Regency Lighting | 2020 | Yes
LED Lighting | Downlight | Green Creative | False |  |  |  |  | Downlight Recessed Downlight Recessed Home / Fixtures / Downlight / LED Retrofit Kits / Green Creative - 57871 - 21CDLA6/840/277V/R For Retrofit or New Construction Installation; Universal Housing Compatibility; Suitable for Damp Locations; Adjustable Lumen Output (700/1000/1500) 21W 6" Commercial Downlight - Cool White (4000K) - 80 CRI - 40000 Hours Green Creative - 57871 - 21CDLA6/840/277V/R | 4000 | 83 | 1500 | 71.4286 | 25000 | 21 | 1 | 53.64 | 53.64 | 63.0291 | 2020Q3 | https://shop.regencylighting.com/fixtures/downlight/led-retrofit-kits/21cdla6-840-277v-r-grc.html | Regency Lighting | 2020 | Yes
LED Lighting | Downlight | Green Creative | [5 empty] | Downlight Recessed Downlight Recessed Home / Fixtures / Downlight / LED Retrofit Kits / Green Creative - 27CDLA8/840/277V For Retrofit or New Construction Installation; Universal Housing Compatibility; Adjustable Lumen Output - 3 Defined Light Levels; Easy Fit Installation Spring Action Housing Clips 27W LED Retrofit Downlight - 2000 Lumens - Cool White (4000K) - 80 CRI - 40000 Hours - 277V Green Creative - 27CDLA8/840/277V | 4000 | 84 | 2000 | 74.0741 | 25000 | 27 | 6 | 387.3 | 64.55 | 75.8487 | 2020Q3 | https://shop.regencylighting.com/fixtures/downlight/led-retrofit-kits/27cdla8-840-277v-grc.html | Regency Lighting | 2020 | Yes
LED Lighting | Downlight | Satco | True |  |  | LED Retrofit Kit |  | Downlight Solid State Retrofit Downlight Solid State Retrofit Home / Fixtures / Downlight / LED Retrofit Kits / Satco - S29714 - 8.5WLED/RDL/4/30K/120V Downlight Retrofit; 4"; Wet Location Rated; Energy Star Rated 8.5W LED Retrofit Downlight - 600 Lumens - Warm White (3000K) - 90 CRI - 50000 Hours - 120 to 130V - White Satco - S29714 - 8.5WLED/RDL/4/30K/120V | 3000 | 92 | 600 | 70.5882 | 50000 | 8.5 | 1 | 17.93 | 17.93 | 21.0684 | 2020Q3 | https://shop.regencylighting.com/fixtures/downlight/led-retrofit-kits/8-5wled-rdl-4-30k-120v-s29714.html | Regency Lighting | 2020 | Yes
LED Lighting | Downlight | Satco | True |  |  |  |  | Downlight Solid State Retrofit Downlight Solid State Retrofit Home / Fixtures / Downlight / LED Retrofit Kits / Satco - S29465 - 9.5WLED/DIR/4/40/40K/120V Directional Retrofit Downlight; Gimbaled; 4"; Damp Location Rated; Energy Star Rated 9.5W LED Retrofit Downlight - 600 Lumens - Cool White (4000K) - 90 CRI - 50000 Hours - 120 to 130V - White Satco - S29465 - 9.5WLED/DIR/4/40/40K/120V | 4000 | 94 | 600 | 63.1579 | 50000 | 9.5 | 1 | 24.69 | 24.69 | 29.0117 | 2020Q3 | https://shop.regencylighting.com/fixtures/downlight/led-retrofit-kits/9-5wled-dir-4-40-40k-120v-s29465.html | Regency Lighting | 2020 | Yes
LED Lighting | Downlight | TCP | True |  |  | LED Retrofit Kit | LED Retrofit Kit | Downlight Solid State Retrofit Downlight Solid State Retrofit Home / Fixtures / Downlight / LED Retrofit Kits / TCP - L11DR56D3527K95 E26 LED Retrofit Downlight 11W E26 LED Retrofit Downlight - 700 Lumens - Warm White (2700K) - 90 CRI - 35000 Hours - E26 (Medium) - 120 to 130V TCP - L11DR56D3527K95 | 2700 | 91 | 700 | 63.6364 | 35000 | 11 | 1 | 14.19 | 14.19 | 16.6738 | 2020Q3 | https://shop.regencylighting.com/fixtures/downlight/led-retrofit-kits/l11dr56d3527k95-tcp.html | Regency Lighting | 2020 | Yes
LED Lighting | Downlight | Sylvania | True |  |  |  |  | Downlight Recessed Downlight Recessed Home / Fixtures / Downlight / LED Retrofit Kits / Sylvania - 40051 - LED/MD4/650/DIM/927/RP LED 4" Microdisk; Phase Cut Dimmable; Remote Driver; Energy Star Rated; Title 24 Compliant; Wet Location Rated 8.5W LED Microdisk - 650 Lumens - Warm White (2700K) - 90 CRI - 50000 hrs. - 120 to 130V - White Sylvania - 40051 - LED/MD4/650/DIM/927/RP | 2700 | 94 | 650 | 76.4706 | 50000 | 8.5 | 1 | 20.66 | 20.66 | 24.2763 | 2020Q3 | https://shop.regencylighting.com/fixtures/downlight/led-retrofit-kits/led-md4-650-dim-927-rp-40051.html | Regency Lighting | 2020 | Yes
LED Lighting | Downlight | Sylvania | True |  |  |  |  | Downlight Recessed Downlight Recessed Home / Fixtures / Downlight / LED Retrofit Kits / Sylvania - 40052 - LED/MD4/650/DIM/930/RP LED 4" Microdisk; Phase Cut Dimmable; Remote Driver; Energy Star Rated; Title 24 Compliant; Wet Location Rated 8.5W LED Microdisk - 650 Lumens - Warm White (3000K) - 90 CRI - 50000 hrs. - 120 to 130V - White Sylvania - 40052 - LED/MD4/650/DIM/930/RP | 3000 | 94 | 650 | 76.4706 | 50000 | 8.5 | 1 | 21.11 | 21.11 | 24.8051 | 2020Q3 | https://shop.regencylighting.com/fixtures/downlight/led-retrofit-kits/led-md4-650-dim-930-rp-40052.html | Regency Lighting | 2020 | Yes
LED Lighting | Downlight | Sylvania | True | Daylighting/Photocell, |  |  |  | Downlight Recessed Downlight Recessed Home / Fixtures / Downlight / LED Retrofit Kits / Sylvania - 40054 - LED/MD4/650/DIM/950/RP LED 4" Microdisk; Phase Cut Dimmable; Remote Driver; Energy Star Rated; Title 24 Compliant; Wet Location Rated 8.5W LED Microdisk - 650 Lumens - Daylight (5000K) - 90 CRI - 50000 hrs. - 120 to 130V - White Sylvania - 40054 - LED/MD4/650/DIM/950/RP | 5000 | 93 | 650 | 76.4706 | 50000 | 8.5 | 1 | 21.11 | 21.11 | 24.8051 | 2020Q3 | https://shop.regencylighting.com/fixtures/downlight/led-retrofit-kits/led-md4-650-dim-950-rp-40054.html | Regency Lighting | 2020 | Yes
LED Lighting | Downlight | Sylvania | True |  |  |  |  | Downlight Recessed Downlight Recessed Home / Fixtures / Downlight / LED Retrofit Kits / Sylvania - 75030 - LED/MD4/700/830/UNV LED 4" Microdisk; Dimmable; Remote Driver; Energy Star Rated LED Microdisk - 700 Lumens - Warm White (3000K) - 80 CRI - 120 to 277V (Universal) - White Sylvania - 75030 - LED/MD4/700/830/UNV | 3000 | 85 | 700 | 87.5 | 50000 | 8 | 1 | 21.47 | 21.47 | 25.2281 | 2020Q3 | https://shop.regencylighting.com/fixtures/downlight/led-retrofit-kits/led-md4-700-830-unv-75030.html | Regency Lighting | 2020 | Yes
LED Lighting | Downlight | Sylvania | True |  |  |  |  | Downlight Recessed Downlight Recessed Home / Fixtures / Downlight / LED Retrofit Kits / Sylvania - 75032 - LED/MD6/1100/830/UNV LED Microdisk LED Microdisk - Warm White (3000K) - 50000 Hours - 120 to 130V Sylvania - 75032 - LED/MD6/1100/830/UNV | 3000 | 85 | 1100 | 84.6154 | 50000 | 13 | 1 | 19.35 | 19.35 | 22.737 | 2020Q3 | https://shop.regencylighting.com/fixtures/downlight/led-retrofit-kits/led-md6-1100-830-unv-75032.html | Regency Lighting | 2020 | Yes
LED Lighting | Downlight | Sylvania | True |  |  |  |  | Downlight Recessed Downlight Recessed Home / Fixtures / Downlight / LED Retrofit Kits / Sylvania - 75228 - LED/RT/5/6/HO/700/827 Downlights Housings with Compact Fluorescent Pin-Base Lamps 8W LED Retrofit Downlight - 700 Lumens - Warm White (2700K) - 82 CRI - 50000 Hours Sylvania - 75228 - LED/RT/5/6/HO/700/827 | 2700 | 82 | 700 | 87.5 | 50000 | 8 | 2 | 84.76 | 42.38 | 49.7981 | 2020Q3 | https://shop.regencylighting.com/fixtures/downlight/led-retrofit-kits/led-rt-5-6-ho-700-827-75228.html | Regency Lighting | 2020 | Yes
LED Lighting | Downlight | Sylvania | [5 empty] | Downlight Recessed Downlight Recessed Home / Fixtures / Downlight / LED Retrofit Kits / Sylvania - 75229 - LED/RT/5/6/HO/700/830 LED Recessed Downlight Kit LED Recessed Downlight Kit - Warm White (3000K) - 50000 Hours - 120 to 277V (Universal) Sylvania - 75229 - LED/RT/5/6/HO/700/830 | 2700 | 82 | 700 | 87.5 | 50000 | 8 | 1 | 42.05 | 42.05 | 49.4104 | 2020Q3 | https://shop.regencylighting.com/fixtures/downlight/led-retrofit-kits/led-rt-5-6-ho-700-830-75229.html | Regency Lighting | 2020 | Yes
LED Lighting | Downlight | Sylvania |  |  | Special |  |  | Downlight Recessed Downlight Recessed Home / Fixtures / Downlight / LED Retrofit Kits / Sylvania - 75231 - LED/RT/5/6/HO/700/840 Dry, Damp, or Wet Location; Fits Standard 5" and 6" Mounting Frame; Replaces 13 Watt CFL 8W Recessed Downlight Kit - 700 Lumens - Cool White (4000K) - 50000 Hours - E26 (Medium) - 120 to 277V (Universal) Sylvania - 75231 - LED/RT/5/6/HO/700/840 | 2700 | 82 | 700 | 87.5 | 50000 | 8 | 1 | 214.83 | 214.83 | 252.4336 | 2020Q3 | https://shop.regencylighting.com/fixtures/downlight/led-retrofit-kits/led-rt-5-6-ho-700-840-75231.html | Regency Lighting | 2020 | Yes
LED Lighting | Downlight | Sylvania | True |  |  |  |  | Downlight Solid State Retrofit Downlight Solid State Retrofit Home / Fixtures / Downlight / LED Retrofit Kits / Sylvania - 70387 - LED/RT4/G/600/827 2700 K 9W LED Retrofit Downlight - 600 Lumens - Warm White (2700K) - 80 CRI - 50000 Hours Sylvania - 70387 - LED/RT4/G/600/827 | 2700 | 83 | 600 | 66.6667 | 50000 | 9 | 4 | 156.4 | 39.1 | 45.944 | 2020Q3 | https://shop.regencylighting.com/fixtures/downlight/led-retrofit-kits/led-rt4-g-600-827-70387.html | Regency Lighting | 2020 | Yes
LED Lighting | Downlight | Sylvania | True |  |  |  |  | Downlight Solid State Retrofit Downlight Solid State Retrofit Home / Fixtures / Downlight / LED Retrofit Kits / Sylvania - 70395 - LED/RT4/G/600/830 LED Recessed Downlight Kit LED Recessed Downlight Kit - Warm White (3000K) - 50000 Hours - 120 to 130V - White (Trim) Sylvania - 70395 - LED/RT4/G/600/830 | 3000 | 82 | 600 | 66.6667 | 50000 | 9 | 1 | 39.1 | 39.1 | 45.944 | 2020Q3 | https://shop.regencylighting.com/fixtures/downlight/led-retrofit-kits/led-rt4-g-600-830-70395.html | Regency Lighting | 2020 | Yes
LED Lighting | Downlight | Sylvania | True |  |  |  | Other | Downlight Solid State Retrofit Downlight Solid State Retrofit Home / Fixtures / Downlight / LED Retrofit Kits / Sylvania - 73466 - LED/RT5/6/G/900/827/FL80/RP Airtight and Non IC Incandescent Downlights Housing 13W LED Retrofit Downlight - 900 Lumens - Warm White (2700K) - 80 CRI - 50000 Hours Sylvania - 73466 - LED/RT5/6/G/900/827/FL80/RP | 2700 | 84 | 900 | 69.2308 | 50000 | 13 | 4 | 156.36 | 39.09 | 45.9323 | 2020Q3 | https://shop.regencylighting.com/fixtures/downlight/led-retrofit-kits/led-rt5-6-g-900-827-fl80-rp-73466.html | Regency Lighting | 2020 | Yes
LED Lighting | Downlight | Sylvania |  |  |  |  | Other | Downlight Solid State Retrofit Downlight Solid State Retrofit Home / Fixtures / Downlight / LED Retrofit Kits / Sylvania - 73467 - LED/RT5/6/G/900/830 Downlight LED Retrofit Downlight LED Retrofit - Warm White (3000K) Sylvania - 73467 - LED/RT5/6/G/900/830 | 3000 | 85 | 900 | 69.2308 | 50000 | 13 | 1 | 39.09 | 39.09 | 45.9323 | 2020Q3 | https://shop.regencylighting.com/fixtures/downlight/led-retrofit-kits/led-rt5-6-g-900-830-73467.html | Regency Lighting | 2020 | Yes
LED Lighting | Downlight | Sylvania | True |  |  | LED Retrofit Kit | LED Retrofit Kit | Downlight Recessed Downlight Recessed Home / Fixtures / Downlight / LED Retrofit Kits / Sylvania - 75137 - LED/RT5/6/HO/900/827 Downlights Housings with Compact Fluorescent Pin-Base Lamps 13W LED Retrofit Downlight - 900 Lumens - Warm White (2700K) - 81 CRI - 50000 Hours Sylvania - 75137 - LED/RT5/6/HO/900/827 | 2700 | 83 | 960 | 95.0495 | 56000 | 10.1 | 2 | 90.54 | 45.27 | 53.194 | 2020Q3 | https://shop.regencylighting.com/fixtures/downlight/led-retrofit-kits/led-rt5-6-ho-900-827-75137.html | Regency Lighting | 2020 | Yes
LED Lighting | Downlight | Sylvania | True |  |  | LED Retrofit Kit | LED Retrofit Kit | Downlight Recessed Downlight Recessed Home / Fixtures / Downlight / LED Retrofit Kits / Sylvania - 75138 - LED/RT5/6/HO/900/830 Downlights Housings with Compact Fluorescent Pin-Base Lamps 13W LED Retrofit Downlight - 900 Lumens - Warm White (3000K) - 81 CRI - 50000 Hours Sylvania - 75138 - LED/RT5/6/HO/900/830 | 3000 | 83 | 965 | 100.5208 | 56000 | 9.6 | 2 | 91.66 | 45.83 | 53.852 | 2020Q3 | https://shop.regencylighting.com/fixtures/downlight/led-retrofit-kits/led-rt5-6-ho-900-830-75138.html | Regency Lighting | 2020 | Yes
LED Lighting | Downlight | Sylvania | True |  |  | LED Retrofit Kit | LED Retrofit Kit | Downlight Recessed Downlight Recessed Home / Fixtures / Downlight / LED Retrofit Kits / Sylvania - 75140 - LED/RT5/6/HO/900/835 Downlights Housings with Compact Fluorescent Pin-Base Lamps 13W LED Retrofit Downlight - 900 Lumens - Neutral White (3500K) - 81 CRI - 50000 Hours Sylvania - 75140 - LED/RT5/6/HO/900/835 | 3500 | 85 | 983 | 103.4737 | 56000 | 9.5 | 2 | 91.66 | 45.83 | 53.852 | 2020Q3 | https://shop.regencylighting.com/fixtures/downlight/led-retrofit-kits/led-rt5-6-ho-900-835-75140.html | Regency Lighting | 2020 | Yes
LED Lighting | Downlight | Sylvania | True |  |  | LED Retrofit Kit | LED Retrofit Kit | Downlight Recessed Downlight Recessed Home / Fixtures / Downlight / LED Retrofit Kits / Sylvania - 75139 - LED/RT5/6/HO/900/840 Downlights Housings with Compact Fluorescent Pin-Base Lamps 13W LED Retrofit Downlight - 900 Lumens - Cool White (4000K) - 82 CRI - 50000 Hours Sylvania - 75139 - LED/RT5/6/HO/900/840 | 4000 | 84 | 900 | 69.2308 | 50000 | 13 | 2 | 91.66 | 45.83 | 53.852 | 2020Q3 | https://shop.regencylighting.com/fixtures/downlight/led-retrofit-kits/led-rt5-6-ho-900-840-75139.html | Regency Lighting | 2020 | Yes
LED Lighting | Downlight | Sylvania | [5 empty] | Downlight Recessed Downlight Recessed Home / Fixtures / Downlight / LED Retrofit Kits / Sylvania - 75397 - LED/RT8/2000/830/347V Downlight LED Retrofit 23W Downlight LED Retrofit - 2000 Lumens - Warm White (3000K) - 82 CRI - 50000 Hours - 347V Sylvania - 75397 - LED/RT8/2000/830/347V | 3000 | 84 | 2000 | 83.3333 | 50000 | 24 | 1 | 133.16 | 133.16 | 156.4681 | 2020Q3 | https://shop.regencylighting.com/fixtures/downlight/led-retrofit-kits/led-rt8-2000-830-347v-75397.html | Regency Lighting | 2020 | Yes
LED Lighting | Downlight | Sylvania | [5 empty] | Downlight Recessed Downlight Recessed Home / Fixtures / Downlight / LED Retrofit Kits / Sylvania - 75398 - LED/RT8/2000/840/347V Downlight LED Retrofit 23W Downlight LED Retrofit - 2000 Lumens - Cool White (4000K) - 82 CRI - 50000 Hours - 347V Sylvania - 75398 - LED/RT8/2000/840/347V | 3000 | 84 | 2000 | 83.3333 | 54000 | 24 | 1 | 133.16 | 133.16 | 156.4681 | 2020Q3 | https://shop.regencylighting.com/fixtures/downlight/led-retrofit-kits/led-rt8-2000-840-347v-75398.html | Regency Lighting | 2020 | Yes
LED Lighting | Downlight | Sylvania | True |  |  |  |  | Downlight Recessed Downlight Recessed Home / Fixtures / Downlight / LED Retrofit Kits / Sylvania - 74468 - LED/RT8/2000/840 LED Downlight LED Downlight - Cool White (4000K) - 50000 Hours - 120 to 277V (Universal) Sylvania - 74468 - LED/RT8/2000/840 | 4000 | 84 | 2000 | 83.3333 | 59000 | 24 | 1 | 88.4 | 88.4 | 103.8734 | 2020Q3 | https://shop.regencylighting.com/fixtures/downlight/led-retrofit-kits/led-rt8-2000-840-74468.html | Regency Lighting | 2020 | Yes
LED Lighting | Downlight | Sylvania | False | Daylighting/Photocell, |  |  |  | Downlight Recessed Downlight Recessed Home / Fixtures / Downlight / LED Retrofit Kits / Sylvania - 75399 - LED/RT8/2000/850/347V 8" Recessed Downlight Kit; Suitable for Wet Locations; Integrated White Trim, Baffle, Reflector, and Metal Conduit Adapter 23W LED Downlight Retrofit - 2000 Lumens - Daylight (5000K) - 82 CRI - 50000 hrs. - 347V Sylvania - 75399 - LED/RT8/2000/850/347V | 3000 | 84 | 2000 | 83.3333 | 54000 | 24 | 1 | 81.29 | 81.29 | 95.5189 | 2020Q3 | https://shop.regencylighting.com/fixtures/downlight/led-retrofit-kits/led-rt8-2000-850-347v-75399.html | Regency Lighting | 2020 | Yes
LED Lighting | Downlight | Sylvania | True |  |  |  |  | Downlight Recessed Downlight Recessed Home / Fixtures / Downlight / LED Retrofit Kits / Sylvania - 72625 - LED/RT8/3000/930 Low Voltage Dimmable 40W LED Retrofit Downlight - 3000 Lumens - Warm White (3000K) - 80 CRI - 50000 Hours Sylvania - 72625 - LED/RT8/3000/930 | 3000 | 95 | 3000 | 75 | 50000 | 40 | 4 | 464.68 | 116.17 | 136.5042 | 2020Q3 | https://shop.regencylighting.com/fixtures/downlight/led-retrofit-kits/led-rt8-3000-930-72625.html | Regency Lighting | 2020 | Yes
LED Lighting | Downlight | Sylvania | True |  |  |  |  | Downlight Recessed Downlight Recessed Home / Fixtures / Downlight / LED Retrofit Kits / Sylvania - 72626 - LED/RT8/3000/935 LED Recessed Downlight Kit LED Recessed Downlight Kit - Neutral White (3500K) - 50000 Hours - 120 to 277V (Universal) Sylvania - 72626 - LED/RT8/3000/935 | 3500 | 95 | 3000 | 75 | 36000 | 40 | 1 | 116.17 | 116.17 | 136.5042 | 2020Q3 | https://shop.regencylighting.com/fixtures/downlight/led-retrofit-kits/led-rt8-3000-935-72626.html | Regency Lighting | 2020 | Yes
LED Lighting | Downlight | Sylvania | True |  |  |  |  | Downlight Recessed Downlight Recessed Home / Fixtures / Downlight / LED Retrofit Kits / Sylvania - 79740 - LED/RT8/5000/830 Low Voltage Dimmable 55W LED Retrofit Downlight - 5000 Lumens - Warm White (3000K) - 82 CRI - 50000 Hours Sylvania - 79740 - LED/RT8/5000/830 | 3000 | 84 | 5000 | 92.5926 | 50000 | 54 | 1 | 150.55 | 150.55 | 176.9021 | 2020Q3 | https://shop.regencylighting.com/fixtures/downlight/led-retrofit-kits/led-rt8-5000-830-79740.html | Regency Lighting | 2020 | Yes
LED Lighting | Downlight | TCP | True |  |  | LED Retrofit Kit | LED Retrofit Kit | Downlight Solid State Retrofit Downlight Solid State Retrofit Home / Fixtures / Downlight / LED Retrofit Kits / TCP - LED10DR427K Damp Location 10W LED Retrofit Downlight - 750 Lumens - Warm White (2700K) - 80 CRI - 35000 Hours - White TCP - LED10DR427K | 2700 | 82 | 750 | 75 | 35000 | 10 | 1 | 14.18 | 14.18 | 16.662 | 2020Q3 | https://shop.regencylighting.com/fixtures/downlight/led-retrofit-kits/led10dr427k-tcp.html | Regency Lighting | 2020 | Yes
LED Lighting | Downlight | TCP | True |  |  | LED Retrofit Kit | LED Retrofit Kit | Downlight Solid State Retrofit Downlight Solid State Retrofit Home / Fixtures / Downlight / LED Retrofit Kits / TCP - LED11DR5627K Indoor 11W LED Retrofit Downlight - 800 Lumens - Warm White (2700K) - 80 CRI - 35000 Hours - White TCP - LED11DR5627K | 2700 | 83 | 850 | 89.4737 | 35000 | 9.5 | 24 | 378.48 | 15.77 | 18.5304 | 2020Q3 | https://shop.regencylighting.com/fixtures/downlight/led-retrofit-kits/led11dr5627k-tcp.html | Regency Lighting | 2020 | Yes
LED Lighting | Downlight | TCP | True |  |  | LED Retrofit Kit |  | Downlight Solid State Retrofit Downlight Solid State Retrofit Home / Fixtures / Downlight / LED Retrofit Kits / TCP - LED14DR5627K Damp Location 14W LED Retrofit Downlight - 1250 Lumens - Warm White (2700K) - 80 CRI - 35000 Hours - White TCP - LED14DR5627K | 2700 | 82 | 1250 | 104.1667 | 35000 | 12 | 6 | 101.34 | 16.89 | 19.8464 | 2020Q3 | https://shop.regencylighting.com/fixtures/downlight/led-retrofit-kits/led14dr5627k-tcp.html | Regency Lighting | 2020 | Yes
LED Lighting | Downlight | TCP | True |  |  | LED Retrofit Kit |  | Downlight Solid State Retrofit Downlight Solid State Retrofit Home / Fixtures / Downlight / LED Retrofit Kits / TCP - LED14DR5627K95 Damp Location 14W LED Retrofit Downlight - 700 Lumens - Warm White (2700K) - 90 CRI - 35000 Hours - White TCP - LED14DR5627K95 | 2700 | 82 | 1250 | 104.1667 | 35000 | 12 | 1 | 18.57 | 18.57 | 21.8205 | 2020Q3 | https://shop.regencylighting.com/fixtures/downlight/led-retrofit-kits/led14dr5627k95-tcp.html | Regency Lighting | 2020 | Yes
LED Lighting | Downlight | Sylvania |  |  |  |  | LED Retrofit Kit | Downlight Solid State Retrofit Downlight Solid State Retrofit Home / Fixtures / Downlight / LED Retrofit Kits / Sylvania - 75046 - LEDLD1100950FL120 Downlight LED Retrofit Downlight LED Retrofit Sylvania - 75046 - LEDLD1100950FL120 | 5000 | 97 | 1100 | 84.6154 | 50000 | 13 | 1 | 20.39 | 20.39 | 23.959 | 2020Q3 | https://shop.regencylighting.com/fixtures/downlight/led-retrofit-kits/ledld1100950fl120-75046.html | Regency Lighting | 2020 | Yes
LED Lighting | Downlight | Sylvania |  |  |  |  | LED Retrofit Kit | Downlight Solid State Retrofit Downlight Solid State Retrofit Home / Fixtures / Downlight / LED Retrofit Kits / Sylvania - 75044 - LEDLD900930FL120 Wet Rated for indoor/outdoor applications 13W Surface Mount Lightdisk - 900 Lumens - Warm White (3000K) - 90 CRI - 50000 Hours - E26 (Medium) - 120 to 130V - White Sylvania - 75044 - LEDLD900930FL120 | 3000 | 92 | 900 | 69.2308 | 50000 | 13 | 1 | 26.26 | 26.26 | 30.8565 | 2020Q3 | https://shop.regencylighting.com/fixtures/downlight/led-retrofit-kits/ledld900930fl120-75044.html | Regency Lighting | 2020 | Yes
LED Lighting | Downlight | Sylvania |  |  |  |  | LED Retrofit Kit | Downlight Solid State Retrofit Downlight Solid State Retrofit Home / Fixtures / Downlight / LED Retrofit Kits / Sylvania - 75045 - LEDLD900930FL120RP Surface Mount Lightdisk Surface Mount Lightdisk - Warm White (3000K) - 50000 Hours - 120 to 130V Sylvania - 75045 - LEDLD900930FL120RP | 3000 | 92 | 900 | 69.2308 | 50000 | 13 | 1 | 20.77 | 20.77 | 24.4056 | 2020Q3 | https://shop.regencylighting.com/fixtures/downlight/led-retrofit-kits/ledld900930fl120rp-75045.html | Regency Lighting | 2020 | Yes
LED Lighting | Downlight | Sylvania | True |  |  |  | LED Retrofit Kit | Downlight Solid State Retrofit Downlight Solid State Retrofit Home / Fixtures / Downlight / LED Retrofit Kits / Sylvania - 74285 - LEDRT4600927FL80 Replacement For 50w R20 Incandescent Lamps, Beam Angle:80()(), Suitable For Indoor and Outdoor Dry, Damp and Wet Locations, Integrated White Trim and White Baffle Reflector, Medium Base Socket Adaptor Included For Direct Replacement 9W LED Retrofit Downlight - 600 Lumens - Warm White (2700K) - 90 CRI - 50000 Hours Sylvania - 74285 - LEDRT4600927FL80 | 2700 | 90 | 600 | 66.6667 | 50000 | 9 | 1 | 19.89 | 19.89 | 23.3715 | 2020Q3 | https://shop.regencylighting.com/fixtures/downlight/led-retrofit-kits/ledrt4600927fl80-74285.html | Regency Lighting | 2020 | Yes
LED Lighting | Downlight | Sylvania |  |  |  |  | LED Retrofit Kit | Downlight Solid State Retrofit Downlight Solid State Retrofit Home / Fixtures / Downlight / LED Retrofit Kits / Sylvania - 74286 - LEDRT4600930FL80 LED Recessed Downlight Kit LED Recessed Downlight Kit - Warm White (3000K) - 50000 Hours - 120 to 130V - White (Trim) Sylvania - 74286 - LEDRT4600930FL80 | 3000 | 92 | 600 | 66.6667 | 50000 | 9 | 1 | 19.89 | 19.89 | 23.3715 | 2020Q3 | https://shop.regencylighting.com/fixtures/downlight/led-retrofit-kits/ledrt4600930fl80-74286.html | Regency Lighting | 2020 | Yes
LED Lighting | Downlight | Sylvania |  |  |  |  | LED Retrofit Kit | Downlight Solid State Retrofit Downlight Solid State Retrofit Home / Fixtures / Downlight / LED Retrofit Kits / Sylvania - 74287 - LEDRT4600930FL80RP LED Recessed Downlight Kit; Medium Base Socket Adaptor; Integrated White Trim 9W LED Downlight Retrofit Kit - 600 Lumens - Warm White (3000K) - 90 CRI - 50000 hrs. - White Sylvania - 74287 - LEDRT4600930FL80RP | 3000 | 92 | 600 | 66.6667 | 50000 | 9 | 1 | 19.89 | 19.89 | 23.3715 | 2020Q3 | https://shop.regencylighting.com/fixtures/downlight/led-retrofit-kits/ledrt4600930fl80rp-74287.html | Regency Lighting | 2020 | Yes
LED Lighting | Downlight | Sylvania |  |  |  |  | LED Retrofit Kit | Downlight Solid State Retrofit Downlight Solid State Retrofit Home / Fixtures / Downlight / LED Retrofit Kits / Sylvania - 74288 - LEDRT4600940 Downlight LED Retrofit Downlight LED Retrofit - Cool White (4000K) Sylvania - 74288 - LEDRT4600940 | 4000 | 93 | 600 | 66.6667 | 50000 | 9 | 1 | 19.89 | 19.89 | 23.3715 | 2020Q3 | https://shop.regencylighting.com/fixtures/downlight/led-retrofit-kits/ledrt4600940-74288.html | Regency Lighting | 2020 | Yes
LED Lighting | Downlight | Sylvania | True | Daylighting/Photocell, |  |  | LED Retrofit Kit | Downlight Solid State Retrofit Downlight Solid State Retrofit Home / Fixtures / Downlight / LED Retrofit Kits / Sylvania - 74289 - LEDRT4600950 4" LED Recessed Downlight Kit; Replaces up to 50 Watt Incandescent R30; Medium Base Socket Adapter and Integrated White Trim Included; Suitable for Indoor and Outdoor Applications; Wet Rated; Meets Title 24 Requirements 9W LED Resessed Downlight Kit - 600 Lumens - Daylight (5000K) - 90 CRI - 50000 hrs. - 120 to 130V - White Sylvania - 74289 - LEDRT4600950 | 5000 | 97 | 600 | 66.6667 | 50000 | 9 | 1 | 19.89 | 19.89 | 23.3715 | 2020Q3 | https://shop.regencylighting.com/fixtures/downlight/led-retrofit-kits/ledrt4600950-74289.html | Regency Lighting | 2020 | Yes
LED Lighting | Downlight | Sylvania | True |  |  | LED Retrofit Kit | LED Retrofit Kit | Downlight Solid State Retrofit Downlight Solid State Retrofit Home / Fixtures / Downlight / LED Retrofit Kits / Sylvania - 79750 - LEDRT561200927 Dimmable Down to 10 Percent of Full Light Output with Compatible Dimmers; Beam Angle: 80 Degree; 50000 Hour Life; No Warm-Up Time; Instant-On with Full Light Output and Stable Lamp to Lamp Color; Integrated White Trim; White Baffle Reflector Socket Adaptor (included) For Direct Replacement 16W LED Retrofit Downlight - 1200 Lumens - Warm White (2700K) - 90 CRI - 50000 Hours Sylvania - 79750 - LEDRT561200927 | 2700 | 92 | 1200 | 75 | 50000 | 16 | 2 | 60.82 | 30.41 | 35.7329 | 2020Q3 | https://shop.regencylighting.com/fixtures/downlight/led-retrofit-kits/ledrt561200927-79750.html | Regency Lighting | 2020 | Yes
LED Lighting | Downlight | Sylvania |  |  |  | LED Retrofit Kit | LED Retrofit Kit | Downlight Solid State Retrofit Downlight Solid State Retrofit Home / Fixtures / Downlight / LED Retrofit Kits / Sylvania - 79751 - LEDRT561200930 LED Recessed Downlight Kit LED Retrofit Downlight - Warm White (3000K) - 50000 Hours - 120 to 130V - White (Trim) Sylvania - 79751 - LEDRT561200930 | 3000 | 92 | 1200 | 75 | 50000 | 16 | 1 | 31.07 | 31.07 | 36.5085 | 2020Q3 | https://shop.regencylighting.com/fixtures/downlight/led-retrofit-kits/ledrt561200930-79751.html | Regency Lighting | 2020 | Yes
LED Lighting | Downlight | Sylvania |  |  |  | LED Retrofit Kit | LED Retrofit Kit | Downlight Solid State Retrofit Downlight Solid State Retrofit Home / Fixtures / Downlight / LED Retrofit Kits / Sylvania - 79752 - LEDRT561200930RP 2/CS 1/SKU Downlight LED Retrofit LED Retrofit Downlight - Warm White (3000K) Sylvania - 79752 - LEDRT561200930RP 2/CS 1/SKU | 3000 | 92 | 1200 | 75 | 50000 | 16 | 1 | 30.41 | 30.41 | 35.7329 | 2020Q3 | https://shop.regencylighting.com/fixtures/downlight/led-retrofit-kits/ledrt561200930rp-2-cs-1-sku-79752.html | Regency Lighting | 2020 | Yes
LED Lighting | Downlight | Sylvania |  |  |  | LED Retrofit Kit | LED Retrofit Kit | Downlight Solid State Retrofit Downlight Solid State Retrofit Home / Fixtures / Downlight / LED Retrofit Kits / Sylvania - 79753 - LEDRT561200940 Downlight LED Retrofit LED Retrofit Downlight - Cool White (4000K) Sylvania - 79753 - LEDRT561200940 | 4000 | 92 | 1200 | 75 | 50000 | 16 | 1 | 31.07 | 31.07 | 36.5085 | 2020Q3 | https://shop.regencylighting.com/fixtures/downlight/led-retrofit-kits/ledrt561200940-79753.html | Regency Lighting | 2020 | Yes
LED Lighting | Downlight | Sylvania | True |  |  | LED Retrofit Kit | LED Retrofit Kit | Downlight Solid State Retrofit Downlight Solid State Retrofit Home / Fixtures / Downlight / LED Retrofit Kits / Sylvania - 74290 - LEDRT56700927FL80 Dimmable Down to 10 Percent of Full Light Output with Compatible Dimmers; Beam Angle:80; 50000 Hour Life; No Warm-Up Time; Instant-On with Full Light Output and Stable Lamp to Lamp Color; Integrated White Trim; White Baffle Reflector Socket Adaptor (included) For Direct Replacement 10W LED Retrofit Downlight - 700 Lumens - Warm White (2700K) - 90 CRI - 50000 Hours Sylvania - 74290 - LEDRT56700927FL80 | 2700 | 91 | 700 | 66.0377 | 54000 | 10.6 | 2 | 42.76 | 21.38 | 25.1223 | 2020Q3 | https://shop.regencylighting.com/fixtures/downlight/led-retrofit-kits/ledrt56700927fl80-74290.html | Regency Lighting | 2020 | Yes
LED Lighting | Downlight | Sylvania | True |  |  | LED Retrofit Kit | LED Retrofit Kit | Downlight Solid State Retrofit Downlight Solid State Retrofit Home / Fixtures / Downlight / LED Retrofit Kits / Sylvania - 74291 - LEDRT56700930FL80 Recessed Downlight Kit; Replacement for up to 100W Incandescent Lamps; Suitable for Wet and Damp Locations; Meets California Title 24 Fixture Requirements; Integrated White Trim, White Baffle, Reflector Socket Adapter 10W LED Retrofit Downlight - 700 Lumens - Warm White (3000K) - 90 CRI - 50000 Hours Sylvania - 74291 - LEDRT56700930FL80 | 3000 | 92 | 700 | 70 | 54000 | 10 | 2 | 42.76 | 21.38 | 25.1223 | 2020Q3 | https://shop.regencylighting.com/fixtures/downlight/led-retrofit-kits/ledrt56700930fl80-74291.html | Regency Lighting | 2020 | Yes
LED Lighting | Downlight | Sylvania |  |  |  | LED Retrofit Kit | LED Retrofit Kit | Downlight Solid State Retrofit Downlight Solid State Retrofit Home / Fixtures / Downlight / LED Retrofit Kits / Sylvania - 71730 - LEDRT56700930RP LED Recessed Downlight Kit; Suitable for 5" and 6" Cans; Medium Base Socket Adaptor; Integrated White Trim and White Baffle Reflector; Retail Pack; Title 24 Compliant 10W LED Downlight Retrofit Kit - 700 Lumens - Warm White (3000K) - 90 CRI - 50000 hrs. - White Sylvania - 71730 - LEDRT56700930RP | 3000 | 92 | 700 | 70 | 54000 | 10 | 1 | 18.08 | 18.08 | 21.2447 | 2020Q3 | https://shop.regencylighting.com/fixtures/downlight/led-retrofit-kits/ledrt56700930rp-71730.html | Regency Lighting | 2020 | Yes
LED Lighting | Downlight | Sylvania | True |  |  | LED Retrofit Kit | LED Retrofit Kit | Downlight Solid State Retrofit Downlight Solid State Retrofit Home / Fixtures / Downlight / LED Retrofit Kits / Sylvania - 74292 - LEDRT56700940FL80 Recessed Downlight Kit; Replacement for 65W Incandescent Lamps; Suitable for Wet and Damp Locations; Meets California Title 24 Fixture Requirements; Integrated White Trim, White Baffle, Reflector Socket Adapter LED Retrofit Downlight - Cool White (4000K) - 50000 Hours - 120 to 130V - White (Trim) Sylvania - 74292 - LEDRT56700940FL80 | 2700 | 95 | 700 | 70 | 54000 | 10 | 1 | 21.38 | 21.38 | 25.1223 | 2020Q3 | https://shop.regencylighting.com/fixtures/downlight/led-retrofit-kits/ledrt56700940fl80-74292.html | Regency Lighting | 2020 | Yes
LED Lighting | Downlight | Sylvania | True | Daylighting/Photocell, |  | LED Retrofit Kit | LED Retrofit Kit | Downlight Solid State Retrofit Downlight Solid State Retrofit Home / Fixtures / Downlight / LED Retrofit Kits / Sylvania - 74293 - LEDRT56700950FL80 2/CS 1/SKU Recessed Downlight Kit; Replacement for 65W Incandescent Lamps; Suitable for Wet and Damp Locations; Meets California Title 24 Fixture Requirements; Integrated White Trim, White Baffle, Reflector Socket Adapter LED Retrofit Downlight - Daylight (5000K) Sylvania - 74293 - LEDRT56700950FL80 2/CS 1/SKU | 5000 | 95 | 700 | 70 | 54000 | 10 | 2 | 41.86 | 20.93 | 24.5936 | 2020Q3 | https://shop.regencylighting.com/fixtures/downlight/led-retrofit-kits/ledrt56700950fl80-2-cs-1-sku-74293.html | Regency Lighting | 2020 | Yes
LED Lighting | Downlight | Sylvania | True |  |  |  |  | Downlight Solid State Retrofit Downlight Solid State Retrofit Home / Fixtures / Downlight / LED Retrofit Kits / Sylvania - 74294 - LEDRT56900927FL80 LED Recessed Downlight Kit; Replaces up to 75 Watt Incandescent BR30; 5" and 6" Housings; Medium Base Socket Adapter Included; Integrated White Trim and White Baffle; Suitable for Indoor or Outdoor Use; Wet Location Rated; Title 24 Compliant 13W LED Retrofit Downlight - 900 Lumens - Warm White (2700K) - 90 CRI - 50000 hrs. - White Sylvania - 74294 - LEDRT56900927FL80 | 2700 | 91 | 900 | 69.2308 | 50000 | 13 | 2 | 49.72 | 24.86 | 29.2115 | 2020Q3 | https://shop.regencylighting.com/fixtures/downlight/led-retrofit-kits/ledrt56900927fl80-74294.html | Regency Lighting | 2020 | Yes
LED Lighting | Downlight | Sylvania | True |  |  |  |  | Downlight Solid State Retrofit Downlight Solid State Retrofit Home / Fixtures / Downlight / LED Retrofit Kits / Sylvania - 74295 - LEDRT56900930FL80 LED Recessed Downlight Kit; Replaces up to 75 Watt Incandescent BR30; 5" and 6" Housings; Medium Base Socket Adapter Included; Integrated White Trim and White Baffle; Suitable for Indoor or Outdoor Use; Wet Location Rated; Title 24 Compliant 13W LED Retrofit Downlight - 900 Lumens - Warm White (3000K) - 90 CRI - 50000 hrs. - White Sylvania - 74295 - LEDRT56900930FL80 | 3000 | 92 | 900 | 69.2308 | 50000 | 13 | 2 | 48.66 | 24.33 | 28.5887 | 2020Q3 | https://shop.regencylighting.com/fixtures/downlight/led-retrofit-kits/ledrt56900930fl80-74295.html | Regency Lighting | 2020 | Yes
LED Lighting | Downlight | Sylvania | True |  |  |  |  | Downlight Solid State Retrofit Downlight Solid State Retrofit Home / Fixtures / Downlight / LED Retrofit Kits / Sylvania - 74296 - LEDRT56900930RP LED Recessed Downlight Kit; Replaces up to 75 Watt Incandescent BR30; 5" and 6" Housings; Medium Base Socket Adapter Included; Integrated White Trim and White Baffle; Suitable for Indoor or Outdoor Use; Wet Location Rated; Title 24 Compliant 13W LED Retrofit Downlight - 900 Lumens - Warm White (3000K) - 90 CRI - 50000 hrs. - White Sylvania - 74296 - LEDRT56900930RP | 3000 | 92 | 900 | 69.2308 | 50000 | 13 | 2 | 49.72 | 24.86 | 29.2115 | 2020Q3 | https://shop.regencylighting.com/fixtures/downlight/led-retrofit-kits/ledrt56900930rp-74296.html | Regency Lighting | 2020 | Yes
LED Lighting | Downlight | Sylvania | True | Daylighting/Photocell, |  |  |  | Downlight Solid State Retrofit Downlight Solid State Retrofit Home / Fixtures / Downlight / LED Retrofit Kits / Sylvania - 74297 - LEDRT56900950RP LED Recessed Downlight Kit; Replaces up to 75 Watt Incandescent BR30; 5" and 6" Housings; Medium Base Socket Adapter Included; Integrated White Trim and White Baffle; Suitable for Indoor or Outdoor Use; Wet Location Rated; Title 24 Compliant 13W LED Resessed Downlight Kit - 900 Lumens - Daylight (5000K) - 90 CRI - 50000 hrs. - 120 to 130V - White Sylvania - 74297 - LEDRT56900950RP | 5000 | 96 | 900 | 69.2308 | 50000 | 13 | 2 | 49.72 | 24.86 | 29.2115 | 2020Q3 | https://shop.regencylighting.com/fixtures/downlight/led-retrofit-kits/ledrt56900950rp-74297.html | Regency Lighting | 2020 | Yes
LED Lighting | Downlight | Sylvania |  |  |  |  | Other | Downlight Solid State Retrofit Downlight Solid State Retrofit Home / Fixtures / Downlight / LED Retrofit Kits / Sylvania - 73464 - LEDRT56G900830FL80RP Downlight LED Retrofit LED Retrofit Downlight - Warm White (3000K) Sylvania - 73464 - LEDRT56G900830FL80RP | 3000 | 84 | 900 | 69.2308 | 50000 | 13 | 1 | 37.01 | 37.01 | 43.4882 | 2020Q3 | https://shop.regencylighting.com/fixtures/downlight/led-retrofit-kits/ledrt56g900830fl80rp-73464.html | Regency Lighting | 2020 | Yes
LED Lighting | Downlight | Sylvania | False |  |  | LED Retrofit Kit | LED Retrofit Kit | Downlight Recessed Downlight Recessed Home / Fixtures / Downlight / LED Retrofit Kits / Sylvania - 75328 - LEDRT56HO1500840347V LED Recessed Downlight Kit; Suitable for 5" and 6" Cans; CFL Pin-Based Replacement (26W & 32W Replacement); Suitable for Wet Locations; Integrated White Trim and Metal Conduit Adaptor 17W LED Downlight Retrofit Kit - 1500 Lumens - Cool White (4000K) - 84 CRI - 50000 hrs. - White Sylvania - 75328 - LEDRT56HO1500840347V | 4000 | 83 | 1500 | 88.2353 | 50000 | 17 | 1 | 86.24 | 86.24 | 101.3353 | 2020Q3 | https://shop.regencylighting.com/fixtures/downlight/led-retrofit-kits/ledrt56ho1500840347v-75328.html | Regency Lighting | 2020 | Yes
LED Lighting | Downlight | Sylvania | [5 empty] | Downlight Recessed Downlight Recessed Home / Fixtures / Downlight / LED Retrofit Kits / Sylvania - 75331 - LEDRT56HO650930 2/CS 1/SKU Downlight LED Retrofit LED Retrofit Downlight - Warm White (3000K) Sylvania - 75331 - LEDRT56HO650930 2/CS 1/SKU | 3000 | 93 | 650 | 72.2222 | 35000 | 9 | 1 | 29.55 | 29.55 | 34.7224 | 2020Q3 | https://shop.regencylighting.com/fixtures/downlight/led-retrofit-kits/ledrt56ho650930-2-cs-1-sku-75331.html | Regency Lighting | 2020 | Yes
LED Lighting | Downlight | Sylvania | [5 empty] | Downlight Recessed Downlight Recessed Home / Fixtures / Downlight / LED Retrofit Kits / Sylvania - 75332 - LEDRT56HO650940 2/CS 1/SKU Downlight LED Retrofit LED Retrofit Downlight - Cool White (4000K) Sylvania - 75332 - LEDRT56HO650940 2/CS 1/SKU | 4000 | 94 | 650 | 72.2222 | 35000 | 9 | 1 | 29.55 | 29.55 | 34.7224 | 2020Q3 | https://shop.regencylighting.com/fixtures/downlight/led-retrofit-kits/ledrt56ho650940-2-cs-1-sku-75332.html | Regency Lighting | 2020 | Yes
LED Lighting | Downlight | Sylvania | False |  |  | LED Retrofit Kit | LED Retrofit Kit | Downlight Recessed Downlight Recessed Home / Fixtures / Downlight / LED Retrofit Kits / Sylvania - 75327 - LEDRT56HO900840347V LED Recessed Downlight Kit; Suitable for 5" and 6" Cans; CFL Pin-Based Replacement (18W Replacement); Suitable for Wet Locations; Integrated White Trim and Metal Conduit Adaptor 13W LED Downlight Retrofit Kit - 900 Lumens - Cool White (4000K) - 84 CRI - 50000 hrs. - White Sylvania - 75327 - LEDRT56HO900840347V | 4000 | 84 | 900 | 69.2308 | 50000 | 13 | 1 | 56.64 | 56.64 | 66.5542 | 2020Q3 | https://shop.regencylighting.com/fixtures/downlight/led-retrofit-kits/ledrt56ho900840347v-75327.html | Regency Lighting | 2020 | Yes
LED Lighting | Downlight | Sylvania | True |  |  |  |  | Downlight Recessed Downlight Recessed Home / Fixtures / Downlight / LED Retrofit Kits / Sylvania - 72529 - LEDRT61500HO835 Downlights Housings with Compact Fluorescent Pin-Base Lamps 17W LED Retrofit Downlight - 1500 Lumens - Neutral White (3500K) - 82 CRI - 50000 Hours Sylvania - 72529 - LEDRT61500HO835 | 3000 | 82 | 1500 | 93.75 | 60400 | 16 | 4 | 279.4 | 69.85 | 82.0764 | 2020Q3 | https://shop.regencylighting.com/fixtures/downlight/led-retrofit-kits/ledrt61500ho835-72529.html | Regency Lighting | 2020 | Yes
LED Lighting | Downlight | Sylvania | True |  |  |  |  | Downlight Recessed Downlight Recessed Home / Fixtures / Downlight / LED Retrofit Kits / Sylvania - 72530 - LEDRT61500HO840 Downlights Housings with Compact Fluorescent Pin-Base Lamps 17W LED Retrofit Downlight - 1500 Lumens - Cool White (4000K) - 82 CRI - 50000 Hours Sylvania - 72530 - LEDRT61500HO840 | 3000 | 82 | 1500 | 93.75 | 60400 | 16 | 4 | 287.84 | 71.96 | 84.5558 | 2020Q3 | https://shop.regencylighting.com/fixtures/downlight/led-retrofit-kits/ledrt61500ho840-72530.html | Regency Lighting | 2020 | Yes
LED Lighting | Downlight | Sylvania |  |  |  | LED Retrofit Kit | LED Retrofit Kit | Downlight Recessed Downlight Recessed Home / Fixtures / Downlight / LED Retrofit Kits / Sylvania - 79742 - LEDRT85000840 Downlight LED Retrofit Downlight LED Retrofit - Cool White (4000K) Sylvania - 79742 - LEDRT85000840 | 4000 | 83 | 5000 | 92.5926 | 54000 | 54 | 1 | 150.55 | 150.55 | 176.9021 | 2020Q3 | https://shop.regencylighting.com/fixtures/downlight/led-retrofit-kits/ledrt85000840-79742.html | Regency Lighting | 2020 | Yes
LED Lighting | Downlight | Sylvania | [5 empty] | Downlight Recessed Downlight Recessed Home / Fixtures / Downlight / LED Retrofit Kits / Sylvania - 75435 - LEDRT85000840347V LED Recessed Downlight Kit; Suitable for 8" Cans; CFL Pin-Based Replacement 50W LED Downlight Retrofit Kit - 5000 Lumens - Cool White (4000K) - 80 CRI - 50000 hrs. - White Sylvania - 75435 - LEDRT85000840347V | 4000 | 82 | 5000 | 100 | 50000 | 50 | 1 | 154.74 | 154.74 | 181.8255 | 2020Q3 | https://shop.regencylighting.com/fixtures/downlight/led-retrofit-kits/ledrt85000840347v-75435.html | Regency Lighting | 2020 | Yes
LED Lighting | Downlight | Sylvania | True |  |  |  |  | Downlight Recessed Downlight Recessed Home / Fixtures / Downlight / LED Retrofit Kits / Sylvania - 79754 - LEDRT88000830 Universal Input 92W LED Retrofit Downlight - 8000 Lumens - Warm White (3000K) - 82 CRI - 50000 Hours Sylvania - 79754 - LEDRT88000830 | 3000 | 83 | 8000 | 86.9565 | 50000 | 92 | 2 | 329.26 | 164.63 | 193.4466 | 2020Q3 | https://shop.regencylighting.com/fixtures/downlight/led-retrofit-kits/ledrt88000830-79754.html | Regency Lighting | 2020 | No
LED Lighting | Downlight | Sylvania | True |  |  |  |  | Downlight Recessed Downlight Recessed Home / Fixtures / Downlight / LED Retrofit Kits / Sylvania - 79755 - LEDRT88000835 LED Recessed Downlight Kit; Suitable for 8" Cans; Replaces 150W HPS or 175W MH; Suitable for Wet Locations; Integrated White Trim, White Baffle Reflector, and Metal Conduit; Remote Driver 92W LED Downlight Retrofit Kit - 8000 Lumens - Neutral White (3500K) - 82 CRI - 50000 hrs. - White Sylvania - 79755 - LEDRT88000835 | 3500 | 82 | 8000 | 86.9565 | 50000 | 92 | 1 | 164.63 | 164.63 | 193.4466 | 2020Q3 | https://shop.regencylighting.com/fixtures/downlight/led-retrofit-kits/ledrt88000835-79755.html | Regency Lighting | 2020 | No
LED Lighting | Downlight | Sylvania | [5 empty] | Downlight Recessed Downlight Recessed Home / Fixtures / Downlight / LED Retrofit Kits / Sylvania - 79756 - LEDRT88000840 Downlight LED Retrofit Downlight LED Retrofit - Cool White (4000K) Sylvania - 79756 - LEDRT88000840 | 4000 | 84 | 8000 | 86.9565 | 50000 | 92 | 1 | 164.63 | 164.63 | 193.4466 | 2020Q3 | https://shop.regencylighting.com/fixtures/downlight/led-retrofit-kits/ledrt88000840-79756.html | Regency Lighting | 2020 | No
LED Lighting | Downlight | Sylvania | True |  |  |  |  | Downlight Recessed Downlight Recessed Home / Fixtures / Downlight / LED Retrofit Kits / Sylvania - 60779 - LEDRT8R3A2000UD930 8" Compatible Can; Round; Wet Location Rated; Energy Star Listed 23W LED Downlight Retrofit Kit - 2000 Lumens - Warm White (3000K) - 90 CRI - 50000 hrs. - White Sylvania - 60779 - LEDRT8R3A2000UD930 | 4000 | 94 | 2000 | 83.3333 | 50000 | 24 | 1 | 90.33 | 90.33 | 106.1412 | 2020Q3 | https://shop.regencylighting.com/fixtures/downlight/led-retrofit-kits/ledrt8r3a2000ud930-60779.html | Regency Lighting | 2020 | Yes
LED Lighting | Downlight | Sylvania |  |  |  | LED Retrofit Kit | LED Retrofit Kit | Downlight Solid State Retrofit Downlight Solid State Retrofit Home / Fixtures / Downlight / LED Retrofit Kits / Sylvania - 74925 - LEDRTQ4600927 LED Recessed Downlight Kit LED Recessed Downlight Kit - Warm White (2700K) Sylvania - 74925 - LEDRTQ4600927 | 2700 | 91 | 600 | 66.6667 | 50000 | 9 | 1 | 20.52 | 20.52 | 24.1118 | 2020Q3 | https://shop.regencylighting.com/fixtures/downlight/led-retrofit-kits/ledrtq4600927-74925.html | Regency Lighting | 2020 | Yes
LED Lighting | Downlight | Sylvania |  |  |  | LED Retrofit Kit | LED Retrofit Kit | Downlight Solid State Retrofit Downlight Solid State Retrofit Home / Fixtures / Downlight / LED Retrofit Kits / Sylvania - 74924 - LEDRTQ4600930 LED Recessed Downlight Kit LED Recessed Downlight Kit - Warm White (3000K) Sylvania - 74924 - LEDRTQ4600930 | 3000 | 92 | 600 | 66.6667 | 50000 | 9 | 1 | 20.52 | 20.52 | 24.1118 | 2020Q3 | https://shop.regencylighting.com/fixtures/downlight/led-retrofit-kits/ledrtq4600930-74924.html | Regency Lighting | 2020 | Yes
LED Lighting | Downlight | Sylvania |  |  |  | LED Retrofit Kit | LED Retrofit Kit | Downlight Solid State Retrofit Downlight Solid State Retrofit Home / Fixtures / Downlight / LED Retrofit Kits / Sylvania - 74926 - LEDRTQ4600940 LED Recessed Downlight Kit; Square; Suitable for 4" Housing; Medium Base Socket Adaptor; Integrated White Trim; Replaces up to 50W Incandescent BR30; Title 24 Compliant 9W LED Downlight Retrofit Kit - 600 Lumens - Cool White (4000K) - 90 CRI - 50000 hrs. - White Sylvania - 74926 - LEDRTQ4600940 | 4000 | 93 | 600 | 66.6667 | 50000 | 9 | 1 | 20.52 | 20.52 | 24.1118 | 2020Q3 | https://shop.regencylighting.com/fixtures/downlight/led-retrofit-kits/ledrtq4600940-74926.html | Regency Lighting | 2020 | Yes
LED Lighting | Downlight | Sylvania |  |  |  | LED Retrofit Kit | LED Retrofit Kit | Downlight Solid State Retrofit Downlight Solid State Retrofit Home / Fixtures / Downlight / LED Retrofit Kits / Sylvania - 74928 - LEDRTQ56900927 LED Recessed Downlight Kit; Square; Suitable for 5" and 6" Housing; Medium Base Socket Adaptor; Integrated White Trim; Replaces up to 65W Incandescent BR30; Title 24 Compliant 13W LED Downlight Retrofit Kit - 900 Lumens - Warm White (2700K) - 90 CRI - 50000 hrs. - White Sylvania - 74928 - LEDRTQ56900927 | 2700 | 91 | 900 | 69.2308 | 50000 | 13 | 1 | 24.84 | 24.84 | 29.188 | 2020Q3 | https://shop.regencylighting.com/fixtures/downlight/led-retrofit-kits/ledrtq56900927-74928.html | Regency Lighting | 2020 | Yes
LED Lighting | Downlight | Sylvania |  |  |  | LED Retrofit Kit | LED Retrofit Kit | Downlight Solid State Retrofit Downlight Solid State Retrofit Home / Fixtures / Downlight / LED Retrofit Kits / Sylvania - 74929 - LEDRTQ56900930 LED Recessed Downlight Kit LED Recessed Downlight Kit - Warm White (3000K) Sylvania - 74929 - LEDRTQ56900930 | 3000 | 92 | 900 | 69.2308 | 50000 | 13 | 1 | 24.84 | 24.84 | 29.188 | 2020Q3 | https://shop.regencylighting.com/fixtures/downlight/led-retrofit-kits/ledrtq56900930-74929.html | Regency Lighting | 2020 | Yes
LED Lighting | Downlight | Sylvania | True |  |  | LED Retrofit Kit | LED Retrofit Kit | Downlight Solid State Retrofit Downlight Solid State Retrofit Home / Fixtures / Downlight / LED Retrofit Kits / LEDVANCE - 74930 - LEDRTQ56900940 LED Recessed Downlight Kit LED Recessed Downlight Kit - Cool White (4000K) - 50000 Hours - 120 to 130V - White (Trim) LEDVANCE - 74930 - LEDRTQ56900940 | 4000 | 93 | 900 | 69.2308 | 50000 | 13 | 1 | 24.84 | 24.84 | 29.188 | 2020Q3 | https://shop.regencylighting.com/fixtures/downlight/led-retrofit-kits/ledrtq56900940-74930.html | Regency Lighting | 2020 | Yes
LED Lighting | Downlight | Sylvania |  | Daylighting/Photocell, |  | LED Retrofit Kit | LED Retrofit Kit | Downlight Solid State Retrofit Downlight Solid State Retrofit Home / Fixtures / Downlight / LED Retrofit Kits / Sylvania - 74931 - LEDRTQ56900950 LED Recessed Downlight Kit LED Recessed Downlight Kit - Daylight (5000K) Sylvania - 74931 - LEDRTQ56900950 | 5000 | 96 | 900 | 69.2308 | 50000 | 13 | 1 | 24.12 | 24.12 | 28.3419 | 2020Q3 | https://shop.regencylighting.com/fixtures/downlight/led-retrofit-kits/ledrtq56900950-74931.html | Regency Lighting | 2020 | Yes
LED Lighting | Downlight | Maxlite | True |  |  |  |  | Downlight Recessed Downlight Recessed Home / Fixtures / Downlight / LED Retrofit Kits / Maxlite - 14099876 - RCF409CSW Mounts Directly in Ceiling (No Housing Required); Comes with 24" Power Whip; Damp Location Rated 8W LED Downlight Retrofit - 750 Lumens - 80 CRI - 50000 hrs. - 120 to 277V (Universal) Maxlite - 14099876 - RCF409CSW | 4000 | 84 | 750 | 83.3333 | 50000 | 9 | 1 | 42.9 | 42.9 | 50.4092 | 2020Q3 | https://shop.regencylighting.com/fixtures/downlight/led-retrofit-kits/rcf409csw-mxt.html | Regency Lighting | 2020 | Yes
LED Lighting | Downlight | Maxlite | True |  |  |  |  | Downlight Recessed Downlight Recessed Home / Fixtures / Downlight / LED Retrofit Kits / Maxlite - 14099878 - RCF618CSW Mounts Directly in Ceiling (No Housing Required); Comes with 24" Power Whip; Damp Location Rated 17W LED Downlight Retrofit - 1650 Lumens - 80 CRI - 50000 hrs. - 120 to 277V (Universal) Maxlite - 14099878 - RCF618CSW | 4000 | 83 | 1650 | 91.6667 | 50000 | 18 | 1 | 47.78 | 47.78 | 56.1433 | 2020Q3 | https://shop.regencylighting.com/fixtures/downlight/led-retrofit-kits/rcf618csw-mxt.html | Regency Lighting | 2020 | Yes
LED Lighting | Downlight | Maxlite | True |  |  |  |  | Downlight Recessed Downlight Recessed Home / Fixtures / Downlight / LED Retrofit Kits / Maxlite - 14099880 - RCF818CSW Mounts Directly in Ceiling (No Housing Required); Comes with 24" Power Whip; Damp Location Rated 17W LED Downlight Retrofit - 1650 Lumens - 80 CRI - 50000 hrs. - 120 to 277V (Universal) Maxlite - 14099880 - RCF818CSW | 4000 | 83 | 1650 | 91.6667 | 50000 | 18 | 1 | 54.77 | 54.77 | 64.3569 | 2020Q3 | https://shop.regencylighting.com/fixtures/downlight/led-retrofit-kits/rcf818csw-mxt.html | Regency Lighting | 2020 | Yes
LED Lighting | Downlight | Maxlite | True |  |  |  |  | Downlight Solid State Retrofit Downlight Solid State Retrofit Home / Fixtures / Downlight / LED Retrofit Kits / Maxlite - 101646 - RR61530W/V2 Easy Retrofit and Maintenance; Integral Thermal Protection; Easy Installation; Friction mounted; 50000 Hour Life; Aluminum Reflector; Environmentally Friendly; Die-cast Aluminum Heat Sink 15W LED Retrofit Downlight - 825 Lumens - Warm White (3000K) - 80 CRI - 50000 Hours - Anodized Maxlite - 101646 - RR61530W/V2 | 3000 | 83 | 850 | 56.6667 | 35000 | 15 | 1 | 75.64 | 75.64 | 88.8799 | 2020Q3 | https://shop.regencylighting.com/fixtures/downlight/led-retrofit-kits/rr61530w-v2-mxt.html | Regency Lighting | 2020 | Yes
LED Lighting | Downlight | Maxlite | True |  |  |  |  | Downlight Solid State Retrofit Downlight Solid State Retrofit Home / Fixtures / Downlight / LED Retrofit Kits / Maxlite - 101647 - RR61540W/V2 Universal Voltage (120-277); Mounts into Existing Recessed Frame; Five year Limited Warranty; Dimmable to 5% (120v only) 15W LED Retrofit Downlight - 910 Lumens - Cool White (4000K) - 80 CRI - 50000 Hours - Anodized Maxlite - 101647 - RR61540W/V2 | 4000 | 83 | 850 | 56.6667 | 35000 | 15 | 1 | 75.64 | 75.64 | 88.8799 | 2020Q3 | https://shop.regencylighting.com/fixtures/downlight/led-retrofit-kits/rr61540w-v2-mxt.html | Regency Lighting | 2020 | Yes
LED Lighting | Downlight | Maxlite | True |  |  |  |  | Downlight Solid State Retrofit Downlight Solid State Retrofit Home / Fixtures / Downlight / LED Retrofit Kits / Maxlite - 101649 - RR81530W/V2 Universal Voltage (120-277); Mounts into Existing Recessed Frame; Five year Limited Warranty; Dimmable to 5% (120v only) 15W LED Retrofit Downlight - 875 Lumens - Warm White (3000K) - 80 CRI - 50000 Hours - Anodized Maxlite - 101649 - RR81530W/V2 | 3000 | 83 | 850 | 56.6667 | 35000 | 15 | 1 | 138.83 | 138.83 | 163.1306 | 2020Q3 | https://shop.regencylighting.com/fixtures/downlight/led-retrofit-kits/rr81530w-v2-mxt.html | Regency Lighting | 2020 | Yes
LED Lighting | Downlight | Maxlite | True |  |  |  |  | Downlight Solid State Retrofit Downlight Solid State Retrofit Home / Fixtures / Downlight / LED Retrofit Kits / Maxlite - 101650 - RR81540W/V2 Universal Voltage (120-277); Mounts into Existing Recessed Frame; Five year Limited Warranty; Dimmable to 5% (120v only) 15W LED Retrofit Downlight - 920 Lumens - Cool White (4000K) - 80 CRI - 50000 Hours - Anodized Maxlite - 101650 - RR81540W/V2 | 4000 | 83 | 850 | 56.6667 | 35000 | 15 | 1 | 138.83 | 138.83 | 163.1306 | 2020Q3 | https://shop.regencylighting.com/fixtures/downlight/led-retrofit-kits/rr81540w-v2-mxt.html | Regency Lighting | 2020 | Yes
LED Lighting | Downlight | Maxlite | [5 empty] | Downlight Recessed Downlight Recessed Home / Fixtures / Downlight / LED Retrofit Kits / Maxlite - 1408678 - RRECO61230W/V2 Energy Star; 6"; White Trim; Damp Location Rated; Mounts into Existing Recessed Frame 11W LED Downlight Retrofit Kit - 940 Lumens - Warm White (3000K) - 80 CRI - 50000 Hours - White Maxlite - 1408678 - RRECO61230W/V2 | 3000 | 84 | 920 | 76.6667 | 50000 | 12 | 1 | 80.43 | 80.43 | 94.5084 | 2020Q3 | https://shop.regencylighting.com/fixtures/downlight/led-retrofit-kits/rreco61230w-v2-mxt.html | Regency Lighting | 2020 | Yes
LED Lighting | Downlight | Sylvania | True |  |  |  |  | Downlight Recessed Downlight Recessed Home / Fixtures / Downlight / Sylvania - 75228 - LED/RT/5/6/HO/700/827 Downlights Housings with Compact Fluorescent Pin-Base Lamps 8W LED Retrofit Downlight - 700 Lumens - Warm White (2700K) - 82 CRI - 50000 Hours Sylvania - 75228 - LED/RT/5/6/HO/700/827 | 2700 | 82 | 700 | 87.5 | 50000 | 8 | 2 | 84.76 | 42.38 | 49.7981 | 2020Q3 | https://shop.regencylighting.com/fixtures/downlight/led-rt-5-6-ho-700-827-75228.html | Regency Lighting | 2020 | Yes
LED Lighting | Downlight | Sylvania | [5 empty] | Downlight Recessed Downlight Recessed Home / Fixtures / Downlight / Sylvania - 75229 - LED/RT/5/6/HO/700/830 LED Recessed Downlight Kit LED Recessed Downlight Kit - Warm White (3000K) - 50000 Hours - 120 to 277V (Universal) Sylvania - 75229 - LED/RT/5/6/HO/700/830 | 2700 | 82 | 700 | 87.5 | 50000 | 8 | 1 | 42.05 | 42.05 | 49.4104 | 2020Q3 | https://shop.regencylighting.com/fixtures/downlight/led-rt-5-6-ho-700-830-75229.html | Regency Lighting | 2020 | Yes
LED Lighting | Downlight | Sylvania |  |  | Special |  |  | Downlight Recessed Downlight Recessed Home / Fixtures / Downlight / Sylvania - 75231 - LED/RT/5/6/HO/700/840 Dry, Damp, or Wet Location; Fits Standard 5" and 6" Mounting Frame; Replaces 13 Watt CFL 8W Recessed Downlight Kit - 700 Lumens - Cool White (4000K) - 50000 Hours - E26 (Medium) - 120 to 277V (Universal) Sylvania - 75231 - LED/RT/5/6/HO/700/840 | 2700 | 82 | 700 | 87.5 | 50000 | 8 | 1 | 214.83 | 214.83 | 252.4336 | 2020Q3 | https://shop.regencylighting.com/fixtures/downlight/led-rt-5-6-ho-700-840-75231.html | Regency Lighting | 2020 | Yes
LED Lighting | Downlight | Sylvania | True |  |  |  |  | Downlight Solid State Retrofit Downlight Solid State Retrofit Home / Fixtures / Downlight / Sylvania - 70387 - LED/RT4/G/600/827 2700 K 9W LED Retrofit Downlight - 600 Lumens - Warm White (2700K) - 80 CRI - 50000 Hours Sylvania - 70387 - LED/RT4/G/600/827 | 2700 | 83 | 600 | 66.6667 | 50000 | 9 | 4 | 156.4 | 39.1 | 45.944 | 2020Q3 | https://shop.regencylighting.com/fixtures/downlight/led-rt4-g-600-827-70387.html | Regency Lighting | 2020 | Yes
LED Lighting | Downlight | Sylvania | True |  |  |  |  | Downlight Solid State Retrofit Downlight Solid State Retrofit Home / Fixtures / Downlight / Sylvania - 70395 - LED/RT4/G/600/830 LED Recessed Downlight Kit LED Recessed Downlight Kit - Warm White (3000K) - 50000 Hours - 120 to 130V - White (Trim) Sylvania - 70395 - LED/RT4/G/600/830 | 3000 | 82 | 600 | 66.6667 | 50000 | 9 | 1 | 39.1 | 39.1 | 45.944 | 2020Q3 | https://shop.regencylighting.com/fixtures/downlight/led-rt4-g-600-830-70395.html | Regency Lighting | 2020 | Yes
LED Lighting | Downlight | Sylvania | True |  |  |  | Other | Downlight Solid State Retrofit Downlight Solid State Retrofit Home / Fixtures / Downlight / Sylvania - 73466 - LED/RT5/6/G/900/827/FL80/RP Airtight and Non IC Incandescent Downlights Housing 13W LED Retrofit Downlight - 900 Lumens - Warm White (2700K) - 80 CRI - 50000 Hours Sylvania - 73466 - LED/RT5/6/G/900/827/FL80/RP | 2700 | 84 | 900 | 69.2308 | 50000 | 13 | 4 | 156.36 | 39.09 | 45.9323 | 2020Q3 | https://shop.regencylighting.com/fixtures/downlight/led-rt5-6-g-900-827-fl80-rp-73466.html | Regency Lighting | 2020 | Yes
LED Lighting | Downlight | Sylvania |  |  |  |  | Other | Downlight Solid State Retrofit Downlight Solid State Retrofit Home / Fixtures / Downlight / Sylvania - 73467 - LED/RT5/6/G/900/830 Downlight LED Retrofit Downlight LED Retrofit - Warm White (3000K) Sylvania - 73467 - LED/RT5/6/G/900/830 | 3000 | 85 | 900 | 69.2308 | 50000 | 13 | 1 | 39.09 | 39.09 | 45.9323 | 2020Q3 | https://shop.regencylighting.com/fixtures/downlight/led-rt5-6-g-900-830-73467.html | Regency Lighting | 2020 | Yes
LED Lighting | Downlight | Sylvania | True |  |  | LED Retrofit Kit | LED Retrofit Kit | Downlight Recessed Downlight Recessed Home / Fixtures / Downlight / Sylvania - 75137 - LED/RT5/6/HO/900/827 Downlights Housings with Compact Fluorescent Pin-Base Lamps 13W LED Retrofit Downlight - 900 Lumens - Warm White (2700K) - 81 CRI - 50000 Hours Sylvania - 75137 - LED/RT5/6/HO/900/827 | 2700 | 83 | 960 | 95.0495 | 56000 | 10.1 | 2 | 90.54 | 45.27 | 53.194 | 2020Q3 | https://shop.regencylighting.com/fixtures/downlight/led-rt5-6-ho-900-827-75137.html | Regency Lighting | 2020 | Yes
LED Lighting | Downlight | Sylvania | True |  |  | LED Retrofit Kit | LED Retrofit Kit | Downlight Recessed Downlight Recessed Home / Fixtures / Downlight / Sylvania - 75138 - LED/RT5/6/HO/900/830 Downlights Housings with Compact Fluorescent Pin-Base Lamps 13W LED Retrofit Downlight - 900 Lumens - Warm White (3000K) - 81 CRI - 50000 Hours Sylvania - 75138 - LED/RT5/6/HO/900/830 | 3000 | 83 | 965 | 100.5208 | 56000 | 9.6 | 2 | 91.66 | 45.83 | 53.852 | 2020Q3 | https://shop.regencylighting.com/fixtures/downlight/led-rt5-6-ho-900-830-75138.html | Regency Lighting | 2020 | Yes
LED Lighting | Downlight | Sylvania | True |  |  | LED Retrofit Kit | LED Retrofit Kit | Downlight Recessed Downlight Recessed Home / Fixtures / Downlight / Sylvania - 75140 - LED/RT5/6/HO/900/835 Downlights Housings with Compact Fluorescent Pin-Base Lamps 13W LED Retrofit Downlight - 900 Lumens - Neutral White (3500K) - 81 CRI - 50000 Hours Sylvania - 75140 - LED/RT5/6/HO/900/835 | 3500 | 85 | 983 | 103.4737 | 56000 | 9.5 | 2 | 91.66 | 45.83 | 53.852 | 2020Q3 | https://shop.regencylighting.com/fixtures/downlight/led-rt5-6-ho-900-835-75140.html | Regency Lighting | 2020 | Yes
LED Lighting | Downlight | Sylvania | True |  |  | LED Retrofit Kit | LED Retrofit Kit | Downlight Recessed Downlight Recessed Home / Fixtures / Downlight / Sylvania - 75139 - LED/RT5/6/HO/900/840 Downlights Housings with Compact Fluorescent Pin-Base Lamps 13W LED Retrofit Downlight - 900 Lumens - Cool White (4000K) - 82 CRI - 50000 Hours Sylvania - 75139 - LED/RT5/6/HO/900/840 | 4000 | 84 | 900 | 69.2308 | 50000 | 13 | 2 | 91.66 | 45.83 | 53.852 | 2020Q3 | https://shop.regencylighting.com/fixtures/downlight/led-rt5-6-ho-900-840-75139.html | Regency Lighting | 2020 | Yes
LED Lighting | Downlight | Sylvania | [5 empty] | Downlight Recessed Downlight Recessed Home / Fixtures / Downlight / Sylvania - 75397 - LED/RT8/2000/830/347V Downlight LED Retrofit 23W Downlight LED Retrofit - 2000 Lumens - Warm White (3000K) - 82 CRI - 50000 Hours - 347V Sylvania - 75397 - LED/RT8/2000/830/347V | 3000 | 84 | 2000 | 83.3333 | 50000 | 24 | 1 | 133.16 | 133.16 | 156.4681 | 2020Q3 | https://shop.regencylighting.com/fixtures/downlight/led-rt8-2000-830-347v-75397.html | Regency Lighting | 2020 | Yes
LED Lighting | Downlight | Sylvania | [5 empty] | Downlight Recessed Downlight Recessed Home / Fixtures / Downlight / Sylvania - 75398 - LED/RT8/2000/840/347V Downlight LED Retrofit 23W Downlight LED Retrofit - 2000 Lumens - Cool White (4000K) - 82 CRI - 50000 Hours - 347V Sylvania - 75398 - LED/RT8/2000/840/347V | 3000 | 84 | 2000 | 83.3333 | 54000 | 24 | 1 | 133.16 | 133.16 | 156.4681 | 2020Q3 | https://shop.regencylighting.com/fixtures/downlight/led-rt8-2000-840-347v-75398.html | Regency Lighting | 2020 | Yes
LED Lighting | Downlight | Sylvania | True |  |  |  |  | Downlight Recessed Downlight Recessed Home / Fixtures / Downlight / Sylvania - 74468 - LED/RT8/2000/840 LED Downlight LED Downlight - Cool White (4000K) - 50000 Hours - 120 to 277V (Universal) Sylvania - 74468 - LED/RT8/2000/840 | 4000 | 84 | 2000 | 83.3333 | 59000 | 24 | 1 | 88.4 | 88.4 | 103.8734 | 2020Q3 | https://shop.regencylighting.com/fixtures/downlight/led-rt8-2000-840-74468.html | Regency Lighting | 2020 | Yes
LED Lighting | Downlight | Sylvania | False | Daylighting/Photocell, |  |  |  | Downlight Recessed Downlight Recessed Home / Fixtures / Downlight / Sylvania - 75399 - LED/RT8/2000/850/347V 8" Recessed Downlight Kit; Suitable for Wet Locations; Integrated White Trim, Baffle, Reflector, and Metal Conduit Adapter 23W LED Downlight Retrofit - 2000 Lumens - Daylight (5000K) - 82 CRI - 50000 hrs. - 347V Sylvania - 75399 - LED/RT8/2000/850/347V | 3000 | 84 | 2000 | 83.3333 | 54000 | 24 | 1 | 81.29 | 81.29 | 95.5189 | 2020Q3 | https://shop.regencylighting.com/fixtures/downlight/led-rt8-2000-850-347v-75399.html | Regency Lighting | 2020 | Yes
LED Lighting | Downlight | Sylvania | True |  |  |  |  | Downlight Recessed Downlight Recessed Home / Fixtures / Downlight / Sylvania - 72625 - LED/RT8/3000/930 Low Voltage Dimmable 40W LED Retrofit Downlight - 3000 Lumens - Warm White (3000K) - 80 CRI - 50000 Hours Sylvania - 72625 - LED/RT8/3000/930 | 3000 | 95 | 3000 | 75 | 50000 | 40 | 4 | 464.68 | 116.17 | 136.5042 | 2020Q3 | https://shop.regencylighting.com/fixtures/downlight/led-rt8-3000-930-72625.html | Regency Lighting | 2020 | Yes
LED Lighting | Downlight | Sylvania | True |  |  |  |  | Downlight Recessed Downlight Recessed Home / Fixtures / Downlight / Sylvania - 72626 - LED/RT8/3000/935 LED Recessed Downlight Kit LED Recessed Downlight Kit - Neutral White (3500K) - 50000 Hours - 120 to 277V (Universal) Sylvania - 72626 - LED/RT8/3000/935 | 3500 | 95 | 3000 | 75 | 36000 | 40 | 1 | 116.17 | 116.17 | 136.5042 | 2020Q3 | https://shop.regencylighting.com/fixtures/downlight/led-rt8-3000-935-72626.html | Regency Lighting | 2020 | Yes
LED Lighting | Downlight | Sylvania | True |  |  |  |  | Downlight Recessed Downlight Recessed Home / Fixtures / Downlight / Sylvania - 79740 - LED/RT8/5000/830 Low Voltage Dimmable 55W LED Retrofit Downlight - 5000 Lumens - Warm White (3000K) - 82 CRI - 50000 Hours Sylvania - 79740 - LED/RT8/5000/830 | 3000 | 84 | 5000 | 92.5926 | 50000 | 54 | 1 | 150.55 | 150.55 | 176.9021 | 2020Q3 | https://shop.regencylighting.com/fixtures/downlight/led-rt8-5000-830-79740.html | Regency Lighting | 2020 | Yes
LED Lighting | Downlight | TCP | True |  |  | LED Retrofit Kit | LED Retrofit Kit | Downlight Solid State Retrofit Downlight Solid State Retrofit Home / Fixtures / Downlight / TCP - LED10DR427K Damp Location 10W LED Retrofit Downlight - 750 Lumens - Warm White (2700K) - 80 CRI - 35000 Hours - White TCP - LED10DR427K | 2700 | 82 | 750 | 75 | 35000 | 10 | 1 | 14.18 | 14.18 | 16.662 | 2020Q3 | https://shop.regencylighting.com/fixtures/downlight/led10dr427k-tcp.html | Regency Lighting | 2020 | Yes
LED Lighting | Downlight | TCP | True |  |  | LED Retrofit Kit | LED Retrofit Kit | Downlight Solid State Retrofit Downlight Solid State Retrofit Home / Fixtures / Downlight / TCP - LED11DR5627K Indoor 11W LED Retrofit Downlight - 800 Lumens - Warm White (2700K) - 80 CRI - 35000 Hours - White TCP - LED11DR5627K | 2700 | 83 | 850 | 89.4737 | 35000 | 9.5 | 24 | 378.48 | 15.77 | 18.5304 | 2020Q3 | https://shop.regencylighting.com/fixtures/downlight/led11dr5627k-tcp.html | Regency Lighting | 2020 | Yes
LED Lighting | Downlight | TCP | True |  |  | LED Retrofit Kit |  | Downlight Solid State Retrofit Downlight Solid State Retrofit Home / Fixtures / Downlight / TCP - LED14DR5627K Damp Location 14W LED Retrofit Downlight - 1250 Lumens - Warm White (2700K) - 80 CRI - 35000 Hours - White TCP - LED14DR5627K | 2700 | 82 | 1250 | 104.1667 | 35000 | 12 | 6 | 101.34 | 16.89 | 19.8464 | 2020Q3 | https://shop.regencylighting.com/fixtures/downlight/led14dr5627k-tcp.html | Regency Lighting | 2020 | Yes
LED Lighting | Downlight | TCP | True |  |  | LED Retrofit Kit |  | Downlight Solid State Retrofit Downlight Solid State Retrofit Home / Fixtures / Downlight / TCP - LED14DR5627K95 Damp Location 14W LED Retrofit Downlight - 700 Lumens - Warm White (2700K) - 90 CRI - 35000 Hours - White TCP - LED14DR5627K95 | 2700 | 82 | 1250 | 104.1667 | 35000 | 12 | 1 | 18.57 | 18.57 | 21.8205 | 2020Q3 | https://shop.regencylighting.com/fixtures/downlight/led14dr5627k95-tcp.html | Regency Lighting | 2020 | Yes
LED Lighting | Downlight | Sylvania |  |  |  |  | LED Retrofit Kit | Downlight Solid State Retrofit Downlight Solid State Retrofit Home / Fixtures / Downlight / Sylvania - 75046 - LEDLD1100950FL120 Downlight LED Retrofit Downlight LED Retrofit Sylvania - 75046 - LEDLD1100950FL120 | 5000 | 97 | 1100 | 84.6154 | 50000 | 13 | 1 | 20.39 | 20.39 | 23.959 | 2020Q3 | https://shop.regencylighting.com/fixtures/downlight/ledld1100950fl120-75046.html | Regency Lighting | 2020 | Yes
LED Lighting | Downlight | Sylvania |  |  |  |  | LED Retrofit Kit | Downlight Solid State Retrofit Downlight Solid State Retrofit Home / Fixtures / Downlight / Sylvania - 75044 - LEDLD900930FL120 Wet Rated for indoor/outdoor applications 13W Surface Mount Lightdisk - 900 Lumens - Warm White (3000K) - 90 CRI - 50000 Hours - E26 (Medium) - 120 to 130V - White Sylvania - 75044 - LEDLD900930FL120 | 3000 | 92 | 900 | 69.2308 | 50000 | 13 | 1 | 26.26 | 26.26 | 30.8565 | 2020Q3 | https://shop.regencylighting.com/fixtures/downlight/ledld900930fl120-75044.html | Regency Lighting | 2020 | Yes
LED Lighting | Downlight | Sylvania |  |  |  |  | LED Retrofit Kit | Downlight Solid State Retrofit Downlight Solid State Retrofit Home / Fixtures / Downlight / Sylvania - 75045 - LEDLD900930FL120RP Surface Mount Lightdisk Surface Mount Lightdisk - Warm White (3000K) - 50000 Hours - 120 to 130V Sylvania - 75045 - LEDLD900930FL120RP | 3000 | 92 | 900 | 69.2308 | 50000 | 13 | 1 | 20.77 | 20.77 | 24.4056 | 2020Q3 | https://shop.regencylighting.com/fixtures/downlight/ledld900930fl120rp-75045.html | Regency Lighting | 2020 | Yes
LED Lighting | Downlight | Sylvania | True |  |  |  | LED Retrofit Kit | Downlight Solid State Retrofit Downlight Solid State Retrofit Home / Fixtures / Downlight / Sylvania - 74285 - LEDRT4600927FL80 Replacement For 50w R20 Incandescent Lamps, Beam Angle:80()(), Suitable For Indoor and Outdoor Dry, Damp and Wet Locations, Integrated White Trim and White Baffle Reflector, Medium Base Socket Adaptor Included For Direct Replacement 9W LED Retrofit Downlight - 600 Lumens - Warm White (2700K) - 90 CRI - 50000 Hours Sylvania - 74285 - LEDRT4600927FL80 | 2700 | 90 | 600 | 66.6667 | 50000 | 9 | 1 | 19.89 | 19.89 | 23.3715 | 2020Q3 | https://shop.regencylighting.com/fixtures/downlight/ledrt4600927fl80-74285.html | Regency Lighting | 2020 | Yes
LED Lighting | Downlight | Sylvania |  |  |  |  | LED Retrofit Kit | Downlight Solid State Retrofit Downlight Solid State Retrofit Home / Fixtures / Downlight / Sylvania - 74286 - LEDRT4600930FL80 LED Recessed Downlight Kit LED Recessed Downlight Kit - Warm White (3000K) - 50000 Hours - 120 to 130V - White (Trim) Sylvania - 74286 - LEDRT4600930FL80 | 3000 | 92 | 600 | 66.6667 | 50000 | 9 | 1 | 19.89 | 19.89 | 23.3715 | 2020Q3 | https://shop.regencylighting.com/fixtures/downlight/ledrt4600930fl80-74286.html | Regency Lighting | 2020 | Yes
LED Lighting | Downlight | Sylvania |  |  |  |  | LED Retrofit Kit | Downlight Solid State Retrofit Downlight Solid State Retrofit Home / Fixtures / Downlight / Sylvania - 74287 - LEDRT4600930FL80RP LED Recessed Downlight Kit; Medium Base Socket Adaptor; Integrated White Trim 9W LED Downlight Retrofit Kit - 600 Lumens - Warm White (3000K) - 90 CRI - 50000 hrs. - White Sylvania - 74287 - LEDRT4600930FL80RP | 3000 | 92 | 600 | 66.6667 | 50000 | 9 | 1 | 19.89 | 19.89 | 23.3715 | 2020Q3 | https://shop.regencylighting.com/fixtures/downlight/ledrt4600930fl80rp-74287.html | Regency Lighting | 2020 | Yes
LED Lighting | Downlight | Sylvania |  |  |  |  | LED Retrofit Kit | Downlight Solid State Retrofit Downlight Solid State Retrofit Home / Fixtures / Downlight / Sylvania - 74288 - LEDRT4600940 Downlight LED Retrofit Downlight LED Retrofit - Cool White (4000K) Sylvania - 74288 - LEDRT4600940 | 4000 | 93 | 600 | 66.6667 | 50000 | 9 | 1 | 19.89 | 19.89 | 23.3715 | 2020Q3 | https://shop.regencylighting.com/fixtures/downlight/ledrt4600940-74288.html | Regency Lighting | 2020 | Yes
LED Lighting | Downlight | Sylvania | True | Daylighting/Photocell, |  |  | LED Retrofit Kit | Downlight Solid State Retrofit Downlight Solid State Retrofit Home / Fixtures / Downlight / Sylvania - 74289 - LEDRT4600950 4" LED Recessed Downlight Kit; Replaces up to 50 Watt Incandescent R30; Medium Base Socket Adapter and Integrated White Trim Included; Suitable for Indoor and Outdoor Applications; Wet Rated; Meets Title 24 Requirements 9W LED Resessed Downlight Kit - 600 Lumens - Daylight (5000K) - 90 CRI - 50000 hrs. - 120 to 130V - White Sylvania - 74289 - LEDRT4600950 | 5000 | 97 | 600 | 66.6667 | 50000 | 9 | 1 | 19.89 | 19.89 | 23.3715 | 2020Q3 | https://shop.regencylighting.com/fixtures/downlight/ledrt4600950-74289.html | Regency Lighting | 2020 | Yes
LED Lighting | Downlight | Sylvania | True |  |  | LED Retrofit Kit | LED Retrofit Kit | Downlight Solid State Retrofit Downlight Solid State Retrofit Home / Fixtures / Downlight / Sylvania - 79750 - LEDRT561200927 Dimmable Down to 10 Percent of Full Light Output with Compatible Dimmers; Beam Angle: 80 Degree; 50000 Hour Life; No Warm-Up Time; Instant-On with Full Light Output and Stable Lamp to Lamp Color; Integrated White Trim; White Baffle Reflector Socket Adaptor (included) For Direct Replacement 16W LED Retrofit Downlight - 1200 Lumens - Warm White (2700K) - 90 CRI - 50000 Hours Sylvania - 79750 - LEDRT561200927 | 2700 | 92 | 1200 | 75 | 50000 | 16 | 2 | 60.82 | 30.41 | 35.7329 | 2020Q3 | https://shop.regencylighting.com/fixtures/downlight/ledrt561200927-79750.html | Regency Lighting | 2020 | Yes
LED Lighting | Downlight | Sylvania |  |  |  | LED Retrofit Kit | LED Retrofit Kit | Downlight Solid State Retrofit Downlight Solid State Retrofit Home / Fixtures / Downlight / Sylvania - 79751 - LEDRT561200930 LED Recessed Downlight Kit LED Retrofit Downlight - Warm White (3000K) - 50000 Hours - 120 to 130V - White (Trim) Sylvania - 79751 - LEDRT561200930 | 3000 | 92 | 1200 | 75 | 50000 | 16 | 1 | 31.07 | 31.07 | 36.5085 | 2020Q3 | https://shop.regencylighting.com/fixtures/downlight/ledrt561200930-79751.html | Regency Lighting | 2020 | Yes
LED Lighting | Downlight | Sylvania |  |  |  | LED Retrofit Kit | LED Retrofit Kit | Downlight Solid State Retrofit Downlight Solid State Retrofit Home / Fixtures / Downlight / Sylvania - 79752 - LEDRT561200930RP 2/CS 1/SKU Downlight LED Retrofit LED Retrofit Downlight - Warm White (3000K) Sylvania - 79752 - LEDRT561200930RP 2/CS 1/SKU | 3000 | 92 | 1200 | 75 | 50000 | 16 | 1 | 30.41 | 30.41 | 35.7329 | 2020Q3 | https://shop.regencylighting.com/fixtures/downlight/ledrt561200930rp-2-cs-1-sku-79752.html | Regency Lighting | 2020 | Yes
LED Lighting | Downlight | Sylvania |  |  |  | LED Retrofit Kit | LED Retrofit Kit | Downlight Solid State Retrofit Downlight Solid State Retrofit Home / Fixtures / Downlight / Sylvania - 79753 - LEDRT561200940 Downlight LED Retrofit LED Retrofit Downlight - Cool White (4000K) Sylvania - 79753 - LEDRT561200940 | 4000 | 92 | 1200 | 75 | 50000 | 16 | 1 | 31.07 | 31.07 | 36.5085 | 2020Q3 | https://shop.regencylighting.com/fixtures/downlight/ledrt561200940-79753.html | Regency Lighting | 2020 | Yes
LED Lighting | Downlight | Sylvania | True |  |  | LED Retrofit Kit | LED Retrofit Kit | Downlight Solid State Retrofit Downlight Solid State Retrofit Home / Fixtures / Downlight / Sylvania - 74290 - LEDRT56700927FL80 Dimmable Down to 10 Percent of Full Light Output with Compatible Dimmers; Beam Angle:80; 50000 Hour Life; No Warm-Up Time; Instant-On with Full Light Output and Stable Lamp to Lamp Color; Integrated White Trim; White Baffle Reflector Socket Adaptor (included) For Direct Replacement 10W LED Retrofit Downlight - 700 Lumens - Warm White (2700K) - 90 CRI - 50000 Hours Sylvania - 74290 - LEDRT56700927FL80 | 2700 | 91 | 700 | 66.0377 | 54000 | 10.6 | 2 | 42.76 | 21.38 | 25.1223 | 2020Q3 | https://shop.regencylighting.com/fixtures/downlight/ledrt56700927fl80-74290.html | Regency Lighting | 2020 | Yes
LED Lighting | Downlight | Sylvania | True |  |  | LED Retrofit Kit | LED Retrofit Kit | Downlight Solid State Retrofit Downlight Solid State Retrofit Home / Fixtures / Downlight / Sylvania - 74291 - LEDRT56700930FL80 Recessed Downlight Kit; Replacement for up to 100W Incandescent Lamps; Suitable for Wet and Damp Locations; Meets California Title 24 Fixture Requirements; Integrated White Trim, White Baffle, Reflector Socket Adapter 10W LED Retrofit Downlight - 700 Lumens - Warm White (3000K) - 90 CRI - 50000 Hours Sylvania - 74291 - LEDRT56700930FL80 | 3000 | 92 | 700 | 70 | 54000 | 10 | 2 | 42.76 | 21.38 | 25.1223 | 2020Q3 | https://shop.regencylighting.com/fixtures/downlight/ledrt56700930fl80-74291.html | Regency Lighting | 2020 | Yes
LED Lighting | Downlight | Sylvania |  |  |  | LED Retrofit Kit | LED Retrofit Kit | Downlight Solid State Retrofit Downlight Solid State Retrofit Home / Fixtures / Downlight / Sylvania - 71730 - LEDRT56700930RP LED Recessed Downlight Kit; Suitable for 5" and 6" Cans; Medium Base Socket Adaptor; Integrated White Trim and White Baffle Reflector; Retail Pack; Title 24 Compliant 10W LED Downlight Retrofit Kit - 700 Lumens - Warm White (3000K) - 90 CRI - 50000 hrs. - White Sylvania - 71730 - LEDRT56700930RP | 3000 | 92 | 700 | 70 | 54000 | 10 | 1 | 18.08 | 18.08 | 21.2447 | 2020Q3 | https://shop.regencylighting.com/fixtures/downlight/ledrt56700930rp-71730.html | Regency Lighting | 2020 | Yes
LED Lighting | Downlight | Sylvania | True |  |  | LED Retrofit Kit | LED Retrofit Kit | Downlight Solid State Retrofit Downlight Solid State Retrofit Home / Fixtures / Downlight / Sylvania - 74292 - LEDRT56700940FL80 Recessed Downlight Kit; Replacement for 65W Incandescent Lamps; Suitable for Wet and Damp Locations; Meets California Title 24 Fixture Requirements; Integrated White Trim, White Baffle, Reflector Socket Adapter LED Retrofit Downlight - Cool White (4000K) - 50000 Hours - 120 to 130V - White (Trim) Sylvania - 74292 - LEDRT56700940FL80 | 2700 | 95 | 700 | 70 | 54000 | 10 | 1 | 21.38 | 21.38 | 25.1223 | 2020Q3 | https://shop.regencylighting.com/fixtures/downlight/ledrt56700940fl80-74292.html | Regency Lighting | 2020 | Yes
LED Lighting | Downlight | Sylvania | True | Daylighting/Photocell, |  | LED Retrofit Kit | LED Retrofit Kit | Downlight Solid State Retrofit Downlight Solid State Retrofit Home / Fixtures / Downlight / Sylvania - 74293 - LEDRT56700950FL80 2/CS 1/SKU Recessed Downlight Kit; Replacement for 65W Incandescent Lamps; Suitable for Wet and Damp Locations; Meets California Title 24 Fixture Requirements; Integrated White Trim, White Baffle, Reflector Socket Adapter LED Retrofit Downlight - Daylight (5000K) Sylvania - 74293 - LEDRT56700950FL80 2/CS 1/SKU | 5000 | 95 | 700 | 70 | 54000 | 10 | 2 | 41.86 | 20.93 | 24.5936 | 2020Q3 | https://shop.regencylighting.com/fixtures/downlight/ledrt56700950fl80-2-cs-1-sku-74293.html | Regency Lighting | 2020 | Yes
LED Lighting | Downlight | Sylvania | True |  |  |  |  | Downlight Solid State Retrofit Downlight Solid State Retrofit Home / Fixtures / Downlight / Sylvania - 74294 - LEDRT56900927FL80 LED Recessed Downlight Kit; Replaces up to 75 Watt Incandescent BR30; 5" and 6" Housings; Medium Base Socket Adapter Included; Integrated White Trim and White Baffle; Suitable for Indoor or Outdoor Use; Wet Location Rated; Title 24 Compliant 13W LED Retrofit Downlight - 900 Lumens - Warm White (2700K) - 90 CRI - 50000 hrs. - White Sylvania - 74294 - LEDRT56900927FL80 | 2700 | 91 | 900 | 69.2308 | 50000 | 13 | 2 | 49.72 | 24.86 | 29.2115 | 2020Q3 | https://shop.regencylighting.com/fixtures/downlight/ledrt56900927fl80-74294.html | Regency Lighting | 2020 | Yes
LED Lighting | Downlight | Sylvania | True |  |  |  |  | Downlight Solid State Retrofit Downlight Solid State Retrofit Home / Fixtures / Downlight / Sylvania - 74295 - LEDRT56900930FL80 LED Recessed Downlight Kit; Replaces up to 75 Watt Incandescent BR30; 5" and 6" Housings; Medium Base Socket Adapter Included; Integrated White Trim and White Baffle; Suitable for Indoor or Outdoor Use; Wet Location Rated; Title 24 Compliant 13W LED Retrofit Downlight - 900 Lumens - Warm White (3000K) - 90 CRI - 50000 hrs. - White Sylvania - 74295 - LEDRT56900930FL80 | 3000 | 92 | 900 | 69.2308 | 50000 | 13 | 2 | 48.66 | 24.33 | 28.5887 | 2020Q3 | https://shop.regencylighting.com/fixtures/downlight/ledrt56900930fl80-74295.html | Regency Lighting | 2020 | Yes
LED Lighting | Downlight | Sylvania | True |  |  |  |  | Downlight Solid State Retrofit Downlight Solid State Retrofit Home / Fixtures / Downlight / Sylvania - 74296 - LEDRT56900930RP LED Recessed Downlight Kit; Replaces up to 75 Watt Incandescent BR30; 5" and 6" Housings; Medium Base Socket Adapter Included; Integrated White Trim and White Baffle; Suitable for Indoor or Outdoor Use; Wet Location Rated; Title 24 Compliant 13W LED Retrofit Downlight - 900 Lumens - Warm White (3000K) - 90 CRI - 50000 hrs. - White Sylvania - 74296 - LEDRT56900930RP | 3000 | 92 | 900 | 69.2308 | 50000 | 13 | 2 | 49.72 | 24.86 | 29.2115 | 2020Q3 | https://shop.regencylighting.com/fixtures/downlight/ledrt56900930rp-74296.html | Regency Lighting | 2020 | Yes
LED Lighting | Downlight | Sylvania | True | Daylighting/Photocell, |  |  |  | Downlight Solid State Retrofit Downlight Solid State Retrofit Home / Fixtures / Downlight / Sylvania - 74297 - LEDRT56900950RP LED Recessed Downlight Kit; Replaces up to 75 Watt Incandescent BR30; 5" and 6" Housings; Medium Base Socket Adapter Included; Integrated White Trim and White Baffle; Suitable for Indoor or Outdoor Use; Wet Location Rated; Title 24 Compliant 13W LED Resessed Downlight Kit - 900 Lumens - Daylight (5000K) - 90 CRI - 50000 hrs. - 120 to 130V - White Sylvania - 74297 - LEDRT56900950RP | 5000 | 96 | 900 | 69.2308 | 50000 | 13 | 2 | 49.72 | 24.86 | 29.2115 | 2020Q3 | https://shop.regencylighting.com/fixtures/downlight/ledrt56900950rp-74297.html | Regency Lighting | 2020 | Yes
LED Lighting | Downlight | Sylvania |  |  |  |  | Other | Downlight Solid State Retrofit Downlight Solid State Retrofit Home / Fixtures / Downlight / Sylvania - 73464 - LEDRT56G900830FL80RP Downlight LED Retrofit LED Retrofit Downlight - Warm White (3000K) Sylvania - 73464 - LEDRT56G900830FL80RP | 3000 | 84 | 900 | 69.2308 | 50000 | 13 | 1 | 37.01 | 37.01 | 43.4882 | 2020Q3 | https://shop.regencylighting.com/fixtures/downlight/ledrt56g900830fl80rp-73464.html | Regency Lighting | 2020 | Yes
LED Lighting | Downlight | Sylvania | False |  |  | LED Retrofit Kit | LED Retrofit Kit | Downlight Recessed Downlight Recessed Home / Fixtures / Downlight / Sylvania - 75328 - LEDRT56HO1500840347V LED Recessed Downlight Kit; Suitable for 5" and 6" Cans; CFL Pin-Based Replacement (26W & 32W Replacement); Suitable for Wet Locations; Integrated White Trim and Metal Conduit Adaptor 17W LED Downlight Retrofit Kit - 1500 Lumens - Cool White (4000K) - 84 CRI - 50000 hrs. - White Sylvania - 75328 - LEDRT56HO1500840347V | 4000 | 83 | 1500 | 88.2353 | 50000 | 17 | 1 | 86.24 | 86.24 | 101.3353 | 2020Q3 | https://shop.regencylighting.com/fixtures/downlight/ledrt56ho1500840347v-75328.html | Regency Lighting | 2020 | Yes
LED Lighting | Downlight | Sylvania | [5 empty] | Downlight Recessed Downlight Recessed Home / Fixtures / Downlight / Sylvania - 75331 - LEDRT56HO650930 2/CS 1/SKU Downlight LED Retrofit LED Retrofit Downlight - Warm White (3000K) Sylvania - 75331 - LEDRT56HO650930 2/CS 1/SKU | 3000 | 93 | 650 | 72.2222 | 35000 | 9 | 1 | 29.55 | 29.55 | 34.7224 | 2020Q3 | https://shop.regencylighting.com/fixtures/downlight/ledrt56ho650930-2-cs-1-sku-75331.html | Regency Lighting | 2020 | Yes
LED Lighting | Downlight | Sylvania | [5 empty] | Downlight Recessed Downlight Recessed Home / Fixtures / Downlight / Sylvania - 75332 - LEDRT56HO650940 2/CS 1/SKU Downlight LED Retrofit LED Retrofit Downlight - Cool White (4000K) Sylvania - 75332 - LEDRT56HO650940 2/CS 1/SKU | 4000 | 94 | 650 | 72.2222 | 35000 | 9 | 1 | 29.55 | 29.55 | 34.7224 | 2020Q3 | https://shop.regencylighting.com/fixtures/downlight/ledrt56ho650940-2-cs-1-sku-75332.html | Regency Lighting | 2020 | Yes
LED Lighting | Downlight | Sylvania | False |  |  | LED Retrofit Kit | LED Retrofit Kit | Downlight Recessed Downlight Recessed Home / Fixtures / Downlight / Sylvania - 75327 - LEDRT56HO900840347V LED Recessed Downlight Kit; Suitable for 5" and 6" Cans; CFL Pin-Based Replacement (18W Replacement); Suitable for Wet Locations; Integrated White Trim and Metal Conduit Adaptor 13W LED Downlight Retrofit Kit - 900 Lumens - Cool White (4000K) - 84 CRI - 50000 hrs. - White Sylvania - 75327 - LEDRT56HO900840347V | 4000 | 84 | 900 | 69.2308 | 50000 | 13 | 1 | 56.64 | 56.64 | 66.5542 | 2020Q3 | https://shop.regencylighting.com/fixtures/downlight/ledrt56ho900840347v-75327.html | Regency Lighting | 2020 | Yes
LED Lighting | Downlight | Sylvania | True |  |  |  |  | Downlight Recessed Downlight Recessed Home / Fixtures / Downlight / Sylvania - 72529 - LEDRT61500HO835 Downlights Housings with Compact Fluorescent Pin-Base Lamps 17W LED Retrofit Downlight - 1500 Lumens - Neutral White (3500K) - 82 CRI - 50000 Hours Sylvania - 72529 - LEDRT61500HO835 | 3000 | 82 | 1500 | 93.75 | 60400 | 16 | 4 | 279.4 | 69.85 | 82.0764 | 2020Q3 | https://shop.regencylighting.com/fixtures/downlight/ledrt61500ho835-72529.html | Regency Lighting | 2020 | Yes
LED Lighting | Downlight | Sylvania | True |  |  |  |  | Downlight Recessed Downlight Recessed Home / Fixtures / Downlight / Sylvania - 72530 - LEDRT61500HO840 Downlights Housings with Compact Fluorescent Pin-Base Lamps 17W LED Retrofit Downlight - 1500 Lumens - Cool White (4000K) - 82 CRI - 50000 Hours Sylvania - 72530 - LEDRT61500HO840 | 3000 | 82 | 1500 | 93.75 | 60400 | 16 | 4 | 287.84 | 71.96 | 84.5558 | 2020Q3 | https://shop.regencylighting.com/fixtures/downlight/ledrt61500ho840-72530.html | Regency Lighting | 2020 | Yes
LED Lighting | Downlight | Sylvania |  |  |  | LED Retrofit Kit | LED Retrofit Kit | Downlight Recessed Downlight Recessed Home / Fixtures / Downlight / Sylvania - 79742 - LEDRT85000840 Downlight LED Retrofit Downlight LED Retrofit - Cool White (4000K) Sylvania - 79742 - LEDRT85000840 | 4000 | 83 | 5000 | 92.5926 | 54000 | 54 | 1 | 150.55 | 150.55 | 176.9021 | 2020Q3 | https://shop.regencylighting.com/fixtures/downlight/ledrt85000840-79742.html | Regency Lighting | 2020 | Yes
LED Lighting | Downlight | Sylvania | [5 empty] | Downlight Recessed Downlight Recessed Home / Fixtures / Downlight / Sylvania - 75435 - LEDRT85000840347V LED Recessed Downlight Kit; Suitable for 8" Cans; CFL Pin-Based Replacement 50W LED Downlight Retrofit Kit - 5000 Lumens - Cool White (4000K) - 80 CRI - 50000 hrs. - White Sylvania - 75435 - LEDRT85000840347V | 4000 | 82 | 5000 | 100 | 50000 | 50 | 1 | 154.74 | 154.74 | 181.8255 | 2020Q3 | https://shop.regencylighting.com/fixtures/downlight/ledrt85000840347v-75435.html | Regency Lighting | 2020 | Yes
LED Lighting | Downlight | Sylvania | True |  |  |  |  | Downlight Recessed Downlight Recessed Home / Fixtures / Downlight / Sylvania - 79754 - LEDRT88000830 Universal Input 92W LED Retrofit Downlight - 8000 Lumens - Warm White (3000K) - 82 CRI - 50000 Hours Sylvania - 79754 - LEDRT88000830 | 3000 | 83 | 8000 | 86.9565 | 50000 | 92 | 2 | 329.26 | 164.63 | 193.4466 | 2020Q3 | https://shop.regencylighting.com/fixtures/downlight/ledrt88000830-79754.html | Regency Lighting | 2020 | No
LED Lighting | Downlight | Sylvania | True |  |  |  |  | Downlight Recessed Downlight Recessed Home / Fixtures / Downlight / Sylvania - 79755 - LEDRT88000835 LED Recessed Downlight Kit; Suitable for 8" Cans; Replaces 150W HPS or 175W MH; Suitable for Wet Locations; Integrated White Trim, White Baffle Reflector, and Metal Conduit; Remote Driver 92W LED Downlight Retrofit Kit - 8000 Lumens - Neutral White (3500K) - 82 CRI - 50000 hrs. - White Sylvania - 79755 - LEDRT88000835 | 3500 | 82 | 8000 | 86.9565 | 50000 | 92 | 1 | 164.63 | 164.63 | 193.4466 | 2020Q3 | https://shop.regencylighting.com/fixtures/downlight/ledrt88000835-79755.html | Regency Lighting | 2020 | No
LED Lighting | Downlight | Sylvania | [5 empty] | Downlight Recessed Downlight Recessed Home / Fixtures / Downlight / Sylvania - 79756 - LEDRT88000840 Downlight LED Retrofit Downlight LED Retrofit - Cool White (4000K) Sylvania - 79756 - LEDRT88000840 | 4000 | 84 | 8000 | 86.9565 | 50000 | 92 | 1 | 164.63 | 164.63 | 193.4466 | 2020Q3 | https://shop.regencylighting.com/fixtures/downlight/ledrt88000840-79756.html | Regency Lighting | 2020 | No
LED Lighting | Downlight | Sylvania | True |  |  |  |  | Downlight Recessed Downlight Recessed Home / Fixtures / Downlight / Sylvania - 60779 - LEDRT8R3A2000UD930 8" Compatible Can; Round; Wet Location Rated; Energy Star Listed 23W LED Downlight Retrofit Kit - 2000 Lumens - Warm White (3000K) - 90 CRI - 50000 hrs. - White Sylvania - 60779 - LEDRT8R3A2000UD930 | 4000 | 94 | 2000 | 83.3333 | 50000 | 24 | 1 | 90.33 | 90.33 | 106.1412 | 2020Q3 | https://shop.regencylighting.com/fixtures/downlight/ledrt8r3a2000ud930-60779.html | Regency Lighting | 2020 | Yes
LED Lighting | Downlight | Sylvania |  |  |  | LED Retrofit Kit | LED Retrofit Kit | Downlight Solid State Retrofit Downlight Solid State Retrofit Home / Fixtures / Downlight / Sylvania - 74925 - LEDRTQ4600927 LED Recessed Downlight Kit LED Recessed Downlight Kit - Warm White (2700K) Sylvania - 74925 - LEDRTQ4600927 | 2700 | 91 | 600 | 66.6667 | 50000 | 9 | 1 | 20.52 | 20.52 | 24.1118 | 2020Q3 | https://shop.regencylighting.com/fixtures/downlight/ledrtq4600927-74925.html | Regency Lighting | 2020 | Yes
LED Lighting | Downlight | Sylvania |  |  |  | LED Retrofit Kit | LED Retrofit Kit | Downlight Solid State Retrofit Downlight Solid State Retrofit Home / Fixtures / Downlight / Sylvania - 74924 - LEDRTQ4600930 LED Recessed Downlight Kit LED Recessed Downlight Kit - Warm White (3000K) Sylvania - 74924 - LEDRTQ4600930 | 3000 | 92 | 600 | 66.6667 | 50000 | 9 | 1 | 20.52 | 20.52 | 24.1118 | 2020Q3 | https://shop.regencylighting.com/fixtures/downlight/ledrtq4600930-74924.html | Regency Lighting | 2020 | Yes
LED Lighting | Downlight | Sylvania |  |  |  | LED Retrofit Kit | LED Retrofit Kit | Downlight Solid State Retrofit Downlight Solid State Retrofit Home / Fixtures / Downlight / Sylvania - 74926 - LEDRTQ4600940 LED Recessed Downlight Kit; Square; Suitable for 4" Housing; Medium Base Socket Adaptor; Integrated White Trim; Replaces up to 50W Incandescent BR30; Title 24 Compliant 9W LED Downlight Retrofit Kit - 600 Lumens - Cool White (4000K) - 90 CRI - 50000 hrs. - White Sylvania - 74926 - LEDRTQ4600940 | 4000 | 93 | 600 | 66.6667 | 50000 | 9 | 1 | 20.52 | 20.52 | 24.1118 | 2020Q3 | https://shop.regencylighting.com/fixtures/downlight/ledrtq4600940-74926.html | Regency Lighting | 2020 | Yes
LED Lighting | Downlight | Sylvania |  |  |  | LED Retrofit Kit | LED Retrofit Kit | Downlight Solid State Retrofit Downlight Solid State Retrofit Home / Fixtures / Downlight / Sylvania - 74928 - LEDRTQ56900927 LED Recessed Downlight Kit; Square; Suitable for 5" and 6" Housing; Medium Base Socket Adaptor; Integrated White Trim; Replaces up to 65W Incandescent BR30; Title 24 Compliant 13W LED Downlight Retrofit Kit - 900 Lumens - Warm White (2700K) - 90 CRI - 50000 hrs. - White Sylvania - 74928 - LEDRTQ56900927 | 2700 | 91 | 900 | 69.2308 | 50000 | 13 | 1 | 24.84 | 24.84 | 29.188 | 2020Q3 | https://shop.regencylighting.com/fixtures/downlight/ledrtq56900927-74928.html | Regency Lighting | 2020 | Yes
LED Lighting | Downlight | Sylvania |  |  |  | LED Retrofit Kit | LED Retrofit Kit | Downlight Solid State Retrofit Downlight Solid State Retrofit Home / Fixtures / Downlight / Sylvania - 74929 - LEDRTQ56900930 LED Recessed Downlight Kit LED Recessed Downlight Kit - Warm White (3000K) Sylvania - 74929 - LEDRTQ56900930 | 3000 | 92 | 900 | 69.2308 | 50000 | 13 | 1 | 24.84 | 24.84 | 29.188 | 2020Q3 | https://shop.regencylighting.com/fixtures/downlight/ledrtq56900930-74929.html | Regency Lighting | 2020 | Yes
LED Lighting | Downlight | Sylvania | True |  |  | LED Retrofit Kit | LED Retrofit Kit | Downlight Solid State Retrofit Downlight Solid State Retrofit Home / Fixtures / Downlight / LEDVANCE - 74930 - LEDRTQ56900940 LED Recessed Downlight Kit LED Recessed Downlight Kit - Cool White (4000K) - 50000 Hours - 120 to 130V - White (Trim) LEDVANCE - 74930 - LEDRTQ56900940 | 4000 | 93 | 900 | 69.2308 | 50000 | 13 | 1 | 24.84 | 24.84 | 29.188 | 2020Q3 | https://shop.regencylighting.com/fixtures/downlight/ledrtq56900940-74930.html | Regency Lighting | 2020 | Yes
LED Lighting | Downlight | Sylvania |  | Daylighting/Photocell, |  | LED Retrofit Kit | LED Retrofit Kit | Downlight Solid State Retrofit Downlight Solid State Retrofit Home / Fixtures / Downlight / Sylvania - 74931 - LEDRTQ56900950 LED Recessed Downlight Kit LED Recessed Downlight Kit - Daylight (5000K) Sylvania - 74931 - LEDRTQ56900950 | 5000 | 96 | 900 | 69.2308 | 50000 | 13 | 1 | 24.12 | 24.12 | 28.3419 | 2020Q3 | https://shop.regencylighting.com/fixtures/downlight/ledrtq56900950-74931.html | Regency Lighting | 2020 | Yes
LED Lighting | Downlight | Maxlite | True |  |  |  |  | Downlight Recessed Downlight Recessed Home / Fixtures / Downlight / Maxlite - 14099876 - RCF409CSW Mounts Directly in Ceiling (No Housing Required); Comes with 24" Power Whip; Damp Location Rated 8W LED Downlight Retrofit - 750 Lumens - 80 CRI - 50000 hrs. - 120 to 277V (Universal) Maxlite - 14099876 - RCF409CSW | 4000 | 84 | 750 | 83.3333 | 50000 | 9 | 1 | 42.9 | 42.9 | 50.4092 | 2020Q3 | https://shop.regencylighting.com/fixtures/downlight/rcf409csw-mxt.html | Regency Lighting | 2020 | Yes
LED Lighting | Downlight | Maxlite | True |  |  |  |  | Downlight Recessed Downlight Recessed Home / Fixtures / Downlight / Maxlite - 14099878 - RCF618CSW Mounts Directly in Ceiling (No Housing Required); Comes with 24" Power Whip; Damp Location Rated 17W LED Downlight Retrofit - 1650 Lumens - 80 CRI - 50000 hrs. - 120 to 277V (Universal) Maxlite - 14099878 - RCF618CSW | 4000 | 83 | 1650 | 91.6667 | 50000 | 18 | 1 | 47.78 | 47.78 | 56.1433 | 2020Q3 | https://shop.regencylighting.com/fixtures/downlight/rcf618csw-mxt.html | Regency Lighting | 2020 | Yes
LED Lighting | Downlight | Maxlite | True |  |  |  |  | Downlight Recessed Downlight Recessed Home / Fixtures / Downlight / Maxlite - 14099880 - RCF818CSW Mounts Directly in Ceiling (No Housing Required); Comes with 24" Power Whip; Damp Location Rated 17W LED Downlight Retrofit - 1650 Lumens - 80 CRI - 50000 hrs. - 120 to 277V (Universal) Maxlite - 14099880 - RCF818CSW | 4000 | 83 | 1650 | 91.6667 | 50000 | 18 | 1 | 54.77 | 54.77 | 64.3569 | 2020Q3 | https://shop.regencylighting.com/fixtures/downlight/rcf818csw-mxt.html | Regency Lighting | 2020 | Yes
LED Lighting | Downlight | Maxlite | True |  |  |  |  | Downlight Solid State Retrofit Downlight Solid State Retrofit Home / Fixtures / Downlight / Maxlite - 101646 - RR61530W/V2 Easy Retrofit and Maintenance; Integral Thermal Protection; Easy Installation; Friction mounted; 50000 Hour Life; Aluminum Reflector; Environmentally Friendly; Die-cast Aluminum Heat Sink 15W LED Retrofit Downlight - 825 Lumens - Warm White (3000K) - 80 CRI - 50000 Hours - Anodized Maxlite - 101646 - RR61530W/V2 | 3000 | 83 | 850 | 56.6667 | 35000 | 15 | 1 | 75.64 | 75.64 | 88.8799 | 2020Q3 | https://shop.regencylighting.com/fixtures/downlight/rr61530w-v2-mxt.html | Regency Lighting | 2020 | Yes
LED Lighting | Downlight | Maxlite | True |  |  |  |  | Downlight Solid State Retrofit Downlight Solid State Retrofit Home / Fixtures / Downlight / Maxlite - 101647 - RR61540W/V2 Universal Voltage (120-277); Mounts into Existing Recessed Frame; Five year Limited Warranty; Dimmable to 5% (120v only) 15W LED Retrofit Downlight - 910 Lumens - Cool White (4000K) - 80 CRI - 50000 Hours - Anodized Maxlite - 101647 - RR61540W/V2 | 4000 | 83 | 850 | 56.6667 | 35000 | 15 | 1 | 75.64 | 75.64 | 88.8799 | 2020Q3 | https://shop.regencylighting.com/fixtures/downlight/rr61540w-v2-mxt.html | Regency Lighting | 2020 | Yes
LED Lighting | Downlight | Maxlite | True |  |  |  |  | Downlight Solid State Retrofit Downlight Solid State Retrofit Home / Fixtures / Downlight / Maxlite - 101649 - RR81530W/V2 Universal Voltage (120-277); Mounts into Existing Recessed Frame; Five year Limited Warranty; Dimmable to 5% (120v only) 15W LED Retrofit Downlight - 875 Lumens - Warm White (3000K) - 80 CRI - 50000 Hours - Anodized Maxlite - 101649 - RR81530W/V2 | 3000 | 83 | 850 | 56.6667 | 35000 | 15 | 1 | 138.83 | 138.83 | 163.1306 | 2020Q3 | https://shop.regencylighting.com/fixtures/downlight/rr81530w-v2-mxt.html | Regency Lighting | 2020 | Yes
LED Lighting | Downlight | Maxlite | True |  |  |  |  | Downlight Solid State Retrofit Downlight Solid State Retrofit Home / Fixtures / Downlight / Maxlite - 101650 - RR81540W/V2 Universal Voltage (120-277); Mounts into Existing Recessed Frame; Five year Limited Warranty; Dimmable to 5% (120v only) 15W LED Retrofit Downlight - 920 Lumens - Cool White (4000K) - 80 CRI - 50000 Hours - Anodized Maxlite - 101650 - RR81540W/V2 | 4000 | 83 | 850 | 56.6667 | 35000 | 15 | 1 | 138.83 | 138.83 | 163.1306 | 2020Q3 | https://shop.regencylighting.com/fixtures/downlight/rr81540w-v2-mxt.html | Regency Lighting | 2020 | Yes
LED Lighting | Downlight | Maxlite | [5 empty] | Downlight Recessed Downlight Recessed Home / Fixtures / Downlight / Maxlite - 1408678 - RRECO61230W/V2 Energy Star; 6"; White Trim; Damp Location Rated; Mounts into Existing Recessed Frame 11W LED Downlight Retrofit Kit - 940 Lumens - Warm White (3000K) - 80 CRI - 50000 Hours - White Maxlite - 1408678 - RRECO61230W/V2 | 3000 | 84 | 920 | 76.6667 | 50000 | 12 | 1 | 80.43 | 80.43 | 94.5084 | 2020Q3 | https://shop.regencylighting.com/fixtures/downlight/rreco61230w-v2-mxt.html | Regency Lighting | 2020 | Yes
LED Lighting | Downlight | Sylvania | [5 empty] | Downlight Surface Mount Downlight Surface Mount Home / Fixtures / Industrial / Sylvania - 74232 - HIBAY1A/200UNVD840/GR LED High Bay Fixture LED High Bay Fixture - Cool White (4000K) Sylvania - 74232 - HIBAY1A/200UNVD840/GR | 3000 | 83 | 1050 | 70 | 50000 | 15 | 1 | 397.07 | 397.07 | 466.5726 | 2020Q3 | https://shop.regencylighting.com/fixtures/industrial/hibay1a-200unvd840-gr-74232.html | Regency Lighting | 2020 | Yes
LED Lighting | Downlight | Sylvania | [5 empty] | Downlight Surface Mount Downlight Surface Mount Home / Fixtures / Industrial / High Bay / Sylvania - 74232 - HIBAY1A/200UNVD840/GR LED High Bay Fixture LED High Bay Fixture - Cool White (4000K) Sylvania - 74232 - HIBAY1A/200UNVD840/GR | 3000 | 83 | 1050 | 70 | 50000 | 15 | 1 | 397.07 | 397.07 | 466.5726 | 2020Q3 | https://shop.regencylighting.com/fixtures/industrial/high-bay/hibay1a-200unvd840-gr-74232.html | Regency Lighting | 2020 | Yes
LED Lighting | Downlight | Sylvania | [5 empty] | Downlight Solid State Retrofit Downlight Solid State Retrofit Home / Fixtures / Outdoor / Sylvania - 74204 - SLMWPK1A/030120740/CO/BZ/P LED Outdoor Wallpack 30W LED Outdoor Wallpack - Cool White (4000K) Sylvania - 74204 - SLMWPK1A/030120740/CO/BZ/P | 4000 | 83 | 500 | 62.5 | 50000 | 8 | 1 | 140 | 140 | 164.5054 | 2020Q3 | https://shop.regencylighting.com/fixtures/outdoor/slmwpk1a-030120740-co-bz-p-74204.html | Regency Lighting | 2020 | Yes
LED Lighting | Downlight | Sylvania |  | Daylighting/Photocell, |  |  |  | Downlight Solid State Retrofit Downlight Solid State Retrofit Home / Fixtures / Outdoor / Sylvania - 74208 - SLMWPK1A/040120750/CO/BZ/P LED Outdoor Wallpack 40W LED Outdoor Wallpack - Daylight (5000K) Sylvania - 74208 - SLMWPK1A/040120750/CO/BZ/P | 4000 | 83 | 800 | 66.6667 | 50000 | 12 | 1 | 178.45 | 178.45 | 209.6856 | 2020Q3 | https://shop.regencylighting.com/fixtures/outdoor/slmwpk1a-040120750-co-bz-p-74208.html | Regency Lighting | 2020 | Yes
LED Lighting | Downlight | Sylvania | [5 empty] | Downlight Solid State Retrofit Downlight Solid State Retrofit Home / Fixtures / Outdoor / Sylvania - 74206 - SLMWPK1A/060120740/CO/BZ/P LED Outdoor Wallpack 60W LED Outdoor Wallpack - Cool White (4000K) Sylvania - 74206 - SLMWPK1A/060120740/CO/BZ/P | 4000 | 86 | 800 | 66.6667 | 50000 | 12 | 1 | 238.65 | 238.65 | 280.423 | 2020Q3 | https://shop.regencylighting.com/fixtures/outdoor/slmwpk1a-060120740-co-bz-p-74206.html | Regency Lighting | 2020 | Yes
LED Lighting | Downlight | Sylvania | [5 empty] | Downlight Solid State Retrofit Downlight Solid State Retrofit Home / Fixtures / Outdoor / Wall Pack / Sylvania - 74204 - SLMWPK1A/030120740/CO/BZ/P LED Outdoor Wallpack 30W LED Outdoor Wallpack - Cool White (4000K) Sylvania - 74204 - SLMWPK1A/030120740/CO/BZ/P | 4000 | 83 | 500 | 62.5 | 50000 | 8 | 1 | 140 | 140 | 164.5054 | 2020Q3 | https://shop.regencylighting.com/fixtures/outdoor/wall-pack/slmwpk1a-030120740-co-bz-p-74204.html | Regency Lighting | 2020 | Yes
LED Lighting | Downlight | Sylvania |  | Daylighting/Photocell, |  |  |  | Downlight Solid State Retrofit Downlight Solid State Retrofit Home / Fixtures / Outdoor / Wall Pack / Sylvania - 74208 - SLMWPK1A/040120750/CO/BZ/P LED Outdoor Wallpack 40W LED Outdoor Wallpack - Daylight (5000K) Sylvania - 74208 - SLMWPK1A/040120750/CO/BZ/P | 4000 | 83 | 800 | 66.6667 | 50000 | 12 | 1 | 178.45 | 178.45 | 209.6856 | 2020Q3 | https://shop.regencylighting.com/fixtures/outdoor/wall-pack/slmwpk1a-040120750-co-bz-p-74208.html | Regency Lighting | 2020 | Yes
LED Lighting | Downlight | Sylvania | [5 empty] | Downlight Solid State Retrofit Downlight Solid State Retrofit Home / Fixtures / Outdoor / Wall Pack / Sylvania - 74206 - SLMWPK1A/060120740/CO/BZ/P LED Outdoor Wallpack 60W LED Outdoor Wallpack - Cool White (4000K) Sylvania - 74206 - SLMWPK1A/060120740/CO/BZ/P | 4000 | 86 | 800 | 66.6667 | 50000 | 12 | 1 | 238.65 | 238.65 | 280.423 | 2020Q3 | https://shop.regencylighting.com/fixtures/outdoor/wall-pack/slmwpk1a-060120740-co-bz-p-74206.html | Regency Lighting | 2020 | Yes
LED Lighting | Downlight | Maxlite | True |  |  | Other |  | Downlight Surface Mount Downlight Surface Mount Home / Fixtures / Surface / Maxlite - 1410132 - ML2L13SLNI1530 Flush Mount LED Ceiling Fixture; ETL Listed for Damp Locations; Energy Star Rated 15W Flush Mount Ceiling Light - 1050 Lumens - Warm White (3000K) - 80 CRI - 50000 hrs. - Nickel Maxlite - 1410132 - ML2L13SLNI1530 | 3000 | 81 | 1050 | 70 | 50000 | 15 | 1 | 65.11 | 65.11 | 76.5068 | 2020Q3 | https://shop.regencylighting.com/fixtures/surface/ml2l13slni1530-mxt.html | Regency Lighting | 2020 | Yes
LED Lighting | Decorative | Philips | True |  | Decorative | B10 | E12 (Candelabra) | Damp Location Rated Damp Location Rated Home / Fixtures / Troffer / Philips - 506915 - EVOKIT 2X4 P 36L 32W 840 1 MK1 Maximum Light Quality and Minimum Energy Use; Simple Setup; Long Lasting Peace of Mind 32W EvoKit LED Retrofit Kit - 3492 Lumens - Cool White (4000K) - 80 CRI - 70000 Hours - 120 to 130V - Powder Coated Philips - 506915 - EVOKIT 2X4 P 36L 32W 840 1 MK1 | 2700 | 93 | 300 | 85.7143 | 25000 | 3.5 | 1 | 168 | 168 | 197.4065 | 2020Q3 | https://shop.regencylighting.com/fixtures/troffer/evokit-2x4-p-36l-32w-840-1-mk1-50691-5.html | Regency Lighting | 2020 | No
LED Lighting | Reflector | Sylvania | True |  | Reflector (Flood/Spot) | PAR30S | E26 (Medium) | None,Recessed Fixtures None,Recessed Fixtures Home / Fixtures / Troffer / Sylvania - 75056 - LEDRTROFF3L029UNVD83022WH Troffer Retrofit Kit for 2x2 Fluorescent Luminaires; Universal Input Voltage 29W 2x2 Troffer Retrofit Kit - 3200 Lumens - Warm White (3000K) - 82 CRI - 50000 Hours Sylvania - 75056 - LEDRTROFF3L029UNVD83022WH | 4000 | 95 | 800 | 72.7273 | 40000 | 11 | 1 | 499.6 | 499.6 | 587.0493 | 2020Q3 | https://shop.regencylighting.com/fixtures/troffer/ledrtroff3l029unvd83022wh-75056.html | Regency Lighting | 2020 | No
LED Lighting | Decorative | Philips | True |  | Decorative | B10 | E12 (Candelabra) | Damp Location Rated Damp Location Rated Home / Fixtures / Troffer / Retrofit Kits / Philips - 506915 - EVOKIT 2X4 P 36L 32W 840 1 MK1 Maximum Light Quality and Minimum Energy Use; Simple Setup; Long Lasting Peace of Mind 32W EvoKit LED Retrofit Kit - 3492 Lumens - Cool White (4000K) - 80 CRI - 70000 Hours - 120 to 130V - Powder Coated Philips - 506915 - EVOKIT 2X4 P 36L 32W 840 1 MK1 | 2700 | 93 | 300 | 85.7143 | 25000 | 3.5 | 1 | 168 | 168 | 197.4065 | 2020Q3 | https://shop.regencylighting.com/fixtures/troffer/retrofit-kits/evokit-2x4-p-36l-32w-840-1-mk1-50691-5.html | Regency Lighting | 2020 | No
LED Lighting | Reflector | Sylvania | True |  | Reflector (Flood/Spot) | PAR30S | E26 (Medium) | None,Recessed Fixtures None,Recessed Fixtures Home / Fixtures / Troffer / Retrofit Kits / Sylvania - 75056 - LEDRTROFF3L029UNVD83022WH Troffer Retrofit Kit for 2x2 Fluorescent Luminaires; Universal Input Voltage 29W 2x2 Troffer Retrofit Kit - 3200 Lumens - Warm White (3000K) - 82 CRI - 50000 Hours Sylvania - 75056 - LEDRTROFF3L029UNVD83022WH | 4000 | 95 | 800 | 72.7273 | 40000 | 11 | 1 | 499.6 | 499.6 | 587.0493 | 2020Q3 | https://shop.regencylighting.com/fixtures/troffer/retrofit-kits/ledrtroff3l029unvd83022wh-75056.html | Regency Lighting | 2020 | No
LED Lighting | A-Type | TCP | False | Daylighting/Photocell, | A19/21 | E26 (Medium) | E26 (Medium) | Home / Light Bulbs / LED / LED A-Line / TCP - FA19SNOWBD LED Shaped Filament Lamp; Snowflake; Base Down; UL Approved for Damp and Enclosed Locations 1.5W LED Shape Filament Lamp - 210 Lumens - Daylight (5000K) - 80 CRI - 15000 hrs. - E26 (Medium) - 120 to 130V TCP - FA19SNOWBD | 5000 | 80 | 210 | 140 | 15000 | 1.5 | 1 | 16.74 | 16.74 | 19.6701 | 2020Q2 | https://shop.regencylighting.com/lamps/led/a-line/fa19snowbd-tcp.html | Regency Lighting | 2020 | No
LED Lighting | A-Type | TCP | False | Daylighting/Photocell, | A19/21 | E26 (Medium) | E26 (Medium) | Home / Light Bulbs / LED / LED A-Line / TCP - FA19SNOWMANBD LED Shaped Filament Lamp; Snowman; Base Down; UL Approved for Damp and Enclosed Locations 1.5W LED Shape Filament Lamp - 210 Lumens - Daylight (5000K) - 80 CRI - 15000 hrs. - E26 (Medium) - 120 to 130V TCP - FA19SNOWMANBD | 5000 | 80 | 210 | 140 | 15000 | 1.5 | 1 | 18 | 18 | 21.1507 | 2020Q2 | https://shop.regencylighting.com/lamps/led/a-line/fa19snowmanbd-tcp.html | Regency Lighting | 2020 | No
LED Lighting | A-Type | TCP | False |  | A19/21 | E26 (Medium) | E26 (Medium) | Home / Light Bulbs / LED / LED A-Line / TCP - FA19STARBBD LED Shaped Filament Lamp; Star; Blue Filament; Base Down; UL Approved for Damp and Enclosed Locations 1.5W LED Shape Filament Lamp - 210 Lumens - 80 CRI - 15000 hrs. - E26 (Medium) - 120 to 130V TCP - FA19STARBBD |  | 80 | 210 | 140 | 15000 | 1.5 | 1 | 18 | 18 | 21.1507 | 2020Q2 | https://shop.regencylighting.com/lamps/led/a-line/fa19starbbd-tcp.html | Regency Lighting | 2020 | No
LED Lighting | A-Type | TCP | False |  | A19/21 | E26 (Medium) | E26 (Medium) | Home / Light Bulbs / LED / LED A-Line / TCP - FA19STARRBD LED Shaped Filament Lamp; Star; Red Filament; Base Down; UL Approved for Damp and Enclosed Locations 1.5W LED Shape Filament Lamp - 210 Lumens - 80 CRI - 15000 hrs. - E26 (Medium) - 120 to 130V TCP - FA19STARRBD |  | 80 | 210 | 140 | 15000 | 1.5 | 1 | 16.74 | 16.74 | 19.6701 | 2020Q2 | https://shop.regencylighting.com/lamps/led/a-line/fa19starrbd-tcp.html | Regency Lighting | 2020 | No
LED Lighting | A-Type | TCP | False |  | A19/21 | E26 (Medium) | E26 (Medium) | Home / Light Bulbs / LED / LED A-Line / TCP - FA19XMTREERBD LED Shaped Filament Lamp; Christmas Tree; Red Filament; Base Down; UL Approved for Damp and Enclosed Locations 1.5W LED Shape Filament Lamp - 210 Lumens - 80 CRI - 15000 hrs. - E26 (Medium) - 120 to 130V TCP - FA19XMTREERBD |  | 80 | 210 | 140 | 15000 | 1.5 | 1 | 16.74 | 16.74 | 19.6701 | 2020Q2 | https://shop.regencylighting.com/lamps/led/a-line/fa19xmtreerbd-tcp.html | Regency Lighting | 2020 | No
LED Lighting | Decorative | Maxlite | True |  | Globe | G25 | E26 (Medium) | Damp Location Rated,Not for Use in Recessed Fixtures Damp Location Rated,Not for Use in Recessed Fixtures Home / Light Bulbs / LED / Maxlite - 1409460 - 10G25DLED927/JA8 Medium E26 LED Lamp 10W G25 LED Lamp - Universal - 800 Lumens - Warm White (2700K) - 92 CRI - 25000 Hours - E26 (Medium) - 120 to 130V Maxlite - 1409460 - 10G25DLED927/JA8 | 2700 | 93 | 800 | 80 | 25000 | 10 | 1 | 7.19 | 7.19 | 8.4485 | 2020Q3 | https://shop.regencylighting.com/lamps/led/10g25dled927-ja8-mxt.html | Regency Lighting | 2020 | Yes
LED Lighting | Reflector | Satco | True |  | Reflector (Flood/Spot) | BR40 | E26 (Medium) | Damp Location Rated,Recessed Fixtures Damp Location Rated,Recessed Fixtures Home / Light Bulbs / LED / Satco - S9634 - 11.5BR40/LED/2700K/940L/120V Energy Star Certified; Suitable for Dry and Damp Location 11.5W BR40 LED Lamp - Universal - 940 Lumens - Warm White (2700K) - 80 CRI - 25000 Hours - E26 (Medium) - 120 to 130V Satco - S9634 - 11.5BR40/LED/2700K/940L/120V | 2700 | 83 | 940 | 81.7391 | 25000 | 11.5 | 1 | 10.82 | 10.82 | 12.7139 | 2020Q3 | https://shop.regencylighting.com/lamps/led/11-5br40-led-2700k-940l-120v-s9634.html | Regency Lighting | 2020 | Yes
LED Lighting | Reflector | Satco | True |  | Reflector (Flood/Spot) | BR40 | E26 (Medium) | Damp Location Rated,Recessed Fixtures Damp Location Rated,Recessed Fixtures Home / Light Bulbs / LED / Satco - S9635 - 11.5BR40/LED/3000K/940L/120V Energy Star Certified; Suitable for Dry and Damp Location 11.5W BR40 LED Lamp - Universal - 940 Lumens - Warm White (3000K) - 80 CRI - 25000 Hours - E26 (Medium) - 120 to 130V Satco - S9635 - 11.5BR40/LED/3000K/940L/120V | 3000 | 83 | 970 | 84.3478 | 25000 | 11.5 | 1 | 10.82 | 10.82 | 12.7139 | 2020Q3 | https://shop.regencylighting.com/lamps/led/11-5br40-led-3000k-940l-120v-s9635.html | Regency Lighting | 2020 | Yes
LED Lighting | A-Type | TCP | False | Daylighting/Photocell, | A19/21 | E26 (Medium) | E26 (Medium) | Home / Light Bulbs / LED / TCP - FA19REINDEERBD LED Shaped Filament Lamp; Reindeer; Base Down; UL Approved for Damp and Enclosed Locations 1.5W LED Shape Filament Lamp - 210 Lumens - Daylight (5000K) - 80 CRI - 15000 hrs. - E26 (Medium) - 120 to 130V TCP - FA19REINDEERBD | 5000 | 80 | 210 | 140 | 15000 | 1.5 | 1 | 16.74 | 16.74 | 19.6701 | 2020Q2 | https://shop.regencylighting.com/lamps/led/fa19reindeerbd-tcp.html | Regency Lighting | 2020 | No
LED Lighting | A-Type | TCP | False | Daylighting/Photocell, | A19/21 | E26 (Medium) | E26 (Medium) | Home / Light Bulbs / LED / TCP - FA19SNOWBD LED Shaped Filament Lamp; Snowflake; Base Down; UL Approved for Damp and Enclosed Locations 1.5W LED Shape Filament Lamp - 210 Lumens - Daylight (5000K) - 80 CRI - 15000 hrs. - E26 (Medium) - 120 to 130V TCP - FA19SNOWBD | 5000 | 80 | 210 | 140 | 15000 | 1.5 | 1 | 16.74 | 16.74 | 19.6701 | 2020Q2 | https://shop.regencylighting.com/lamps/led/fa19snowbd-tcp.html | Regency Lighting | 2020 | No
LED Lighting | Reflector | Maxlite | True | Daylighting/Photocell, | Reflector (Flood/Spot) | BR30 | E26 (Medium) | Damp Location Rated,Use With Timers,Use With Photo and/or Motion Sensors,Shatter Resistant,Recessed Fixtures Damp Location Rated,Use With Timers,Use With Photo and/or Motion Sensors,Shatter Resistant,Recessed Fixtures Home / Light Bulbs / LED / Maxlite - 14099421 - 11BR30DLED27/G3 BR30 LED BR Lamp 11W BR30 LED Lamp - Universal - 850 Lumens - Warm White (2700K) - 83 CRI - 25000 Hours - E26 (Medium) - 120 to 130V Maxlite - 14099421 - 11BR30DLED27/G3 | 2700 | 83 | 850 | 77.2727 | 25000 | 11 | 1 | 6.23 | 6.23 | 7.3205 | 2020Q3 | https://shop.regencylighting.com/lamps/led/11br30dled27-g3-mxt.html | Regency Lighting | 2020 | Yes
LED Lighting | Reflector | Maxlite | True | Daylighting/Photocell, | Reflector (Flood/Spot) | BR30 | E26 (Medium) | Damp Location Rated,Use With Timers,Use With Photo and/or Motion Sensors,Shatter Resistant,Recessed Fixtures Damp Location Rated,Use With Timers,Use With Photo and/or Motion Sensors,Shatter Resistant,Recessed Fixtures Home / Light Bulbs / LED / Maxlite - 14099423 - 11BR30DLED30/G3 BR30 LED BR Lamp 11W BR30 LED Lamp - Universal - 850 Lumens - Warm White (3000K) - 80 CRI - 25000 Hours - E26 (Medium) - 120 to 130V Maxlite - 14099423 - 11BR30DLED30/G3 | 3000 | 83 | 850 | 77.2727 | 25000 | 11 | 1 | 6.23 | 6.23 | 7.3205 | 2020Q3 | https://shop.regencylighting.com/lamps/led/11br30dled30-g3-mxt.html | Regency Lighting | 2020 | Yes
LED Lighting | Reflector | Maxlite | True | Daylighting/Photocell, | Reflector (Flood/Spot) | BR30 | E26 (Medium) | Damp Location Rated,Use With Timers,Use With Photo and/or Motion Sensors,Shatter Resistant,Recessed Fixtures Damp Location Rated,Use With Timers,Use With Photo and/or Motion Sensors,Shatter Resistant,Recessed Fixtures Home / Light Bulbs / LED / Maxlite - 14099424 - 11BR30DLED40/G3 BR30 LED BR Lamp 11W BR30 LED Lamp - Universal - 850 Lumens - Cool White (4000K) - 84 CRI - 25000 Hours - E26 (Medium) - 120 to 130V Maxlite - 14099424 - 11BR30DLED40/G3 | 4000 | 84 | 850 | 77.2727 | 25000 | 11 | 1 | 6.23 | 6.23 | 7.3205 | 2020Q3 | https://shop.regencylighting.com/lamps/led/11br30dled40-g3-mxt.html | Regency Lighting | 2020 | Yes
LED Lighting | Reflector | Maxlite | True |  | Reflector (Flood/Spot) | BR30 | E26 (Medium) | Damp Location Rated,Recessed Fixtures Damp Location Rated,Recessed Fixtures Home / Light Bulbs / LED / Maxlite - 107609 - 11BR30DLED930/G4 Solid Aluminum Body acts as a Heat Sink; Energy Star Certified; Suitable for Damp Location; Not for Use in Enclosed Fixtures 11W BR30 LED Lamp - Universal - 800 Lumens - Warm White (3000K) - 90 CRI - 25000 Hours - E26 (Medium) - 120 to 130V Maxlite - 107609 - 11BR30DLED930/G4 | 3000 | 92 | 800 | 72.7273 | 25000 | 11 | 1 | 7.28 | 7.28 | 8.5543 | 2020Q3 | https://shop.regencylighting.com/lamps/led/11br30dled930-g4-mxt.html | Regency Lighting | 2020 | Yes
LED Lighting | Reflector | Maxlite | True |  | Reflector (Flood/Spot) | PAR30S | E26 (Medium) | Damp Location Rated,Not Rated for Recessed Fixtures Damp Location Rated,Not Rated for Recessed Fixtures Home / Light Bulbs / LED / Maxlite - 14099226 - 11P30D27FL Medium E26 LED Par Lamp 11W PAR30 LED Lamp - Universal - 850 Lumens - Warm White (2700K) - 84 CRI - 25000 Hours - E26 (Medium) - 120 to 130V Maxlite - 14099226 - 11P30D27FL | 2700 | 82 | 850 | 77.2727 | 25000 | 11 | 1 | 6.9 | 6.9 | 8.1078 | 2020Q3 | https://shop.regencylighting.com/lamps/led/11p30d27fl-mxt.html | Regency Lighting | 2020 | Yes
LED Lighting | Reflector | Maxlite | True | Daylighting/Photocell, | Reflector (Flood/Spot) | PAR30S | E26 (Medium) | Damp Location Rated,Use With Timers,Use With Photo and/or Motion Sensors,Shatter Resistant,Not Rated for Recessed Fixtures Damp Location Rated,Use With Timers,Use With Photo and/or Motion Sensors,Shatter Resistant,Not Rated for Recessed Fixtures Home / Light Bulbs / LED / Maxlite - 14099227 - 11P30D30FL Medium E26 LED Par Lamp 11W PAR30 LED Lamp - Universal - 850 Lumens - Warm White (3000K) - 84 CRI - 25000 Hours - E26 (Medium) - 120 to 130V Maxlite - 14099227 - 11P30D30FL | 3000 | 84 | 850 | 77.2727 | 25000 | 11 | 1 | 6.9 | 6.9 | 8.1078 | 2020Q3 | https://shop.regencylighting.com/lamps/led/11p30d30fl-mxt.html | Regency Lighting | 2020 | Yes
LED Lighting | Reflector | Maxlite | True | Daylighting/Photocell, | Reflector (Flood/Spot) | PAR30S | E26 (Medium) | Damp Location Rated,Use With Timers,Use With Photo and/or Motion Sensors,Shatter Resistant,Not Rated for Recessed Fixtures Damp Location Rated,Use With Timers,Use With Photo and/or Motion Sensors,Shatter Resistant,Not Rated for Recessed Fixtures Home / Light Bulbs / LED / Maxlite - 14099228 - 11P30D40FL Energy Star Certified 11W PAR30 LED Lamp - Universal - 850 Lumens - Cool White (4000K) - 83 CRI - 25000 Hours - E26 (Medium) - 120 to 130V Maxlite - 14099228 - 11P30D40FL | 4000 | 83 | 850 | 77.2727 | 25000 | 11 | 1 | 6.9 | 6.9 | 8.1078 | 2020Q3 | https://shop.regencylighting.com/lamps/led/11p30d40fl-mxt.html | Regency Lighting | 2020 | Yes
LED Lighting | Reflector | Maxlite | True | Daylighting/Photocell, | Reflector (Flood/Spot) | PAR30S | E26 (Medium) | Damp Location Rated,Use With Timers,Use With Photo and/or Motion Sensors,Shatter Resistant,Not Rated for Recessed Fixtures Damp Location Rated,Use With Timers,Use With Photo and/or Motion Sensors,Shatter Resistant,Not Rated for Recessed Fixtures Home / Light Bulbs / LED / Maxlite - 14099232 - 11P30D40NF Energy Star Rated; Instant On; Not for Use in Enclosed Fixtures; Damp Location Rated 11W PAR30 Short Neck LED Lamp - Universal - 850 Lumens - Cool White (4000K) - 83 CRI - 25000 Hours - E26 (Medium) - 120 to 130V - White Maxlite - 14099232 - 11P30D40NF | 4000 | 83 | 850 | 77.2727 | 25000 | 11 | 1 | 6.9 | 6.9 | 8.1078 | 2020Q3 | https://shop.regencylighting.com/lamps/led/11p30d40nf-mxt.html | Regency Lighting | 2020 | Yes
LED Lighting | Reflector | MaxLite | True | Daylighting/Photocell, | Reflector (Flood/Spot) | PAR30L | E26 (Medium) | Use With Timers,Use With Photo and/or Motion Sensors,Wet Location Rated,Shatter Resistant,Not Rated for Recessed Fixtures Use With Timers,Use With Photo and/or Motion Sensors,Wet Location Rated,Shatter Resistant,Not Rated for Recessed Fixtures Home / Light Bulbs / LED / Maxlite - 14099216 - 11P30WLND27NF Energy Star Certified; Suitable for Wet Locations; Not Suitable for Enclosed Fixtures 11W PAR30 Long Neck LED Lamp - Universal - 850 Lumens - Warm White (2700K) - 83 CRI - 25000 Hours - E26 (Medium) - 120 to 130V Maxlite - 14099216 - 11P30WLND27NF | 2700 | 83 | 850 | 77.2727 | 25000 | 11 | 1 | 6.9 | 6.9 | 8.1078 | 2020Q3 | https://shop.regencylighting.com/lamps/led/11p30wlnd27nf-mxt.html | Regency Lighting | 2020 | Yes
LED Lighting | Reflector | Maxlite | True | Daylighting/Photocell, | Reflector (Flood/Spot) | PAR30L | E26 (Medium) | Use With Timers,Use With Photo and/or Motion Sensors,Wet Location Rated,Shatter Resistant,Not Rated for Recessed Fixtures Use With Timers,Use With Photo and/or Motion Sensors,Wet Location Rated,Shatter Resistant,Not Rated for Recessed Fixtures Home / Light Bulbs / LED / Maxlite - 14099204 - 11P30WLND30FL Medium E26 LED PAR30 Long Neck Lamp 11W PAR30 Long Neck LED Lamp - Universal - 850 Lumens - Warm White (3000K) - 84 CRI - 25000 Hours - E26 (Medium) - 120 to 130V Maxlite - 14099204 - 11P30WLND30FL | 3000 | 84 | 850 | 77.2727 | 25000 | 11 | 1 | 6.9 | 6.9 | 8.1078 | 2020Q3 | https://shop.regencylighting.com/lamps/led/11p30wlnd30fl-mxt.html | Regency Lighting | 2020 | Yes
LED Lighting | Reflector | MaxLite | True | Daylighting/Photocell, | Reflector (Flood/Spot) | PAR30L | E26 (Medium) | Use With Timers,Use With Photo and/or Motion Sensors,Wet Location Rated,Shatter Resistant,Not Rated for Recessed Fixtures Use With Timers,Use With Photo and/or Motion Sensors,Wet Location Rated,Shatter Resistant,Not Rated for Recessed Fixtures Home / Light Bulbs / LED / Maxlite - 14099205 - 11P30WLND40FL Energy Star Certified; Suitable for Wet Locations; Not Suitable for Enclosed Fixtures 11W PAR30 Long Neck LED Lamp - Universal - 850 Lumens - Cool White (4000K) - 83 CRI - 25000 Hours - E26 (Medium) - 120 to 130V Maxlite - 14099205 - 11P30WLND40FL | 4000 | 83 | 850 | 77.2727 | 25000 | 11 | 1 | 6.9 | 6.9 | 8.1078 | 2020Q3 | https://shop.regencylighting.com/lamps/led/11p30wlnd40fl-mxt.html | Regency Lighting | 2020 | Yes
LED Lighting | Reflector | Maxlite | True | Daylighting/Photocell, | Reflector (Flood/Spot) | BR40 | E26 (Medium) | Damp Location Rated,Use With Timers,Use With Photo and/or Motion Sensors,Shatter Resistant,Recessed Fixtures Damp Location Rated,Use With Timers,Use With Photo and/or Motion Sensors,Shatter Resistant,Recessed Fixtures Home / Light Bulbs / LED / Maxlite - 14099052 - 12BR40DLED27/G3 Energy Star Certified; Damp Location Rated; Not for Use in Totally Enclosed Fixtures 12W BR40 LED Lamp - Universal - 1050 Lumens - Warm White (2700K) - 82 CRI - 25000 hrs. - E26 (Medium) - 120 to 130V Maxlite - 14099052 - 12BR40DLED27/G3 | 2700 | 82 | 1050 | 87.5 | 25000 | 12 | 1 | 8.24 | 8.24 | 9.6823 | 2020Q3 | https://shop.regencylighting.com/lamps/led/12br40dled27-g3-mxt.html | Regency Lighting | 2020 | Yes
LED Lighting | Decorative | MaxLite | True |  | Globe | G40 | E26 (Medium) | Damp Location Rated,Recessed Fixtures Damp Location Rated,Recessed Fixtures Home / Light Bulbs / LED / Maxlite - 1410218 - 12G40DLED302 Not Suitable for Enclosed Locations; Suitable for Damp Locations; Energy Star Rated 12W G40 LED Globe Lamp - Universal - 950 Lumens - Warm White (3000K) - 83 CRI - 15000 hrs. - E26 (Medium) - 120 to 130V - Frost Maxlite - 1410218 - 12G40DLED302 | 3000 | 84 | 950 | 79.1667 | 25000 | 12 | 1 | 16.09 | 16.09 | 18.9064 | 2020Q3 | https://shop.regencylighting.com/lamps/led/12g40dled302-mxt.html | Regency Lighting | 2020 | Yes
LED Lighting | Reflector | Maxlite | True | Daylighting/Photocell, | Reflector (Flood/Spot) | PAR30S | E26 (Medium) | Damp Location Rated,Use With Timers,Use With Photo and/or Motion Sensors,Shatter Resistant,Not Rated for Recessed Fixtures Damp Location Rated,Use With Timers,Use With Photo and/or Motion Sensors,Shatter Resistant,Not Rated for Recessed Fixtures Home / Light Bulbs / LED / Maxlite - 14098880 - 12P30DLED927FL/JA8 PAR30 LED Par Lamp 12W PAR30 LED Lamp - Universal - 850 Lumens - Warm White (2700K) - 93 CRI - 25000 Hours - E26 (Medium) - 120 to 130V Maxlite - 14098880 - 12P30DLED927FL/JA8 | 2700 | 93 | 850 | 70.8333 | 25000 | 12 | 1 | 10.15 | 10.15 | 11.9266 | 2020Q3 | https://shop.regencylighting.com/lamps/led/12p30dled927fl-ja8-mxt.html | Regency Lighting | 2020 | Yes
LED Lighting | Reflector | Maxlite | True | Daylighting/Photocell, | Reflector (Flood/Spot) | PAR30L | E26 (Medium) | Use With Timers,Damp Location Rated,Use With Photo and/or Motion Sensors,Shatter Resistant,Not Rated for Recessed Fixtures Use With Timers,Damp Location Rated,Use With Photo and/or Motion Sensors,Shatter Resistant,Not Rated for Recessed Fixtures Home / Light Bulbs / LED / Maxlite - 1410041 - 12P30LNDLED927FL/JA8 PAR30 Long Neck LED Reflector Lamp 12W PAR30 Long Neck LED Lamp - Universal - 900 Lumens - Warm White (2700K) - 91 CRI - 25000 Hours - E26 (Medium) - 120 to 130V Maxlite - 1410041 - 12P30LNDLED927FL/JA8 | 2700 | 91 | 900 | 75 | 25000 | 12 | 1 | 10.06 | 10.06 | 11.8209 | 2020Q3 | https://shop.regencylighting.com/lamps/led/12p30lndled927fl-ja8-mxt.html | Regency Lighting | 2020 | Yes
LED Lighting | Reflector | Maxlite | True | Daylighting/Photocell, | Reflector (Flood/Spot) | PAR30L | E26 (Medium) | Damp Location Rated,Use With Timers,Use With Photo and/or Motion Sensors,Shatter Resistant,Not Rated for Recessed Fixtures Damp Location Rated,Use With Timers,Use With Photo and/or Motion Sensors,Shatter Resistant,Not Rated for Recessed Fixtures Home / Light Bulbs / LED / Maxlite - 1410042 - 12P30LNDLED930FL/JA8 JA8 Compliant; Energy Star Certified; Not for Use in Enclosed Fixtures; Damp Location Rated 12W PAR30 Long Neck LED Lamp - Universal - 900 Lumens - Warm White (3000K) - 92 CRI - 25000 hrs. - E26 (Medium) - 120 to 130V Maxlite - 1410042 - 12P30LNDLED930FL/JA8 | 3000 | 92 | 900 | 75 | 25000 | 12 | 1 | 10.06 | 10.06 | 11.8209 | 2020Q3 | https://shop.regencylighting.com/lamps/led/12p30lndled930fl-ja8-mxt.html | Regency Lighting | 2020 | Yes
LED Lighting | A-Type | TCP | False | Daylighting/Photocell, | A19/21 | E26 (Medium) | E26 (Medium) | Home / Light Bulbs / LED / TCP - FA19SNOWMANBD LED Shaped Filament Lamp; Snowman; Base Down; UL Approved for Damp and Enclosed Locations 1.5W LED Shape Filament Lamp - 210 Lumens - Daylight (5000K) - 80 CRI - 15000 hrs. - E26 (Medium) - 120 to 130V TCP - FA19SNOWMANBD | 5000 | 80 | 210 | 140 | 15000 | 1.5 | 1 | 18 | 18 | 21.1507 | 2020Q2 | https://shop.regencylighting.com/lamps/led/fa19snowmanbd-tcp.html | Regency Lighting | 2020 | No
LED Lighting | A-Type | TCP | False |  | A19/21 | E26 (Medium) | E26 (Medium) | Home / Light Bulbs / LED / TCP - FA19STARBBD LED Shaped Filament Lamp; Star; Blue Filament; Base Down; UL Approved for Damp and Enclosed Locations 1.5W LED Shape Filament Lamp - 210 Lumens - 80 CRI - 15000 hrs. - E26 (Medium) - 120 to 130V TCP - FA19STARBBD |  | 80 | 210 | 140 | 15000 | 1.5 | 1 | 18 | 18 | 21.1507 | 2020Q2 | https://shop.regencylighting.com/lamps/led/fa19starbbd-tcp.html | Regency Lighting | 2020 | No
LED Lighting | Reflector | Maxlite | True |  | Reflector (Flood/Spot) | PAR38 | E26 (Medium) | Damp Location Rated,Recessed Fixtures Damp Location Rated,Recessed Fixtures Home / Light Bulbs / LED / Maxlite - 102290 - 13P38DLED27NF Solid Aluminum Body acts as a Heat Sink; 25000 To 50000 Hour Life; Environmentally Friendly; Compatible with Building Controls; Uniform Color Consistency; Dimmable 13W PAR38 LED Lamp - Universal - 950 Lumens - Warm White (2700K) - 82 CRI - 25000 Hours - E26 (Medium) - 120 to 130V Maxlite - 102290 - 13P38DLED27NF | 2700 | 82 | 950 | 73.0769 | 25000 | 13 | 1 | 10.54 | 10.54 | 12.3849 | 2020Q3 | https://shop.regencylighting.com/lamps/led/13p38dled27nf-mxt.html | Regency Lighting | 2020 | Yes
LED Lighting | Reflector | Maxlite | True | Daylighting/Photocell, | Reflector (Flood/Spot) | PAR38 | E26 (Medium) | Use With Timers,Use With Photo and/or Motion Sensors,Wet Location Rated,Shatter Resistant,Not Rated for Recessed Fixtures Use With Timers,Use With Photo and/or Motion Sensors,Wet Location Rated,Shatter Resistant,Not Rated for Recessed Fixtures Home / Light Bulbs / LED / Maxlite - 14099207 - 13P38WD30FL Solid Aluminum Body acts as a Heat Sink; Wet Location Rated; Compatible with Building Controls; Uniform Color Consistency 13W PAR38 LED Lamp - Universal - 1050 Lumens - Warm White (3000K) - 84 CRI - 25000 Hours - E26 (Medium) - 120 to 130V Maxlite - 14099207 - 13P38WD30FL | 3000 | 84 | 1050 | 80.7692 | 25000 | 13 | 1 | 12.16 | 12.16 | 14.2885 | 2020Q3 | https://shop.regencylighting.com/lamps/led/13p38wd30fl-mxt.html | Regency Lighting | 2020 | Yes
LED Lighting | Reflector | Maxlite | True | Daylighting/Photocell, | Reflector (Flood/Spot) | PAR38 | E26 (Medium) | Use With Timers,Use With Photo and/or Motion Sensors,Wet Location Rated,Shatter Resistant,Not Rated for Recessed Fixtures Use With Timers,Use With Photo and/or Motion Sensors,Wet Location Rated,Shatter Resistant,Not Rated for Recessed Fixtures Home / Light Bulbs / LED / Maxlite - 14099208 - 13P38WD40FL Solid Aluminum Body acts as a Heat Sink; Wet Location Rated; Compatible with Building Controls; Uniform Color Consistency 13W PAR38 LED Lamp - Universal - 1050 Lumens - Cool White (4000K) - 84 CRI - 25000 Hours - E26 (Medium) - 120 to 130V Maxlite - 14099208 - 13P38WD40FL | 4000 | 83 | 1050 | 80.7692 | 25000 | 13 | 1 | 12.16 | 12.16 | 14.2885 | 2020Q3 | https://shop.regencylighting.com/lamps/led/13p38wd40fl-mxt.html | Regency Lighting | 2020 | Yes
LED Lighting | Reflector | Green Creative | False | Daylighting/Photocell, | Reflector (Flood/Spot) | PAR30L | E26 (Medium) | Damp Location Rated,Use With Timers,Use With Photo and/or Motion Sensors,Recessed Fixtures Damp Location Rated,Use With Timers,Use With Photo and/or Motion Sensors,Recessed Fixtures Home / Light Bulbs / LED / Green Creative - 58130 - 13PAR30/940FL40/277V Suitable for Totally Enclosed Fixtures; Direct Line Voltage 120-277 - Not Compatible with Ballasts 13W PAR30 Long Neck LED Lamp - Universal - 1100 Lumens - Cool White (4000K) - 90 CRI - 50000 Hours - E26 (Medium) - 120 to 277V (Universal) Green Creative - 58130 - 13PAR30/940FL40/277V | 4000 | 91 | 1100 | 84.6154 | 25000 | 13 | 1 | 10.88 | 10.88 | 12.7844 | 2020Q3 | https://shop.regencylighting.com/lamps/led/13par30-940fl40-277v-grc.html | Regency Lighting | 2020 | Yes
LED Lighting | Reflector | Satco | True |  | Reflector (Flood/Spot) | PAR30L | E26 (Medium) | Wet Location Rated,Recessed Fixtures Wet Location Rated,Recessed Fixtures Home / Light Bulbs / LED / Satco - S9426 - 13PAR30/LN/LED/25/3000K/120V/D Approved for Enclosed Fixtures; Wet Location Rated; Energy Star Rated 13W PAR30 Long Neck LED Lamp - Universal - 1000 Lumens - Warm White (3000K) - 80 CRI - 25000 Hours - E26 (Medium) - 120 to 130V - Silver Satco - S9426 - 13PAR30/LN/LED/25/3000K/120V/D | 3000 | 83 | 1000 | 76.9231 | 25000 | 13 | 1 | 12.64 | 12.64 | 14.8525 | 2020Q3 | https://shop.regencylighting.com/lamps/led/13par30-ln-led-25-3000k-120v-d-s9426.html | Regency Lighting | 2020 | Yes
LED Lighting | Reflector | Satco | True |  | Reflector (Flood/Spot) | PAR30L | E26 (Medium) | Wet Location Rated,Recessed Fixtures Wet Location Rated,Recessed Fixtures Home / Light Bulbs / LED / Satco - S9487 - 13PAR30/LN/LED/40/2700K/90CRI Energy Star Rated; Approved for Enclosed Fixtures; Wet Location Rated 13W PAR30 Long Neck LED Lamp - Universal - 820 Lumens - Warm White (2700K) - 90 CRI - 25000 Hours - E26 (Medium) - 120 to 130V - White Satco - S9487 - 13PAR30/LN/LED/40/2700K/90CRI | 2700 | 93 | 820 | 63.0769 | 25000 | 13 | 1 | 10.82 | 10.82 | 12.7139 | 2020Q3 | https://shop.regencylighting.com/lamps/led/13par30-ln-led-40-2700k-90cri-s9487.html | Regency Lighting | 2020 | Yes
LED Lighting | Reflector | Satco | True |  | Reflector (Flood/Spot) | PAR30L | E26 (Medium) | Wet Location Rated,Recessed Fixtures Wet Location Rated,Recessed Fixtures Home / Light Bulbs / LED / Satco - S8583 - 13PAR30/LN/LED/40/3K/90CRI Energy Star Rated; Approved for Enclosed Fixtures; Wet Location Rated 13W PAR30 Long Neck LED Lamp - Universal - 820 Lumens - Warm White (3000K) - 90 CRI - 25000 Hours - E26 (Medium) - 120 to 130V - Clear Satco - S8583 - 13PAR30/LN/LED/40/3K/90CRI | 3000 | 92 | 820 | 63.0769 | 25000 | 13 | 1 | 12.64 | 12.64 | 14.8525 | 2020Q3 | https://shop.regencylighting.com/lamps/led/13par30-ln-led-40-3k-90cri-s8583.html | Regency Lighting | 2020 | Yes
LED Lighting | Reflector | Satco | True |  | Reflector (Flood/Spot) | PAR30L | E26 (Medium) | Wet Location Rated,Recessed Fixtures Wet Location Rated,Recessed Fixtures Home / Light Bulbs / LED / Satco - S9433 - 13PAR30/LN/LED/40/4000K/120V/D Wet Location Rated; Energy Star Certified; Enclosed Fixture Rated 13W PAR30 Long Neck LED Lamp - Universal - 1000 Lumens - Cool White (4000K) - 80 CRI - 25000 Hours - E26 (Medium) - 120 to 130V Satco - S9433 - 13PAR30/LN/LED/40/4000K/120V/D | 4000 | 82 | 1000 | 76.9231 | 25000 | 13 | 1 | 12.1 | 12.1 | 14.218 | 2020Q3 | https://shop.regencylighting.com/lamps/led/13par30-ln-led-40-4000k-120v-d-s9433.html | Regency Lighting | 2020 | Yes
LED Lighting | Reflector | Satco | True |  | Reflector (Flood/Spot) | PAR30L | E26 (Medium) | Wet Location Rated,Recessed Fixtures Wet Location Rated,Recessed Fixtures Home / Light Bulbs / LED / Satco - S8496 - 13PAR30/LN/LED/40/4K/90CRI Energy Star Rated; Approved for Enclosed Fixtures; Wet Location Rated 13W PAR30 Long Neck LED Lamp - Universal - 820 Lumens - Cool White (4000K) - 90 CRI - 25000 Hours - E26 (Medium) - 120 to 130V - Clear Satco - S8496 - 13PAR30/LN/LED/40/4K/90CRI | 4000 | 93 | 820 | 63.0769 | 25000 | 13 | 1 | 12.64 | 12.64 | 14.8525 | 2020Q3 | https://shop.regencylighting.com/lamps/led/13par30-ln-led-40-4k-90cri-s8496.html | Regency Lighting | 2020 | Yes
LED Lighting | Reflector | Satco | True |  | Reflector (Flood/Spot) | PAR30L | E26 (Medium) | Wet Location Rated,Recessed Fixtures Wet Location Rated,Recessed Fixtures Home / Light Bulbs / LED / Satco - S9435 - 13PAR30/LN/LED/60/2700K/120V/D Wet Location Rated; Energy Star Certified; Enclosed Fixture Rated 13W PAR30 Long Neck LED Lamp - Universal - 1000 Lumens - Warm White (2700K) - 80 CRI - 25000 Hours - E26 (Medium) - 120 to 130V Satco - S9435 - 13PAR30/LN/LED/60/2700K/120V/D | 2700 | 82 | 1000 | 76.9231 | 25000 | 13 | 1 | 12.1 | 12.1 | 14.218 | 2020Q3 | https://shop.regencylighting.com/lamps/led/13par30-ln-led-60-2700k-120v-d-s9435.html | Regency Lighting | 2020 | Yes
LED Lighting | Reflector | Satco | True |  | Reflector (Flood/Spot) | PAR30S | E26 (Medium) | Wet Location Rated,Recessed Fixtures Wet Location Rated,Recessed Fixtures Home / Light Bulbs / LED / Satco - S9411 - 13PAR30/SN/LED/25/3000K/120V/D Wet Location Rated; Approved for Enclosed Fixtures; Energy Star Certified 13W PAR30 LED Lamp - Universal - 1000 Lumens - Warm White (3000K) - 80 CRI - 25000 Hours - E26 (Medium) - 120 to 130V Satco - S9411 - 13PAR30/SN/LED/25/3000K/120V/D | 3000 | 83 | 1000 | 76.9231 | 25000 | 13 | 1 | 12.64 | 12.64 | 14.8525 | 2020Q3 | https://shop.regencylighting.com/lamps/led/13par30-sn-led-25-3000k-120v-d-s9411.html | Regency Lighting | 2020 | Yes
LED Lighting | Reflector | Satco | True |  | Reflector (Flood/Spot) | PAR30S | E26 (Medium) | Wet Location Rated,Recessed Fixtures Wet Location Rated,Recessed Fixtures Home / Light Bulbs / LED / Satco - S9412 - 13PAR30/SN/LED/25/3500K/120V/D Solid State LED lighting; Reflector Replacement Lamp; Long Life; IP65 - Wet location rated; Approved for Enclosed Fixtures; For Indoor and Outdoor use; ABS Lens; Dimmable 13W PAR30 LED Lamp - Universal - 1000 Lumens - Neutral White (3500K) - 80 CRI - 25000 Hours - E26 (Medium) - 120 to 130V - Silver Satco - S9412 - 13PAR30/SN/LED/25/3500K/120V/D | 3500 | 82 | 1000 | 76.9231 | 25000 | 13 | 12 | 151.68 | 12.64 | 14.8525 | 2020Q3 | https://shop.regencylighting.com/lamps/led/13par30-sn-led-25-3500k-120v-d-s9412.html | Regency Lighting | 2020 | Yes
LED Lighting | Reflector | Satco | True |  | Reflector (Flood/Spot) | PAR30S | E26 (Medium) | Wet Location Rated,Recessed Fixtures Wet Location Rated,Recessed Fixtures Home / Light Bulbs / LED / Satco - S9486 - 13PAR30/SN/LED/40/2700K/90CRI Energy Star Rated; Approved for Enclosed Fixtures; Wet Location Rated 13W PAR30 LED Lamp - Universal - 820 Lumens - Warm White (2700K) - 90 CRI - 25000 Hours - E26 (Medium) - 120 to 130V - White Satco - S9486 - 13PAR30/SN/LED/40/2700K/90CRI | 2700 | 93 | 820 | 63.0769 | 25000 | 13 | 1 | 12.64 | 12.64 | 14.8525 | 2020Q3 | https://shop.regencylighting.com/lamps/led/13par30-sn-led-40-2700k-90cri-s9486.html | Regency Lighting | 2020 | Yes
LED Lighting | Reflector | Satco | True |  | Reflector (Flood/Spot) | PAR30S | E26 (Medium) | Wet Location Rated,Recessed Fixtures Wet Location Rated,Recessed Fixtures Home / Light Bulbs / LED / Satco - S8582 - 13PAR30/SN/LED/40/3K/90CRI Energy Star Rated; Approved for Enclosed Fixtures; Wet Location Rated 13W PAR30 LED Lamp - Universal - 820 Lumens - Warm White (3000K) - 90 CRI - 25000 Hours - E26 (Medium) - 120 to 130V - Clear Satco - S8582 - 13PAR30/SN/LED/40/3K/90CRI | 3000 | 92 | 820 | 63.0769 | 25000 | 13 | 1 | 12.64 | 12.64 | 14.8525 | 2020Q3 | https://shop.regencylighting.com/lamps/led/13par30-sn-led-40-3k-90cri-s8582.html | Regency Lighting | 2020 | Yes
LED Lighting | Reflector | Satco | True |  | Reflector (Flood/Spot) | PAR30S | E26 (Medium) | Wet Location Rated,Recessed Fixtures Wet Location Rated,Recessed Fixtures Home / Light Bulbs / LED / Satco - S9418 - 13PAR30/SN/LED/40/4000K/120V/D Wet Location Rated; Approved for Enclosed Fixtures; Energy Star Certified 13W PAR30 LED Lamp - Universal - 1000 Lumens - Cool White (4000K) - 80 CRI - 25000 Hours - E26 (Medium) - 120 to 130V Satco - S9418 - 13PAR30/SN/LED/40/4000K/120V/D | 4000 | 83 | 1000 | 76.9231 | 25000 | 13 | 1 | 10.82 | 10.82 | 12.7139 | 2020Q3 | https://shop.regencylighting.com/lamps/led/13par30-sn-led-40-4000k-120v-d-s9418.html | Regency Lighting | 2020 | Yes
LED Lighting | Reflector | Satco | True |  | Reflector (Flood/Spot) | PAR30S | E26 (Medium) | Wet Location Rated,Recessed Fixtures Wet Location Rated,Recessed Fixtures Home / Light Bulbs / LED / Satco - S8495 - 13PAR30/SN/LED/40/4K/90CRI Energy Star Rated; Approved for Enclosed Fixtures; Wet Location Rated 13W PAR30 LED Lamp - Universal - 820 Lumens - Cool White (4000K) - 90 CRI - 25000 Hours - E26 (Medium) - 120 to 130V - Clear Satco - S8495 - 13PAR30/SN/LED/40/4K/90CRI | 4000 | 93 | 820 | 63.0769 | 25000 | 13 | 1 | 12.64 | 12.64 | 14.8525 | 2020Q3 | https://shop.regencylighting.com/lamps/led/13par30-sn-led-40-4k-90cri-s8495.html | Regency Lighting | 2020 | Yes
LED Lighting | Reflector | Green Creative | True | Daylighting/Photocell, | Reflector (Flood/Spot) | PAR30L | E26 (Medium) | Damp Location Rated,Use With Timers,Use With Photo and/or Motion Sensors,Wet Location Rated,Recessed Fixtures Damp Location Rated,Use With Timers,Use With Photo and/or Motion Sensors,Wet Location Rated,Recessed Fixtures Home / Light Bulbs / LED / Green Creative - 97902 - 13PAR30DIM/930FL40/B Suitable for Totally Enclosed Fixtures 13W PAR30 Long Neck LED Lamp - Universal - 1050 Lumens - Warm White (3000K) - 90 CRI - 50000 Hours - E26 (Medium) - 120 to 130V Green Creative - 97902 - 13PAR30DIM/930FL40/B | 3000 | 92 | 1050 | 80.7692 | 25000 | 13 | 1 | 10.88 | 10.88 | 12.7844 | 2020Q3 | https://shop.regencylighting.com/lamps/led/13par30dim-930fl40-b-97902.html | Regency Lighting | 2020 | Yes
LED Lighting | Reflector | Green Creative | True | Daylighting/Photocell, | Reflector (Flood/Spot) | PAR30L | E26 (Medium) | Damp Location Rated,Use With Timers,Use With Photo and/or Motion Sensors,Wet Location Rated,Recessed Fixtures Damp Location Rated,Use With Timers,Use With Photo and/or Motion Sensors,Wet Location Rated,Recessed Fixtures Home / Light Bulbs / LED / Green Creative - 58121 - 13PAR30DIM/930FL40 Suitable for Enclosed Fixtures 13W PAR30 Long Neck LED Lamp - Universal - 1050 Lumens - Warm White (3000K) - 90 CRI - 50000 Hours - E26 (Medium) - 120 to 130V Green Creative - 58121 - 13PAR30DIM/930FL40 | 3000 | 94 | 1050 | 80.7692 | 25000 | 13 | 1 | 10.88 | 10.88 | 12.7844 | 2020Q3 | https://shop.regencylighting.com/lamps/led/13par30dim-930fl40-grc.html | Regency Lighting | 2020 | Yes
LED Lighting | Reflector | Green Creative | True | Daylighting/Photocell, | Reflector (Flood/Spot) | PAR30L | E26 (Medium) | Damp Location Rated,Use With Timers,Use With Photo and/or Motion Sensors,Wet Location Rated,Recessed Fixtures Damp Location Rated,Use With Timers,Use With Photo and/or Motion Sensors,Wet Location Rated,Recessed Fixtures Home / Light Bulbs / LED / Green Creative - 58117 - 13PAR30DIM/930NF25 Suitable for Totally Enclosed Fixtures 13W PAR30 Long Neck LED Lamp - Universal - 1050 Lumens - Warm White (3000K) - 90 CRI - 50000 Hours - E26 (Medium) - 120 to 130V Green Creative - 58117 - 13PAR30DIM/930NF25 | 3000 | 93 | 1050 | 80.7692 | 25000 | 13 | 1 | 10.88 | 10.88 | 12.7844 | 2020Q3 | https://shop.regencylighting.com/lamps/led/13par30dim-930nf25-grc.html | Regency Lighting | 2020 | Yes
LED Lighting | Reflector | Green Creative | True | Daylighting/Photocell, | Reflector (Flood/Spot) | PAR30S | E26 (Medium) | Damp Location Rated,Use With Timers,Use With Photo and/or Motion Sensors,Recessed Fixtures Damp Location Rated,Use With Timers,Use With Photo and/or Motion Sensors,Recessed Fixtures Home / Light Bulbs / LED / Green Creative - 58141 - 13PAR30SNDIM/927NF25 Suitable for Totally Enclosed Fixtures 13W PAR30 LED Lamp - Universal - 1100 Lumens - Warm White (2700K) - 90 CRI - 50000 Hours - E26 (Medium) - 120 to 130V Green Creative - 58141 - 13PAR30SNDIM/927NF25 | 2700 | 93 | 1000 | 76.9231 | 25000 | 13 | 1 | 11.73 | 11.73 | 13.7832 | 2020Q3 | https://shop.regencylighting.com/lamps/led/13par30sndim-927nf25-grc.html | Regency Lighting | 2020 | Yes
LED Lighting | Reflector | Green Creative | True | Daylighting/Photocell, | Reflector (Flood/Spot) | PAR30S | E26 (Medium) | Damp Location Rated,Use With Timers,Use With Photo and/or Motion Sensors,Recessed Fixtures Damp Location Rated,Use With Timers,Use With Photo and/or Motion Sensors,Recessed Fixtures Home / Light Bulbs / LED / u Short Neck; Suitable for Totally Enclosed Fixtures; Suitable for Damp Locations 13W PAR30 LED Lamp - Universal - 1100 Lumens - Cool White (4000K) - 90 CRI - 50000 Hours - E26 (Medium) - 120 to 130V u | 4000 | 92 | 1100 | 84.6154 | 25000 | 13 | 1 | 10.88 | 10.88 | 12.7844 | 2020Q3 | https://shop.regencylighting.com/lamps/led/13par30sndim-940fl40-grc.html | Regency Lighting | 2020 | Yes
LED Lighting | A-Type | TCP | False |  | A19/21 | E26 (Medium) | E26 (Medium) | Home / Light Bulbs / LED / TCP - FA19STARRBD LED Shaped Filament Lamp; Star; Red Filament; Base Down; UL Approved for Damp and Enclosed Locations 1.5W LED Shape Filament Lamp - 210 Lumens - 80 CRI - 15000 hrs. - E26 (Medium) - 120 to 130V TCP - FA19STARRBD |  | 80 | 210 | 140 | 15000 | 1.5 | 1 | 16.74 | 16.74 | 19.6701 | 2020Q2 | https://shop.regencylighting.com/lamps/led/fa19starrbd-tcp.html | Regency Lighting | 2020 | No
LED Lighting | Reflector | Green Creative | True | Daylighting/Photocell, | Reflector (Flood/Spot) | BR40 | E26 (Medium) | Damp Location Rated,Use With Timers,Use With Photo and/or Motion Sensors,Recessed Fixtures Damp Location Rated,Use With Timers,Use With Photo and/or Motion Sensors,Recessed Fixtures Home / Light Bulbs / LED / Green Creative - 40637 - 14BR40DIM/830 Revolutionary CLOUD Design; Suitable for Totally Enclosed Fixtures; Suitable for Damp Locations 14W BR40 LED Lamp - Universal - 1140 Lumens - Warm White (3000K) - 82 CRI - 25000 Hours - E26 (Medium) - 120 to 130V Green Creative - 40637 - 14BR40DIM/830 | 3000 | 82 | 1140 | 81.4286 | 25000 | 14 | 1 | 1 | 1 | 1.175 | 2020Q3 | https://shop.regencylighting.com/lamps/led/14br40dim-830-grc.html | Regency Lighting | 2020 | No
LED Lighting | Reflector | Green Creative | True |  | Reflector (Flood/Spot) | BR40 | E26 (Medium) | Damp Location Rated,Recessed Fixtures Damp Location Rated,Recessed Fixtures Home / Light Bulbs / LED / Green Creative - 98467 - 15.5BR40DIM/830 Energy Star Certified; Shatterproof; Not Intended for Totally Enclosed Fixtures; Suitable for Damp Locations 15.5W BR40 LED Lamp - Universal - 1100 Lumens - Warm White (3000K) - 82 CRI - 25000 Hours - E26 (Medium) - 120 to 130V Green Creative - 98467 - 15.5BR40DIM/830 | 3000 | 82 | 1100 | 70.9677 | 15000 | 15.5 | 1 | 5.19 | 5.19 | 6.0985 | 2020Q3 | https://shop.regencylighting.com/lamps/led/15-5br40dim-830-grc.html | Regency Lighting | 2020 | Yes
LED Lighting | A-Type | TCP | False |  | A19/21 | E26 (Medium) | E26 (Medium) | Home / Light Bulbs / LED / TCP - FA19XMTREERBD LED Shaped Filament Lamp; Christmas Tree; Red Filament; Base Down; UL Approved for Damp and Enclosed Locations 1.5W LED Shape Filament Lamp - 210 Lumens - 80 CRI - 15000 hrs. - E26 (Medium) - 120 to 130V TCP - FA19XMTREERBD |  | 80 | 210 | 140 | 15000 | 1.5 | 1 | 16.74 | 16.74 | 19.6701 | 2020Q2 | https://shop.regencylighting.com/lamps/led/fa19xmtreerbd-tcp.html | Regency Lighting | 2020 | No
LED Lighting | A-Type | Light Efficient Design |  | Daylighting/Photocell, | General Purpose Replacement | A21 | E26 (Medium) | Recessed Fixtures,Damp Location Rated,Shatter Resistant,Vibration Service Recessed Fixtures,Damp Location Rated,Shatter Resistant,Vibration Service Description Provide excellent visibility by using the powerful lumen output of this LED A21 bulb to replace a 100-Watt incandescent, 27-Watt CFL, or 70-Watt HID bulb. 120-277 Volt for exceptional compatibility Aesthetically pleasing with low glare Vibration and shatter-resistant 140 Lumens per watt Daylight white color 5000 Kelvin - Medium Base - 120-277 Volt - Light Efficient Design LED-8015E50-G2 High Output A21 LED - 14 Watt - 1960 Lumens | 5000 | 83 | 1960 | 140 | 25000 | 14 | 24 | 480 | 20 | 23.5008 | 2020Q3 | https://www.1000bulbs.com/product/218133/LED-8015E50G2.html | 1000bulbs.com | 2020 | Yes
LED Lighting | A-Type | Manufacturer: Keystone Technologies | False | Daylighting/Photocell, | General Purpose Replacement | A21 | E26 (Medium) | Recessed Fixtures,Damp Location Rated,Shatter Resistant,Vibration Service Recessed Fixtures,Damp Location Rated,Shatter Resistant,Vibration Service Home > LED Light Bulbs > LED A19 Bulbs > Over 2000 Lumens (High Ouput) > 5000K Daylight > 14 Watt Performance Series LED Commercial A21 Light Bulb Non-Dimmable 1900 Lumens E26 Base 120-277V 5000K Product Specifications - Quick Reference Lamp Wattage: Working Voltage: 14 Watts 120-277 Volt Dimensions: Dimmability: 2.56" W x 5.26" (MOL) No - Not Dimmable CRI: Delivered Lumens: 80 CRI 1960 Lumens Replaces: Certifications: 100 Watt Incandescent ENERGY STAR, UL, RoHS Light Color: 5000K Daylight Warranty: 5 Year Limited Keystone’s Performance Series LED A and PAR lamps are the ideal, energy-efficient solution for both commercial retrofit and new construction applications. Performance Series LED lamps provide high lumen outputs at a fraction of the power consumption of legacy equivalents. Common applications for commercial A-Shape and PAR lamps include storefronts, parks, schools, churches, corporate campuses, and wherever there are recessed and outdoor corridors. This Keystone Technologies KT-LED14A21-O-E26-850 Performance Series Non-Dimmable commercial LED A21 Light Bulb produces a color temperature of 5000K daylight, operates on your existing 120-277V circuit and consumes just 14 watts of energy. These LED A21 commercial A lamps 100 watt incandescent equivalent retrofit lights generate 1900 lumens and have a Color Rendering Index (CRI) of 80. These 120-277 volt commercial LED light bulbs fit fixtures with an E26 medium base. These LED A21 bulbs are NOT dimmable but are RoHS compliant, UL Listed, and can be used in base-up or base-down positions. For Dimmable versions, please refer to the related products below. Can't find what you are looking for or need a quote for a large job? Give our customer service a call at 248-276-9640. The bulb's dimensions are 2.56 inches wide by 5.26 inches MOL. The LED bulbs have a large metal heatsink for optimal heat dissipation and can be used in enclosed fixtures. Click here to see the complete Keystone Performance Series Commercial A-Shape Lamp Specification Sheet. These bulbs are damp location rated, Energy Star qualified, and have a rated life of 25,000 hours or a 5 Year limited warranty. Keystone Technologies 14 Watt Performance Series LED Commercial A21 Light Bulb Non-Dimmable 1900 Lumens E26 Base 120-277V 5000K | 5000 | 83 | 1960 | 140 | 25000 | 14 | 1 | 22.97 | 22.97 | 26.9906 | 2020Q3 | https://www.greenelectricalsupply.com/14-watt-essential-series-led-commerical-purpose-a21-light-bulb-non-dimmable-1900-lumens-e26-base-unv-5000k.aspx | Green Electrical Supply | 2020 | Yes
LED Lighting | A-Type | Light Efficient Design | False |  | General Purpose Replacement | A21 | E26 (Medium) | Recessed Fixtures,Damp Location Rated,Shatter Resistant,Vibration Service Recessed Fixtures,Damp Location Rated,Shatter Resistant,Vibration Service Home Lamps, Bulbs, Ballasts Bulbs - LED LED - Traditional Lamps - A-Type LED Lamp, 14W, 120-277V (Non-Dimmable), Bulb: A-Type (A21), Base: Medium Screw (E26), Lumens: 1960, CRI: 80+, Color Temperature: 5000K, 360° Omni Directional Design, Rated Average Life: L70; 50,000 Hrs. Suitable for Enclosed Fixtures. Replaces up to 70W HID. Energy Star approved. p/n LED-8015E50-G2 Light Efficient Design LED-8015E50-G2 LED HIGH OUTPUT A LAMP | 5000 | 83 | 1960 | 140 | 25000 | 14 | 1 | 26.77 | 26.77 | 31.4558 | 2020Q3 | https://www.platt.com/platt-electric-supply/LED-Traditional-Lamps-A-Type/Light-Efficient-Design/LED-8015E50-G2/product.aspx?zpid=1745263 | Platt | 2020 | Yes
LED Lighting | A-Type | Manufacturer: Keystone Technologies | True | Daylighting/Photocell, | General Purpose Replacement | A21 | E26 (Medium) | Recessed Fixtures,Damp Location Rated,Shatter Resistant,Vibration Service Home > LED Light Bulbs > LED A19 Bulbs > Over 2000 Lumens (High Ouput) > 5000K Daylight > 14 Watt Performance Series LED Commercial A21 Light Bulb Non-Dimmable 1900 Lumens E26 Base 120-277V 5000K Product Specifications - Quick Reference Lamp Wattage: Working Voltage: 14 Watts 120-277 Volt Dimensions: Dimmability: 2.56" W x 5.26" (MOL) No - Not Dimmable CRI: Delivered Lumens: 80 CRI 1960 Lumens Replaces: Certifications: 100 Watt Incandescent ENERGY STAR, UL, RoHS Light Color: 5000K Daylight Warranty: 5 Year Limited Keystone’s Performance Series LED A and PAR lamps are the ideal, energy-efficient solution for both commercial retrofit and new construction applications. Performance Series LED lamps provide high lumen outputs at a fraction of the power consumption of legacy equivalents. Common applications for commercial A-Shape and PAR lamps include storefronts, parks, schools, churches, corporate campuses, and wherever there are recessed and outdoor corridors. This Keystone Technologies KT-LED14A21-O-E26-850 Performance Series Non-Dimmable commercial LED A21 Light Bulb produces a color temperature of 5000K daylight, operates on your existing 120-277V circuit and consumes just 14 watts of energy. These LED A21 commercial A lamps 100 watt incandescent equivalent retrofit lights generate 1900 lumens and have a Color Rendering Index (CRI) of 80. These 120-277 volt commercial LED light bulbs fit fixtures with an E26 medium base. These LED A21 bulbs are NOT dimmable but are RoHS compliant, UL Listed, and can be used in base-up or base-down positions. For Dimmable versions, please refer to the related products below. Can't find what you are looking for or need a quote for a large job? Give our customer service a call at 248-276-9640. The bulb's dimensions are 2.56 inches wide by 5.26 inches MOL. The LED bulbs have a large metal heatsink for optimal heat dissipation and can be used in enclosed fixtures. Click here to see the complete Keystone Performance Series Commercial A-Shape Lamp Specification Sheet. These bulbs are damp location rated, Energy Star qualified, and have a rated life of 25,000 hours or a 5 Year limited warranty. Keystone Technologies 14 Watt Performance Series LED Commercial A21 Light Bulb Non-Dimmable 1900 Lumens E26 Base 120-277V 5000K | 5000 | 83 | 1960 | 140 | 25000 | 14 | 1 | 22.97 | 22.97 | 26.9906 | 2020Q2 | https://www.greenelectricalsupply.com/14-watt-essential-series-led-commerical-purpose-a21-light-bulb-non-dimmable-1900-lumens-e26-base-unv-5000k.aspx | Green Electrical Supply | 2020 | Yes
LED Lighting | A-Type | Light Efficient Design | False |  | General Purpose Replacement | A21 | E26 (Medium) | Recessed Fixtures,Damp Location Rated,Shatter Resistant,Vibration Service HomeLamps, Bulbs, BallastsBulbs - LEDLED - TraditionalLamps - A-Type LED Lamp, 14W, 120-277V (Non-Dimmable), Bulb: A-Type (A21), Base: Medium Screw (E26), Lumens: 1960, CRI: 80+, Color Temperature: 5000K, 360° Omni Directional Design, Rated Average Life: L70; 50,000 Hrs. Suitable for Enclosed Fixtures. Replaces up to 70W HID. Energy Star approved. p/n LED-8015E50-G2 Light Efficient Design LED-8015E50-G2 LED HIGH OUTPUT A LAMP | 5000 | 83 | 1960 | 140 | 25000 | 14 | 1 | 27.86 | 27.86 | 32.7366 | 2020Q2 | https://www.platt.com/platt-electric-supply/LED-Traditional-Lamps-A-Type/Light-Efficient-Design/LED-8015E50-G2/product.aspx?zpid=1745263 | Platt | 2020 | Yes
LED Lighting | A-Type | Satco | True |  | General Purpose Replacement | A21 | E26 (Medium) | Damp Location Rated,Recessed Fixtures,Shatter Resistant,Vibration Service Damp Location Rated,Recessed Fixtures,Shatter Resistant,Vibration Service Home Bulbs High Output LED Bulbs 150W INC Equal - 20W - LED A21 bulb - 4000K Cool light - 120V Back Description The Satco S8778 Hi-Pro LED offers a new design for retrofitting bollards and post tops. Satco S8778 LED A21 lamp produces 2747 lumens with a 4000K color temperature that illuminates cool light color while using 20 watts. This LED has E26 medium base with input voltage of 120V. Dimmiable and enclosed rated lamp Damp location rated and Energy star Type A and 84+ CRI with RoHS compliant 150W INC Equal - 20W - LED A21 bulb - 4000K Cool light - 120V | 4000 | 84 | 2745 | 137.25 | 25000 | 20 | 1 | 22.78 | 22.78 | 26.7674 | 2020Q3 | https://www.beeslighting.com/S8778 | Bee's Lighting | 2020 | Yes
LED Lighting | Reflector | Maxlite | True | Daylighting/Photocell, | Reflector (Flood/Spot) | PAR38 | E26 (Medium) | Damp Location Rated,Use With Timers,Use With Photo and/or Motion Sensors,Shatter Resistant,Not Rated for Recessed Fixtures Damp Location Rated,Use With Timers,Use With Photo and/or Motion Sensors,Shatter Resistant,Not Rated for Recessed Fixtures Home / Light Bulbs / LED / Maxlite - 1410043 - 15P38DLED927FL/JA8 JA8 Compliant; Energy Star Certified; Not for Use in Enclosed Fixtures; Damp Location Rated 15W PAR38 LED Lamp - Universal - 1150 Lumens - Warm White (2700K) - 92 CRI - 25000 hrs. - E26 (Medium) - 120 to 130V Maxlite - 1410043 - 15P38DLED927FL/JA8 | 2700 | 92 | 1150 | 76.6667 | 25000 | 15 | 1 | 13.22 | 13.22 | 15.534 | 2020Q3 | https://shop.regencylighting.com/lamps/led/15p38dled927fl-ja8-mxt.html | Regency Lighting | 2020 | Yes
LED Lighting | Reflector | Maxlite | True |  | Reflector (Flood/Spot) | PAR38 | E26 (Medium) | Damp Location Rated,Wet Location Rated,Not Rated for Recessed Fixtures Damp Location Rated,Wet Location Rated,Not Rated for Recessed Fixtures Home / Light Bulbs / LED / Maxlite - 14099210 - 15P38WD27FL Wet Location Rated; Energy Star Certified 15W PAR38 LED Lamp - Universal - 1250 Lumens - Warm White (2700K) - 83 CRI - 25000 Hours - E26 (Medium) - 120 to 130V Maxlite - 14099210 - 15P38WD27FL | 2700 | 83 | 1250 | 83.3333 | 25000 | 15 | 1 | 12.83 | 12.83 | 15.0757 | 2020Q3 | https://shop.regencylighting.com/lamps/led/15p38wd27fl-mxt.html | Regency Lighting | 2020 | Yes
LED Lighting | Reflector | Maxlite | True |  | Reflector (Flood/Spot) | PAR38 | E26 (Medium) | Damp Location Rated,Wet Location Rated,Not Rated for Recessed Fixtures Damp Location Rated,Wet Location Rated,Not Rated for Recessed Fixtures Home / Light Bulbs / LED / Maxlite - 14099211 - 15P38WD30FL Energy Star Certified; Not Rated for Enclosed Fixtures; Wet Location Rated 15W PAR38 LED Lamp - Universal - 1250 Lumens - Warm White (3000K) - 83 CRI - 25000 hrs. - E26 (Medium) - 120 to 130V Maxlite - 14099211 - 15P38WD30FL | 3000 | 83 | 1250 | 83.3333 | 25000 | 15 | 1 | 12.83 | 12.83 | 15.0757 | 2020Q3 | https://shop.regencylighting.com/lamps/led/15p38wd30fl-mxt.html | Regency Lighting | 2020 | Yes
LED Lighting | Reflector | Maxlite | True |  | Reflector (Flood/Spot) | PAR38 | E26 (Medium) | Damp Location Rated,Wet Location Rated,Recessed Fixtures Damp Location Rated,Wet Location Rated,Recessed Fixtures Home / Light Bulbs / LED / Maxlite - 14099211 - 15P38WDLED30FL Wet Location Rated; Energy Star Certified 15W PAR38 LED Lamp - Universal - 1250 Lumens - Warm White (3000K) - 83 CRI - 25000 Hours - E26 (Medium) - 120 to 130V Maxlite - 14099211 - 15P38WDLED30FL | 3000 | 84 | 1250 | 83.3333 | 25000 | 15 | 1 | 11.88 | 11.88 | 13.9595 | 2020Q3 | https://shop.regencylighting.com/lamps/led/15p38wdled30fl-mxt.html | Regency Lighting | 2020 | Yes
LED Lighting | Reflector | Satco | True |  | Reflector (Flood/Spot) | PAR38 | E26 (Medium) | Wet Location Rated,Recessed Fixtures Wet Location Rated,Recessed Fixtures Home / Light Bulbs / LED / Satco - S9442 - 15PAR38/LED/25/3500K/120V/D Suitable for Totally Enclosed Fixtures; Wet Location Rated; Energy Star Certified 15W PAR38 LED Lamp - Universal - 1200 Lumens - Neutral White (3500K) - 80 CRI - 25000 Hours - E26 (Medium) - 120 to 130V Satco - S9442 - 15PAR38/LED/25/3500K/120V/D | 3500 | 82 | 1200 | 80 | 25000 | 15 | 1 | 15.46 | 15.46 | 18.1661 | 2020Q3 | https://shop.regencylighting.com/lamps/led/15par38-led-25-3500k-120v-d-s9442.html | Regency Lighting | 2020 | Yes
LED Lighting | Reflector | Satco | True |  | Reflector (Flood/Spot) | PAR38 | E26 (Medium) | Wet Location Rated,Recessed Fixtures Wet Location Rated,Recessed Fixtures Home / Light Bulbs / LED / Satco - S9488 - 15PAR38/LED/27K/90 Energy Star Rated; Approved for Enclosed Fixtures; Wet Location Rated 15W PAR38 LED Lamp - Universal - 1000 Lumens - Warm White (2700K) - 90 CRI - 25000 Hours - E26 (Medium) - 120 to 130V - White Satco - S9488 - 15PAR38/LED/27K/90 | 2700 | 93 | 1000 | 66.6667 | 25000 | 15 | 1 | 14.46 | 14.46 | 16.9911 | 2020Q3 | https://shop.regencylighting.com/lamps/led/15par38-led-27k-90-s9488.html | Regency Lighting | 2020 | Yes
LED Lighting | Reflector | Satco | True |  | Reflector (Flood/Spot) | PAR38 | E26 (Medium) | Wet Location Rated,Recessed Fixtures Wet Location Rated,Recessed Fixtures Home / Light Bulbs / LED / Satco - S9445 - 15PAR38/LED/40/2700K/120V/D Wet Location Rated; Energy Star Certified; Approved for Enclosed Fixtures 15W PAR38 LED Lamp - Universal - 1200 Lumens - Warm White (2700K) - 80 CRI - 25000 Hours - E26 (Medium) - 120 to 130V Satco - S9445 - 15PAR38/LED/40/2700K/120V/D | 2700 | 83 | 1200 | 80 | 25000 | 15 | 1 | 12.64 | 12.64 | 14.8525 | 2020Q3 | https://shop.regencylighting.com/lamps/led/15par38-led-40-2700k-120v-d-s9445.html | Regency Lighting | 2020 | Yes
LED Lighting | Reflector | Satco | True |  | Reflector (Flood/Spot) | PAR38 | E26 (Medium) | Wet Location Rated,Recessed Fixtures Wet Location Rated,Recessed Fixtures Home / Light Bulbs / LED / Satco - S9446 - 15PAR38/LED/40/3000K/120V/D Approved for Enclosed Fixtures; Wet Location Rated; Energy Star Rated 15W PAR38 LED Lamp - Universal - 1200 Lumens - Warm White (3000K) - 80 CRI - 25000 Hours - E26 (Medium) - 120 to 130V Satco - S9446 - 15PAR38/LED/40/3000K/120V/D | 3000 | 82 | 1200 | 80 | 25000 | 15 | 6 | 92.76 | 15.46 | 18.1661 | 2020Q3 | https://shop.regencylighting.com/lamps/led/15par38-led-40-3000k-120v-d-s9446.html | Regency Lighting | 2020 | Yes
LED Lighting | Reflector | Satco | True |  | Reflector (Flood/Spot) | PAR38 | E26 (Medium) | Wet Location Rated,Recessed Fixtures Wet Location Rated,Recessed Fixtures Home / Light Bulbs / LED / Satco - S9447 - 15PAR38/LED/40/3500K/120V/D Approved for Enclosed Fixtures; Wet Location Rated; Energy Star Rated 15W PAR38 LED Lamp - Universal - 1200 Lumens - Neutral White (3500K) - 80 CRI - 25000 Hours - E26 (Medium) - 120 to 130V Satco - S9447 - 15PAR38/LED/40/3500K/120V/D | 3500 | 82 | 1200 | 80 | 25000 | 15 | 6 | 92.76 | 15.46 | 18.1661 | 2020Q3 | https://shop.regencylighting.com/lamps/led/15par38-led-40-3500k-120v-d-s9447.html | Regency Lighting | 2020 | Yes
LED Lighting | Reflector | Satco | True |  | Reflector (Flood/Spot) | PAR38 | E26 (Medium) | Wet Location Rated,Recessed Fixtures Wet Location Rated,Recessed Fixtures Home / Light Bulbs / LED / Satco - S8584 - 15PAR38/LED/40/3K/90CRI Energy Star Rated; Approved for Enclosed Fixtures; Wet Location Rated 15W PAR38 LED Lamp - Universal - 1000 Lumens - Warm White (3000K) - 90 CRI - 25000 Hours - E26 (Medium) - 120 to 130V - Clear Satco - S8584 - 15PAR38/LED/40/3K/90CRI | 3000 | 92 | 1000 | 66.6667 | 25000 | 15 | 1 | 14.46 | 14.46 | 16.9911 | 2020Q3 | https://shop.regencylighting.com/lamps/led/15par38-led-40-3k-90cri-s8584.html | Regency Lighting | 2020 | Yes
LED Lighting | Reflector | Satco | True |  | Reflector (Flood/Spot) | PAR38 | E26 (Medium) | Wet Location Rated,Recessed Fixtures Wet Location Rated,Recessed Fixtures Home / Light Bulbs / LED / Satco - S8497 - 15PAR38/LED/40/4K/90CRI Energy Star Rated; Approved for Enclosed Fixtures; Wet Location Rated 15W PAR38 LED Lamp - Universal - 1000 Lumens - Cool White (4000K) - 90 CRI - 25000 Hours - E26 (Medium) - 120 to 130V - Clear Satco - S8497 - 15PAR38/LED/40/4K/90CRI | 4000 | 93 | 1000 | 66.6667 | 25000 | 15 | 1 | 14.46 | 14.46 | 16.9911 | 2020Q3 | https://shop.regencylighting.com/lamps/led/15par38-led-40-4k-90cri-s8497.html | Regency Lighting | 2020 | Yes
LED Lighting | Reflector | Satco | True | Daylighting/Photocell, | Reflector (Flood/Spot) | PAR38 | E26 (Medium) | Wet Location Rated,Recessed Fixtures Wet Location Rated,Recessed Fixtures Home / Light Bulbs / LED / Satco - S8498 - 15PAR38/LED/40/5K/90CRI Energy Star Rated; Approved for Enclosed Fixtures; Wet Location Rated 15W PAR38 LED Lamp - Universal - 1000 Lumens - Daylight (5000K) - 90 CRI - 25000 Hours - E26 (Medium) - 120 to 130V - Clear Satco - S8498 - 15PAR38/LED/40/5K/90CRI | 5000 | 95 | 1000 | 66.6667 | 25000 | 15 | 1 | 14.46 | 14.46 | 16.9911 | 2020Q3 | https://shop.regencylighting.com/lamps/led/15par38-led-40-5k-90cri-s8498.html | Regency Lighting | 2020 | Yes
LED Lighting | Reflector | Satco | True |  | Reflector (Flood/Spot) | PAR38 | E26 (Medium) | Wet Location Rated,Recessed Fixtures Wet Location Rated,Recessed Fixtures Home / Light Bulbs / LED / Satco - S9450 - 15PAR38/LED/60/2700K/120V/D Wet Location Rated; Energy Star Certified; Approved for Enclosed Fixtures 15W PAR38 LED Lamp - Universal - 1200 Lumens - Warm White (2700K) - 80 CRI - 25000 Hours - E26 (Medium) - 120 to 130V Satco - S9450 - 15PAR38/LED/60/2700K/120V/D | 2700 | 83 | 1200 | 80 | 25000 | 15 | 1 | 15.46 | 15.46 | 18.1661 | 2020Q3 | https://shop.regencylighting.com/lamps/led/15par38-led-60-2700k-120v-d-s9450.html | Regency Lighting | 2020 | Yes
LED Lighting | Reflector | Satco | True | Daylighting/Photocell, | Reflector (Flood/Spot) | PAR38 | E26 (Medium) | Wet Location Rated,Recessed Fixtures Wet Location Rated,Recessed Fixtures Home / Light Bulbs / LED / Satco - S9454 - 15PAR38/LED/60/5000K/120V/D Wet Location Rated; Energy Star Certified; Approved for Enclosed Fixtures 15W PAR38 LED Lamp - Universal - 1200 Lumens - Daylight (5000K) - 80 CRI - 25000 Hours - E26 (Medium) - 120 to 130V Satco - S9454 - 15PAR38/LED/60/5000K/120V/D | 5000 | 83 | 1200 | 80 | 25000 | 15 | 1 | 15.46 | 15.46 | 18.1661 | 2020Q3 | https://shop.regencylighting.com/lamps/led/15par38-led-60-5000k-120v-d-s9454.html | Regency Lighting | 2020 | Yes
LED Lighting | A-Type | Satco | True |  | General Purpose Replacement | A21 | E26 (Medium) | Damp Location Rated,Recessed Fixtures,Shatter Resistant,Vibration Service Damp Location Rated,Recessed Fixtures,Shatter Resistant,Vibration Service Color Temp.2700K4000K5000K Product Description Update the lighting at your commercial and residential spaces with this energy-efficient 20W LED A21 bulb from Satco. This frosted lamp emits 4000K of cool white light for up to 25,000 hours with no hesitation or flickering. Rated for use in damp locations and Energy Star certified. Product Features: Direct replacement for 150W halogen and incandescent lamps A21 form factor Compatible with most E26 base fixtures 360-degree beam angle Color accuracy of 80 CRI Works with S8778 dimmers Suitable use in damp locations High lumen output CEC complaint Energy Star certified Lifespan of up to 25,000 hours Five-year warranty Applications: General lighting Alternate Product Versions $26.20 EACASE of 12 add Satco S8735 - 20W LED A21 Bulb - 2700K 2,350 Lumens - 80 CRI - 125V Incandescent Equivalent - 280° - 120V $26.90 EACASE of 12 add Satco S8736 - 20W LED A21 Bulb - 5000K 2,860 Lumens - 80 CRI - 150V Incandescent Equivalent - 280° - 120V $26.90 EACASE of 12 add Satco S8737 - 20W LED A21 Bulb - 2700K 2,450 Lumens - 80 CRI - 125V Incandescent Equivalent - 280° - 120-277V Medium (E26) 2,745 Lumens - 80 CRI - 150V Incandescent Equivalent - 280° - 120V Satco S8778 - 20W LED A21 Bulb - 4000K | 4000 | 84 | 2745 | 137.25 | 25000 | 20 | 24 | 645.6 | 26.9 | 31.6085 | 2020Q3 | https://www.energyavenue.com/Satco/S8778 | Energy Avenue | 2020 | Yes
LED Lighting | A-Type | Satco | True |  | General Purpose Replacement | A21 | E26 (Medium) | Damp Location Rated,Recessed Fixtures,Shatter Resistant,Vibration Service Damp Location Rated,Recessed Fixtures,Shatter Resistant,Vibration Service Home Lamps, Bulbs, Ballasts Bulbs - LED LED - Retrofit Retrofit - HID Replacement S8778 20W LED A21 HI-PRO HID REPLACEMENT 4000K MEDIUM BASE 120V 20W LED A21 HI-PRO HID REPLACEMENT 4000K MEDIUM BASE 120V Satco S8778 20W LED A21 HI-PRO HID REPLACEMENT 4000K MEDIUM BASE 120V | 4000 | 84 | 2745 | 137.25 | 25000 | 20 | 1 | 43.48 | 43.48 | 51.0907 | 2020Q3 | https://www.rexelusa.com/usr/Root-Category/Lamps,-Bulbs,-Ballasts/Bulbs---LED/LED---Retrofit/Retrofit---HID-Replacement/Satco-S8778-20W-LED-A21-HI-PRO-HID-REPLACEMENT-4000K-MEDIUM-BASE-120V/p/1405766?prevPageNumber=62 | Rexel Energy Solutions | 2020 | Yes
LED Lighting | A-Type | Satco Products, Inc. | True |  | General Purpose Replacement | A21 | E26 (Medium) | Damp Location Rated,Recessed Fixtures,Shatter Resistant,Vibration Service Damp Location Rated,Recessed Fixtures,Shatter Resistant,Vibration Service LED HID Retrofit Lamps ¦ LED A-Style Light Bulbs ¦ LED Post Top Light Bulbs Satco dimmable 20 watt 4000K 120V A21 LED bulb with E26 base generates as much light as many 70 watt HID lamps and 150 watt incandescent. Ideal for bollards, houses of worship, post tops and low bay applications. Ballast must be bypassed when present. Minimum compartment size: 8.5"L x 6"W x 6"D Direct line 120 voltage - Not compatible with ballasts Omnidirectional - 280° beam angle Frosted diffuser maintains low glare Very long life - Rated to still put out 70% as much light after 25,000 hours of operation as it does when brand new Rated for enclosed fixtures Compatible with Lutron DVCL-153P and MACL-153M dimmers Do not “hot swap” this bulb. Turn off fixture before replacing existing bulb. Direct line 120 voltage - Not compatible with ballasts Omnidirectional - 280° beam angle Frosted diffuser maintains low glare Very long life - Rated to still put out 70% as much light after 25,000 hours of operation as it does when brand new Rated for enclosed fixtures Compatible with Lutron DVCL-153P and MACL-153M dimmers Satco Dimmable 20W 4000K 120V A-21 LED Bulb, Enclosed Rated, E26 Base | 4000 | 84 | 2745 | 137.25 | 25000 | 20 | 12 | 26.95 | 2.2458 | 2.6389 | 2020Q3 | https://www.bulbs.com/product/20WA21-LED-HID-4K-120V-DIM-E26 | Bulbs.com | 2020 | Yes
LED Lighting | Reflector | Satco | True |  | Reflector (Flood/Spot) | BR40 | E26 (Medium) | Damp Location Rated,Recessed Fixtures Damp Location Rated,Recessed Fixtures Home / Light Bulbs / LED / Satco - S9615 - 16.5BR40/LED/2700K/1075L/90CRI Energy Star Rated; Damp Location Rated 16.5W BR40 LED Lamp - 1075 Lumens - Warm White (2700K) - 90 CRI - 25000 Hours - E26 (Medium) - 120 to 130V - Frost Satco - S9615 - 16.5BR40/LED/2700K/1075L/90CRI | 2700 | 91 | 1075 | 65.1515 | 25000 | 16.5 | 1 | 10.82 | 10.82 | 12.7139 | 2020Q3 | https://shop.regencylighting.com/lamps/led/16-5br40-led-2700k-1075l-90cri-s9615.html | Regency Lighting | 2020 | Yes
LED Lighting | Reflector | Satco | True |  | Reflector (Flood/Spot) | BR40 | E26 (Medium) | Damp Location Rated,Recessed Fixtures Damp Location Rated,Recessed Fixtures Home / Light Bulbs / LED / Satco - S9640 - 16.5BR40/LED/4000K/1200L/120V BR40 LED Bulb 16.5W BR40 LED Lamp - Cool White (4000K) - 80 CRI - E26 (Medium) - 120 to 130V Satco - S9640 - 16.5BR40/LED/4000K/1200L/120V | 4000 | 82 | 1280 | 77.5758 | 25000 | 16.5 | 1 | 12.64 | 12.64 | 14.8525 | 2020Q3 | https://shop.regencylighting.com/lamps/led/16-5br40-led-4000k-1200l-120v-s9640.html | Regency Lighting | 2020 | Yes
LED Lighting | A-Type | Light Efficient Design |  |  | General Purpose Replacement | A21 | E26 (Medium) | Recessed Fixtures,Damp Location Rated,Shatter Resistant,Vibration Service Recessed Fixtures,Damp Location Rated,Shatter Resistant,Vibration Service Description Provide excellent visibility by using the powerful lumen output of this LED A21 bulb to replace a 100-Watt incandescent, 27-Watt CFL, or 70-Watt HID bulb. 120-277 Volt for exceptional compatibility Aesthetically pleasing with low glare Vibration and shatter-resistant 137 Lumens per watt Cool white color 4000 Kelvin - Medium Base - 120-277 Volt - Light Efficient Design LED-8015E40-G2 High Output A21 LED - 14 Watt - 1920 Lumens | 4000 | 82 | 1918 | 137 | 25000 | 14 | 24 | 480 | 20 | 23.5008 | 2020Q3 | https://www.1000bulbs.com/product/218132/LED-8015E40G2.html | 1000bulbs.com | 2020 | Yes
LED Lighting | A-Type | Manufacturer: Keystone Technologies | False |  | General Purpose Replacement | A21 | E26 (Medium) | Recessed Fixtures,Damp Location Rated,Shatter Resistant,Vibration Service Recessed Fixtures,Damp Location Rated,Shatter Resistant,Vibration Service Home > LED Light Bulbs > LED A19 Bulbs > Over 2000 Lumens (High Ouput) > 4000K Cool White > 14 Watt Performance Series LED Commercial A21 Light Bulb Non-Dimmable 1900 Lumens E26 Base 120-277V 4000K Product Specifications - Quick Reference Lamp Wattage: Working Voltage: 14 Watts 120-277 Volt Dimensions: Dimmability: 2.56" W x 5.26" (MOL) No - Not Dimmable CRI: Delivered Lumens: 80 CRI 1900 Lumens Replaces: Certifications: 100 Watt Incandescent ENERGY STAR, UL, RoHS Light Color: 4000K Cool White Warranty: 5 Year Limited Keystone’s Performance Series LED A and PAR lamps are the ideal, energy-efficient solution for both commercial retrofit and new construction applications. Performance Series LED lamps provide high lumen outputs at a fraction of the power consumption of legacy equivalents. Common applications for commercial A-Shape and PAR lamps include storefronts, parks, schools, churches, corporate campuses, and wherever there are recessed and outdoor corridors. This Keystone Technologies KT-LED14A21-O-E26-840 Performance Series Non-Dimmable commercial LED A21 Light Bulb produces a color temperature of 4000K cool white, operates on your existing 120-277V circuit and consumes just 14 watts of energy. These LED A21 commercial A lamps 100 watt incandescent equivalent retrofit lights generate 1900 lumens and have a Color Rendering Index (CRI) of 80. These 120-277 volt commercial LED light bulbs fit fixtures with an E26 medium base. These LED A21 bulbs are NOT dimmable but are RoHS compliant, UL Listed, and can be used in base-up or base-down positions. For Dimmable versions, please refer to the related products below. Can't find what you are looking for or need a quote for a large job? Give our customer service a call at 248-276-9640. The bulb's dimensions are 2.56 inches wide by 5.26 inches MOL. The LED bulbs have a large metal heatsink for optimal heat dissipation and can be used in enclosed fixtures. Click here to see the complete Keystone Performance Series Commercial A-Shape Lamp Specification Sheet. These bulbs are damp location rated, Energy Star qualified, and have a rated life of 25,000 hours or a 5 Year limited warranty. Keystone Technologies 14 Watt Performance Series LED Commercial A21 Light Bulb Non-Dimmable 1900 Lumens E26 Base 120-277V 4000K | 4000 | 82 | 1918 | 137 | 25000 | 14 | 1 | 22.97 | 22.97 | 26.9906 | 2020Q3 | https://www.greenelectricalsupply.com/14-watt-essential-series-led-commerical-purpose-a21-light-bulb-non-dimmable-1900-lumens-e26-base-unv-4000k.aspx | Green Electrical Supply | 2020 | Yes
LED Lighting | Reflector | Maxlite | True |  | Reflector (Flood/Spot) | BR40 | E26 (Medium) | Damp Location Rated,Recessed Fixtures Damp Location Rated,Recessed Fixtures Home / Light Bulbs / LED / Maxlite - 14099418 - 17BR40DLED27/G3 Energy Star Rated 17W BR40 LED Lamp - Universal - 1400 Lumens - Warm White (2700K) - 82 CRI - 25000 Hours - E26 (Medium) - 120 to 130V Maxlite - 14099418 - 17BR40DLED27/G3 | 2700 | 82 | 1400 | 82.3529 | 25000 | 17 | 1 | 11.3 | 11.3 | 13.2779 | 2020Q3 | https://shop.regencylighting.com/lamps/led/17br40dled27-g3-mxt.html | Regency Lighting | 2020 | Yes
LED Lighting | Reflector | Green Creative | True | Daylighting/Photocell, | Reflector (Flood/Spot) | PAR38 | E26 (Medium) | Damp Location Rated,Use With Timers,Use With Photo and/or Motion Sensors,Recessed Fixtures Damp Location Rated,Use With Timers,Use With Photo and/or Motion Sensors,Recessed Fixtures Home / Light Bulbs / LED / Green Creative - 58150 - 17PAR38DIM/927NF25 Suitable for Use in Totally Enclosed Fixtures 17W PAR38 LED Lamp - Universal - 1400 Lumens - Warm White (2700K) - 90 CRI - 50000 hrs. - E26 (Medium) - 120 to 130V Green Creative - 58150 - 17PAR38DIM/927NF25 | 2700 | 94 | 1400 | 82.3529 | 25000 | 17 | 1 | 14.51 | 14.51 | 17.0498 | 2020Q3 | https://shop.regencylighting.com/lamps/led/17par38dim-927nf25-grc.html | Regency Lighting | 2020 | Yes
LED Lighting | Reflector | Green Creative | True | Daylighting/Photocell, | Reflector (Flood/Spot) | PAR38 | E26 (Medium) | Damp Location Rated,Use With Timers,Use With Photo and/or Motion Sensors,Recessed Fixtures Damp Location Rated,Use With Timers,Use With Photo and/or Motion Sensors,Recessed Fixtures Home / Light Bulbs / LED / Green Creative - 97905 - 17PAR38DIM/930FL40/B Black Housing; Suitable for Use in Totally Enclosed Fixtures 17W PAR38 LED Lamp - Universal - 1430 Lumens - Warm White (3000K) - 90 CRI - 50000 Hours - E26 (Medium) - 120 to 130V Green Creative - 97905 - 17PAR38DIM/930FL40/B | 3000 | 94 | 1430 | 84.1176 | 25000 | 17 | 1 | 14.51 | 14.51 | 17.0498 | 2020Q3 | https://shop.regencylighting.com/lamps/led/17par38dim-930fl40-b-grc.html | Regency Lighting | 2020 | Yes
LED Lighting | Reflector | Green Creative | True | Daylighting/Photocell, | Reflector (Flood/Spot) | PAR38 | E26 (Medium) | Damp Location Rated,Use With Timers,Use With Photo and/or Motion Sensors,Recessed Fixtures Damp Location Rated,Use With Timers,Use With Photo and/or Motion Sensors,Recessed Fixtures Home / Light Bulbs / LED / Green Creative - 17PAR38DIM/930FL40 Suitable for Use in Totally Enclosed Fixtures 17W PAR38 LED Lamp - Universal - 1430 Lumens - Warm White (3000K) - 90 CRI - 50000 Hours - E26 (Medium) - 120 to 130V Green Creative - 17PAR38DIM/930FL40 | 3000 | 93 | 1430 | 84.1176 | 25000 | 17 | 1 | 14.51 | 14.51 | 17.0498 | 2020Q3 | https://shop.regencylighting.com/lamps/led/17par38dim-930fl40-grc.html | Regency Lighting | 2020 | Yes
LED Lighting | Reflector | Green Creative | True | Daylighting/Photocell, | Reflector (Flood/Spot) | PAR38 | GU24 | Damp Location Rated,Use With Timers,Use With Photo and/or Motion Sensors,Recessed Fixtures Damp Location Rated,Use With Timers,Use With Photo and/or Motion Sensors,Recessed Fixtures Home / Light Bulbs / LED / Green Creative - 58172 - 17PAR38DIM/930FL40/GU24 Suitable for Totally Enclosed Fixtures 17W PAR38 LED Lamp - Universal - 1430 Lumens - Warm White (3000K) - 90 CRI - 50000 Hours - GU24 (Bi-Pin / Twist & Lock) - 120 to 130V Green Creative - 58172 - 17PAR38DIM/930FL40/GU24 | 3000 | 93 | 1430 | 84.1176 | 25000 | 17 | 1 | 15.65 | 15.65 | 18.3894 | 2020Q3 | https://shop.regencylighting.com/lamps/led/17par38dim-930fl40-gu24-grc.html | Regency Lighting | 2020 | Yes
LED Lighting | Reflector | Green Creative | True | Daylighting/Photocell, | Reflector (Flood/Spot) | PAR38 | E26 (Medium) | Damp Location Rated,Use With Timers,Use With Photo and/or Motion Sensors,Recessed Fixtures Damp Location Rated,Use With Timers,Use With Photo and/or Motion Sensors,Recessed Fixtures Home / Light Bulbs / LED / Green Creative - 58153 - 17PAR38DIM/930NF25 Suitable for Totally Enclosed Fixtures 17W PAR38 LED Lamp - Universal - 1430 Lumens - Warm White (3000K) - 90 CRI - 50000 Hours - E26 (Medium) - 120 to 130V Green Creative - 58153 - 17PAR38DIM/930NF25 | 3000 | 93 | 1430 | 84.1176 | 25000 | 17 | 1 | 14.51 | 14.51 | 17.0498 | 2020Q3 | https://shop.regencylighting.com/lamps/led/17par38dim-930nf25-grc.html | Regency Lighting | 2020 | Yes
LED Lighting | Reflector | Green Creative | True | Daylighting/Photocell, | Reflector (Flood/Spot) | PAR38 | E26 (Medium) | Damp Location Rated,Use With Timers,Use With Photo and/or Motion Sensors,Recessed Fixtures Damp Location Rated,Use With Timers,Use With Photo and/or Motion Sensors,Recessed Fixtures Home / Light Bulbs / LED / Green Creative - 58157 - 17PAR38DIM/940FL40 Suitable for Totally Enclosed Fixtures 17W PAR38 LED Lamp - Universal - 1450 Lumens - Cool White (4000K) - 90 CRI - 50000 Hours - E26 (Medium) - 120 to 130V Green Creative - 58157 - 17PAR38DIM/940FL40 | 4000 | 93 | 1450 | 85.2941 | 25000 | 17 | 1 | 14.51 | 14.51 | 17.0498 | 2020Q3 | https://shop.regencylighting.com/lamps/led/17par38dim-940fl40-grc.html | Regency Lighting | 2020 | Yes
LED Lighting | A-Type | Light Efficient Design | False |  | General Purpose Replacement | A21 | E26 (Medium) | Recessed Fixtures,Damp Location Rated,Shatter Resistant,Vibration Service Recessed Fixtures,Damp Location Rated,Shatter Resistant,Vibration Service Home Lamps, Bulbs, Ballasts Bulbs - LED LED - Traditional Lamps - A-Type LED Lamp, 14W, 120-277V (Non-Dimmable), Bulb: A-Type (A21), Base: Medium Screw (E26), Lumens: 1918, CRI: 80+, Color Temperature: 4000K, 360° Omni Directional Design, Rated Average Life: L70; 50,000 Hrs. Suitable for Enclosed Fixtures. Replaces u9 to 70W HID. Energy Star approved. p/n LED-8015E40-G2 Light Efficient Design LED-8015E40-G2 LED HIGH OUTPUT A LAMP | 4000 | 82 | 1918 | 137 | 25000 | 14 | 1 | 26.77 | 26.77 | 31.4558 | 2020Q3 | https://www.platt.com/platt-electric-supply/LED-Traditional-Lamps-A-Type/Light-Efficient-Design/LED-8015E40-G2/product.aspx?zpid=1745261 | Platt | 2020 | Yes
LED Lighting | A-Type | Manufacturer: Keystone Technologies | True |  | General Purpose Replacement | A21 | E26 (Medium) | Recessed Fixtures,Damp Location Rated,Shatter Resistant,Vibration Service Home > LED Light Bulbs > LED A19 Bulbs > Over 2000 Lumens (High Ouput) > 4000K Cool White > 14 Watt Performance Series LED Commercial A21 Light Bulb Non-Dimmable 1900 Lumens E26 Base 120-277V 4000K Product Specifications - Quick Reference Lamp Wattage: Working Voltage: 14 Watts 120-277 Volt Dimensions: Dimmability: 2.56" W x 5.26" (MOL) No - Not Dimmable CRI: Delivered Lumens: 80 CRI 1900 Lumens Replaces: Certifications: 100 Watt Incandescent ENERGY STAR, UL, RoHS Light Color: 4000K Cool White Warranty: 5 Year Limited Keystone’s Performance Series LED A and PAR lamps are the ideal, energy-efficient solution for both commercial retrofit and new construction applications. Performance Series LED lamps provide high lumen outputs at a fraction of the power consumption of legacy equivalents. Common applications for commercial A-Shape and PAR lamps include storefronts, parks, schools, churches, corporate campuses, and wherever there are recessed and outdoor corridors. This Keystone Technologies KT-LED14A21-O-E26-840 Performance Series Non-Dimmable commercial LED A21 Light Bulb produces a color temperature of 4000K cool white, operates on your existing 120-277V circuit and consumes just 14 watts of energy. These LED A21 commercial A lamps 100 watt incandescent equivalent retrofit lights generate 1900 lumens and have a Color Rendering Index (CRI) of 80. These 120-277 volt commercial LED light bulbs fit fixtures with an E26 medium base. These LED A21 bulbs are NOT dimmable but are RoHS compliant, UL Listed, and can be used in base-up or base-down positions. For Dimmable versions, please refer to the related products below. Can't find what you are looking for or need a quote for a large job? Give our customer service a call at 248-276-9640. The bulb's dimensions are 2.56 inches wide by 5.26 inches MOL. The LED bulbs have a large metal heatsink for optimal heat dissipation and can be used in enclosed fixtures. Click here to see the complete Keystone Performance Series Commercial A-Shape Lamp Specification Sheet. These bulbs are damp location rated, Energy Star qualified, and have a rated life of 25,000 hours or a 5 Year limited warranty. Keystone Technologies 14 Watt Performance Series LED Commercial A21 Light Bulb Non-Dimmable 1900 Lumens E26 Base 120-277V 4000K | 4000 | 82 | 1918 | 137 | 25000 | 14 | 1 | 22.97 | 22.97 | 26.9906 | 2020Q2 | https://www.greenelectricalsupply.com/14-watt-essential-series-led-commerical-purpose-a21-light-bulb-non-dimmable-1900-lumens-e26-base-unv-4000k.aspx | Green Electrical Supply | 2020 | Yes
LED Lighting | Reflector | Satco | True |  | Reflector (Flood/Spot) | PAR38 | E26 (Medium) | Wet Location Rated,Recessed Fixtures Wet Location Rated,Recessed Fixtures Home / Light Bulbs / LED / Satco - S9456 - 18PAR38/LED/40/4000K/120V/D PAR38 LED Lamp 18W PAR38 LED Lamp - Universal - 1400 Lumens - Cool White (4000K) - 80 CRI - 25000 Hours - E26 (Medium) - 120 to 130V Satco - S9456 - 18PAR38/LED/40/4000K/120V/D | 4000 | 82 | 1400 | 77.7778 | 25000 | 18 | 1 | 18.1 | 18.1 | 21.2682 | 2020Q3 | https://shop.regencylighting.com/lamps/led/18par38-led-40-4000k-120v-d-s9456.html | Regency Lighting | 2020 | Yes
LED Lighting | Reflector | Green Creative |  |  | Reflector (Flood/Spot) | PAR30L | E26 (Medium) | Damp Location Rated,Not Rated for Recessed Fixtures Damp Location Rated,Not Rated for Recessed Fixtures Home / Light Bulbs / LED / Green Creative - 98208 - 19.5PAR30HO/940NF25/277V Direct Line Voltage 120-277V (Not Compatible with Ballasts); Replaces 75W Halogen or 39W Ceramic Metal Halide; Not Intended for Totally Enclosed Fixtures; Suitable for Damp Locations 19.5W PAR30 LED Lamp - Universal - 1800 Lumens - Cool White (4000K) - 90 CRI - 50000 hrs. - E26 (Medium) Green Creative - 98208 - 19.5PAR30HO/940NF25/277V | 4000 | 93 | 1800 | 92.3077 | 50000 | 19.5 | 1 | 29.42 | 29.42 | 34.5696 | 2020Q3 | https://shop.regencylighting.com/lamps/led/19-5par30ho-940nf25-277v-grc.html | Regency Lighting | 2020 | Yes
LED Lighting | A-Type | Light Efficient Design | False |  | General Purpose Replacement | A21 | E26 (Medium) | Recessed Fixtures,Damp Location Rated,Shatter Resistant,Vibration Service HomeLamps, Bulbs, BallastsBulbs - LEDLED - TraditionalLamps - A-Type LED Lamp, 14W, 120-277V (Non-Dimmable), Bulb: A-Type (A21), Base: Medium Screw (E26), Lumens: 1918, CRI: 80+, Color Temperature: 4000K, 360° Omni Directional Design, Rated Average Life: L70; 50,000 Hrs. Suitable for Enclosed Fixtures. Replaces u9 to 70W HID. Energy Star approved. p/n LED-8015E40-G2 Light Efficient Design LED-8015E40-G2 LED HIGH OUTPUT A LAMP | 4000 | 82 | 1918 | 137 | 25000 | 14 | 1 | 27.86 | 27.86 | 32.7366 | 2020Q2 | https://www.platt.com/platt-electric-supply/LED-Traditional-Lamps-A-Type/Light-Efficient-Design/LED-8015E40-G2/product.aspx?zpid=1745261 | Platt | 2020 | Yes
LED Lighting | Reflector | Satco | True |  | Reflector (Flood/Spot) | BR30 | E26 (Medium) | Damp Location Rated,Recessed Fixtures Damp Location Rated,Recessed Fixtures Home / Light Bulbs / LED / Satco - S9873 - 2.5T6/LED/AMB/22K/E12/120V E12 Candelabra LED Bulb 2.5W T6 LED Lamp - Universal - Warm White (2000K) - 80 CRI - E12 (Candelabra) - 120 to 130V - Transparent Amber Satco - S9873 - 2.5T6/LED/AMB/22K/E12/120V | 3000 | 83 | 880 | 88 | 25000 | 10 | 1 | 7.19 | 7.19 | 8.4485 | 2020Q3 | https://shop.regencylighting.com/lamps/led/2-5t6-led-amb-22k-e12-120v-s9873.html | Regency Lighting | 2020 | Yes
LED Lighting | Decorative | Satco | True |  | Decorative | ST | E12 (Candelabra) | Damp Location Rated Damp Location Rated Home / Light Bulbs / LED / Satco - S8555 - 2.5T6/LED/CL/27K/E12/120V Energy Star Rated; Approved for Enclosed Fixtures; Damp Location Rated 2.5W T6 LED Lamp - 180 Lumens - Warm White (2700K) - 90 CRI - 15000 Hours - E12 (Candelabra) - 120 to 130V - Clear Satco - S8555 - 2.5T6/LED/CL/27K/E12/120V | 2700 | 94 | 180 | 72 | 15000 | 2.5 | 1 | 4.53 | 4.53 | 5.3229 | 2020Q3 | https://shop.regencylighting.com/lamps/led/2-5t6-led-cl-27k-e12-120v-s8555.html | Regency Lighting | 2020 | Yes
LED Lighting | Decorative | Satco | True |  | Decorative | CA10 | E12 (Candelabra) | Damp Location Rated,Recessed Fixtures Damp Location Rated,Recessed Fixtures Home / Light Bulbs / LED / Satco - S29920 - 2.5W CTC/LED/27K/CL/120V Blunt Tip; Approved for Enclosed Fixtures; Damp Location Rated; Energy Star Rated 2.5W B11 LED Lamp - Universal - 200 Lumens - Warm White (2700K) - 80 CRI - 15000 Hours - E12 (Candelabra) - 120 to 130V - Clear Satco - S29920 - 2.5W CTC/LED/27K/CL/120V | 2700 | 84 | 200 | 80 | 15000 | 2.5 | 6 | 27.3 | 4.55 | 5.3464 | 2020Q3 | https://shop.regencylighting.com/lamps/led/2-5w-ctc-led-27k-cl-120v-s29920.html | Regency Lighting | 2020 | Yes
LED Lighting | Decorative | Satco | True |  | Decorative | B10 | E26 (Medium) | Damp Location Rated,Recessed Fixtures Damp Location Rated,Recessed Fixtures Home / Light Bulbs / LED / Satco - S9567 - 2.5W ETC/LED/27K/120V C11 LED Bulb 2.5W C11 LED Lamp - Warm White (2700K) - 80 CRI - E26 (Medium) - 120 to 130V Satco - S9567 - 2.5W ETC/LED/27K/120V | 2700 | 82 | 250 | 100 | 25000 | 2.5 | 1 | 6.64 | 6.64 | 7.8023 | 2020Q3 | https://shop.regencylighting.com/lamps/led/2-5w-etc-led-27k-120v-s9567.html | Regency Lighting | 2020 | Yes
LED Lighting | A-Type | Light Efficient Design |  | Daylighting/Photocell, | General Purpose Replacement | A21 | E26 (Medium) | Recessed Fixtures,Damp Location Rated,Shatter Resistant,Vibration Service Recessed Fixtures,Damp Location Rated,Shatter Resistant,Vibration Service Description Provide excellent visibility by using the powerful lumen output of this LED A21 bulb to replace a 150-Watt incandescent, 40-Watt CFL, or 100-Watt HID bulb. Versatile replacement for incandescent, CFL, or HID bulbs 120-277 Volt for exceptional compatibility Aesthetically pleasing with low glare Vibration and shatter-resistant 138 Lumens per watt Daylight white color 5000 Kelvin - Medium Base - 120-277 Volt - Light Efficient Design LED-8017E50-G2 High Output A21 LED - 20 Watt - 2760 Lumens | 5000 | 84 | 2740 | 137 | 25000 | 20 | 24 | 582.96 | 24.29 | 28.5417 | 2020Q3 | https://www.1000bulbs.com/product/218136/LED-8017E50G2.html | 1000bulbs.com | 2020 | Yes
LED Lighting | A-Type | Light Efficient Design | False |  | General Purpose Replacement | A21 | E26 (Medium) | Recessed Fixtures,Damp Location Rated,Shatter Resistant,Vibration Service Recessed Fixtures,Damp Location Rated,Shatter Resistant,Vibration Service Home Bulbs High Output LED Bulbs 2760 Lumens - 150W Equal - 20W - LED A21 bulb - 5000K - Medium base Back Description The Light Efficient Design LED-8017E50-G2 LED A21 high output bulb offers an easy retrofit installation for bollard or post top fixtures. The LED-8017E50-G2 LED A21 HID retrofit bulb is able to replace a 100 watt MH or 150W INC bulb by producing 2720 lumens on a 5000K color temperature, while using up only 20W of power. Expertly engineered to work efficiently in enclosed fixtures & damp environments Protected against insects and dust 120-277V (Non-Dimmable) 360° light output for optimal performance Frosted design to reduce glare 2760 Lumens - 150W Equal - 20W - LED A21 bulb - 5000K - Medium base | 5000 | 84 | 2740 | 137 | 25000 | 20 | 1 | 24.54 | 24.54 | 28.8354 | 2020Q3 | https://www.beeslighting.com/LED-8017E50-G2 | Bee's Lighting | 2020 | Yes
LED Lighting | A-Type | Manufacturer: Keystone Technologies | False | Daylighting/Photocell, | General Purpose Replacement | A21 | E26 (Medium) | Recessed Fixtures,Damp Location Rated,Shatter Resistant,Vibration Service Recessed Fixtures,Damp Location Rated,Shatter Resistant,Vibration Service Home > LED Light Bulbs > LED A19 Bulbs > Over 2000 Lumens (High Ouput) > 5000K Daylight > 20 Watt Performance Series LED Commercial A21 Light Bulb Non-Dimmable 2760 Lumens E26 Base UNV 5000K Product Specifications - Quick Reference Lamp Wattage: Working Voltage: 20 Watts 120-277 Volt Dimensions: Dimmability: 2.56" W x 5.26" (MOL) No - Not Dimmable CRI: Delivered Lumens: 80 CRI 2760 Lumens Replaces: Certifications: 100 Watt Incandescent ENERGY STAR, UL, RoHS Light Color: 5000K Daylight Warranty: 5 Year Limited Keystone’s Performance Series LED A and PAR lamps are the ideal, energy-efficient solution for both commercial retrofit and new construction applications. Performance Series LED lamps provide high lumen outputs at a fraction of the power consumption of legacy equivalents. Common applications for commercial A-Shape and PAR lamps include storefronts, parks, schools, churches, corporate campuses, and wherever there are recessed and outdoor corridors. This Keystone Technologies KT-LED20A21-O-E26-850 Performance Series Non-Dimmable commercial LED A21 Light Bulb produces a color temperature of 5000K daylight, operates on your existing 120-277V circuit and consumes just 20 watts of energy. These LED A21 commercial A lamps 100 watt incandescent equivalent retrofit lights generate 2760 lumens and have a Color Rendering Index (CRI) of 80. These 120-277 volt commercial LED light bulbs fit fixtures with an E26 medium base. These LED A21 bulbs are NOT dimmable but are RoHS compliant, UL Listed, and can be used in base-up or base-down positions. For Dimmable versions, please refer to the related products below. Can't find what you are looking for or need a quote for a large job? Give our customer service a call at 248-276-9640. The bulb's dimensions are 2.56 inches wide by 5.26 inches MOL. The LED bulbs have a large metal heatsink for optimal heat dissipation and can be used in enclosed fixtures. Click here to see the complete Keystone Performance Series Commercial A-Shape Lamp Specification Sheet. These bulbs are damp location rated, Energy Star qualified, and have a rated life of 25,000 hours or a 5 Year limited warranty. Keystone Technologies 20 Watt Performance Series LED Commercial A21 Light Bulb Non-Dimmable 2760 Lumens E26 Base UNV 5000K | 5000 | 84 | 2740 | 137 | 25000 | 20 | 1 | 27.61 | 27.61 | 32.4428 | 2020Q3 | https://www.greenelectricalsupply.com/20-watt-essential-series-led-commerical-purpose-a21-light-bulb-non-dimmable-2700-lumens-e26-base-unv-5000k.aspx | Green Electrical Supply | 2020 | Yes
LED Lighting | Decorative | Satco | True |  | Decorative | B10 | E26 (Medium) | Damp Location Rated Damp Location Rated Home / Light Bulbs / LED / Satco - S8951 - 4.5CTC/LED/2700K/E12/120V B11 LED Lamp 4.5W B11 LED Lamp - Warm White (2700K) - 80 CRI - E12 (Candelabra) - 120 to 130V - Clear Satco - S8951 - 4.5CTC/LED/2700K/E12/120V | 2700 | 82 | 300 | 66.6667 | 25000 | 4.5 | 1 | 7.19 | 7.19 | 8.4485 | 2020Q3 | https://shop.regencylighting.com/lamps/led/4-5ctc-led-2700k-e12-120v-s8951.html | Regency Lighting | 2020 | Yes
LED Lighting | Decorative | Satco | True |  | Decorative | B10 | E12 (Candelabra) | Damp Location Rated Damp Location Rated Home / Light Bulbs / LED / Satco - S8952 - 4.5CTC/LED/3000K/E12/120V B11 LED Bulb 4.5W B11 LED Lamp - Warm White (3000K) - 80 CRI - E12 (Candelabra) - 120 to 130V - Clear Satco - S8952 - 4.5CTC/LED/3000K/E12/120V | 3000 | 83 | 300 | 66.6667 | 25000 | 4.5 | 1 | 7.19 | 7.19 | 8.4485 | 2020Q3 | https://shop.regencylighting.com/lamps/led/4-5ctc-led-3000k-e12-120v-s8952.html | Regency Lighting | 2020 | Yes
LED Lighting | Decorative | Satco | True |  | Globe | G25 | E26 (Medium) | Damp Location Rated Damp Location Rated Home / Light Bulbs / LED / Satco - S9827 - 4.5G25/SW/LED/E26/27K/120V G25 LED Lamp 4.5W G25 LED Lamp - Universal - Warm White (2700K) - 80 CRI - E26 (Medium) - 120 to 130V - Soft White Satco - S9827 - 4.5G25/SW/LED/E26/27K/120V | 2700 | 81 | 420 | 93.3333 | 15000 | 4.5 | 1 | 9 | 9 | 10.5753 | 2020Q3 | https://shop.regencylighting.com/lamps/led/4-5g25-sw-led-e26-27k-120v-s9827.html | Regency Lighting | 2020 | Yes
LED Lighting | Reflector | Satco | True |  | Reflector (Flood/Spot) | PAR16 | GU10 | Damp Location Rated,Recessed Fixtures Damp Location Rated,Recessed Fixtures Home / Light Bulbs / LED / Satco - S8380 - 4.5MR16/LED/40/30K/120V/GU10 Approved for Totally Enclosed Fixtures; Energy Star Rated 4.5W MR16 LED Lamp - Universal - 360 Lumens - Warm White (3000K) - 80 CRI - 25000 Hours - GU10 (Bi-Pin / Twist & Lock) - 120 to 130V Satco - S8380 - 4.5MR16/LED/40/30K/120V/GU10 | 3000 | 84 | 370 | 82.2222 | 25000 | 4.5 | 1 | 9 | 9 | 10.5753 | 2020Q3 | https://shop.regencylighting.com/lamps/led/4-5mr16-led-40-30k-120v-gu10-s9380.html | Regency Lighting | 2020 | Yes
LED Lighting | Decorative | Satco | True |  | Decorative | CA10 | E12 (Candelabra) | Damp Location Rated Damp Location Rated Home / Light Bulbs / LED / Satco - S8552 - 4.5W CFC/LED/27K/CL/120V Bent Tip; Energy Star Rated; Approved for Enclosed Fixtures; Damp Location Rated 4.5W CA11 LED Lamp - 350 Lumens - Warm White (2700K) - 90 CRI - 15000 Hours - E12 (Candelabra) - 120 to 130V - Clear Satco - S8552 - 4.5W CFC/LED/27K/CL/120V | 2700 | 94 | 350 | 77.7778 | 15000 | 4.5 | 1 | 5.37 | 5.37 | 6.31 | 2020Q3 | https://shop.regencylighting.com/lamps/led/4-5w-cfc-led-27k-cl-120v-s8552.html | Regency Lighting | 2020 | Yes
LED Lighting | Decorative | Satco | True |  | Decorative | B10 | E12 (Candelabra) | Damp Location Rated,Recessed Fixtures Damp Location Rated,Recessed Fixtures Home / Light Bulbs / LED / Satco - S9570 - 4.5W CTC/LED/27K/120V Blunt Tip, Damp Location Rated, Enclosed Fixture Rated 4.5W B11 LED Decorative Lamp - Universal - 470 Lumens - Warm White (2700K) - 80 CRI - 15000 Hours - E12 (Candelabra) - 120 to 130V - Clear Satco - S9570 - 4.5W CTC/LED/27K/120V | 2700 | 82 | 470 | 104.4444 | 20000 | 4.5 | 1 | 7 | 7 | 8.2253 | 2020Q3 | https://shop.regencylighting.com/lamps/led/4-5w-ctc-led-27k-120v-s9570.html | Regency Lighting | 2020 | Yes
LED Lighting | Decorative | Satco | True |  | Decorative | B10 | E12 (Candelabra) | Damp Location Rated Damp Location Rated Home / Light Bulbs / LED / Sacto - S29877 - 4.5W CTC/LED/27K/CL/90CRI Blunt Tip; Energy Star Rated; Damp Location Rated 4.5W B10 LED Lamp - 350 Lumens - Warm White (2700K) - 90 CRI - 15000 Hours - E12 (Candelabra) - 120 to 130V - Clear Sacto - S29877 - 4.5W CTC/LED/27K/CL/90CRI | 2700 | 94 | 350 | 77.7778 | 15000 | 4.5 | 1 | 9 | 9 | 10.5753 | 2020Q3 | https://shop.regencylighting.com/lamps/led/4-5w-ctc-led-27k-cl-90cri-s29877.html | Regency Lighting | 2020 | Yes
LED Lighting | Decorative | Satco | True |  | Decorative | CA10 | E26 (Medium) | Damp Location Rated Damp Location Rated Home / Light Bulbs / LED / Satco - S9573 - 4.5W EFC/LED/27K/120V Flame Tip; Damp Location Rated; Approved for Totally Enclosed Fixtures 4.5W CA11 LED Lamp - Universal - 450 Lumens - Warm White (2700K) - 80 CRI - 15000 Hours - E26 (Medium) - 120 to 130V - Clear Satco - S9573 - 4.5W EFC/LED/27K/120V | 2700 | 82 | 450 | 100 | 15000 | 4.5 | 1 | 7 | 7 | 8.2253 | 2020Q3 | https://shop.regencylighting.com/lamps/led/4-5w-efc-led-27k-120v-s9573.html | Regency Lighting | 2020 | Yes
LED Lighting | Decorative | Satco | True |  | Decorative | B10 | E26 (Medium) | Damp Location Rated Damp Location Rated Home / Light Bulbs / LED / Satco - S9569 - 4.5W ETC/LED/27K/120V Blunt Tip; Damp Location Rated; Approved for Totally Enclosed Fixtures 4.5W B11 LED Lamp - Universal - 450 Lumens - Warm White (2700K) - 80 CRI - 15000 Hours - E26 (Medium) - 120 to 130V - Clear Satco - S9569 - 4.5W ETC/LED/27K/120V | 2700 | 82 | 450 | 100 | 20000 | 4.5 | 1 | 7 | 7 | 8.2253 | 2020Q3 | https://shop.regencylighting.com/lamps/led/4-5w-etc-led-27k-120v-s9569.html | Regency Lighting | 2020 | Yes
LED Lighting | Decorative | Satco | True |  | Globe | G16.5 | E12 (Candelabra) | Damp Location Rated,Recessed Fixtures Damp Location Rated,Recessed Fixtures Home / Light Bulbs / LED / Satco - S29871 - 4G16/LED/CL/27K/120V/E12 Approved for Totally Enclosed Fixtures; Damp Rated; Energy Star Certified 4W G16 LED Lamp - Universal - 350 Lumens - Warm White (2700K) - 80 CRI - 15000 Hours - E12 (Candelabra) - 120 to 130V - Clear Satco - S29871 - 4G16/LED/CL/27K/120V/E12 | 2700 | 82 | 350 | 87.5 | 15000 | 4 | 6 | 27.3 | 4.55 | 5.3464 | 2020Q3 | https://shop.regencylighting.com/lamps/led/4g16-led-cl-27k-120v-e12-s29871.html | Regency Lighting | 2020 | Yes
LED Lighting | Decorative | Satco | True |  | Globe | G16.5 | E12 (Candelabra) | Damp Location Rated Damp Location Rated Home / Light Bulbs / LED / Satco - S8553 - 4G16/LED/CL/27K/120V/E12 Energy Star Rated; Approved for Enclosed Fixtures; Damp Location Rated 4W G16 LED Lamp - 350 Lumens - Warm White (2700K) - 90 CRI - 15000 Hours - E12 (Candelabra) - 120 to 130V - Clear Satco - S8553 - 4G16/LED/CL/27K/120V/E12 | 2700 | 94 | 350 | 77.7778 | 15000 | 4.5 | 1 | 5.37 | 5.37 | 6.31 | 2020Q3 | https://shop.regencylighting.com/lamps/led/4g16-led-cl-27k-120v-e12-s8553.html | Regency Lighting | 2020 | Yes
LED Lighting | Reflector | Satco | True |  | Reflector (Flood/Spot) | PAR16 | E26 (Medium) | Damp Location Rated,Recessed Fixtures Damp Location Rated,Recessed Fixtures Home / Light Bulbs / LED / Satco - S8585 - 4PAR16/LED/40/3K/120V/90CRI Approved for Enclosed Fixtures; Damp Location Rated 4W PAR16 LED Lamp - Universal - 360 Lumens - Warm White (3000K) - 90 CRI - 25000 Hours - E26 (Medium) - 120 to 130V Satco - S8585 - 4PAR16/LED/40/3K/120V/90CRI | 3000 | 95 | 360 | 90 | 25000 | 4 | 1 | 9 | 9 | 10.5753 | 2020Q3 | https://shop.regencylighting.com/lamps/led/4par16-led-40-3k-120v-90cri-s8585.html | Regency Lighting | 2020 | Yes
LED Lighting | Decorative | Satco | True |  | Decorative | B10 | E12 (Candelabra) | Damp Location Rated,Recessed Fixtures Damp Location Rated,Recessed Fixtures Home / Light Bulbs / LED / Satco - S8839 - 4W CTC/LED/40K/CL/120V Traditional Incandescent Look and Feel; Damp Location Rated; UL Listed for Totally Enclosed Fixtures; Energy Star Rated 4W B11 LED Lamp - Universal - 350 Lumens - Cool White (4000K) - 80 CRI - 15000 hrs. - E12 (Candelabra) - 120 to 130V - Clear Satco - S8839 - 4W CTC/LED/40K/CL/120V | 4000 | 86 | 350 | 87.5 | 15000 | 4 | 1 | 5.37 | 5.37 | 6.31 | 2020Q3 | https://shop.regencylighting.com/lamps/led/4w-ctc-led-40k-cl-120v-s8839.html | Regency Lighting | 2020 | Yes
LED Lighting | Decorative | Satco | True |  | Other | B11 | E26 (Medium) | Damp Location Rated Damp Location Rated Home / Light Bulbs / LED / Satco - S8551 - 4WETC/LED/27K/CL/120V Blunt Tip; Energy Star Rated; Approved for Enclosed Fixtures; Damp Location Rated 4W B11 LED Lamp - 350 Lumens - Warm White (2700K) - 90 CRI - 15000 Hours - E26 (Medium) - 120 to 130V - Clear Satco - S8551 - 4WETC/LED/27K/CL/120V | 2700 | 93 | 350 | 87.5 | 15000 | 4 | 1 | 5.37 | 5.37 | 6.31 | 2020Q3 | https://shop.regencylighting.com/lamps/led/4wetc-led-27k-cl-120v-s8551.html | Regency Lighting | 2020 | Yes
LED Lighting | Decorative | Satco | True |  | Globe | G16.5 | E26 (Medium) | Damp Location Rated,Recessed Fixtures Damp Location Rated,Recessed Fixtures Home / Light Bulbs / LED / Satco - S12102 - 5.5G16/LED/CL/27K/120V/E26 Energy Star Certified; Approved for Enclosed Fixtures; Damp Location Rated 5.5W G16 LED Lamp - Universal - 500 Lumens - Warm White (2700K) - 80 CRI - 15000 hrs. - E26 (Medium) - 120 to 130V - Clear Satco - S12102 - 5.5G16/LED/CL/27K/120V/E26 | 2700 | 83 | 500 | 90.9091 | 15000 | 5.5 | 6 | 32.22 | 5.37 | 6.31 | 2020Q3 | https://shop.regencylighting.com/lamps/led/5-5g16-led-cl-27k-120v-e26-s12102.html | Regency Lighting | 2020 | Yes
LED Lighting | Decorative | Satco | True |  | Globe | G16.5 | E26 (Medium) | Damp Location Rated,Recessed Fixtures Damp Location Rated,Recessed Fixtures Home / Light Bulbs / LED / Satco - S12103 - 5.5G16/LED/CL/3K/120V/E26 Enclosed Fixture Rated; Damp Location Rated; Energy Star Rated 5.5W G16 LED Globe Lamp - Universal - 500 Lumens - Warm White (3000K) - 83 CRI - 15000 hrs. - E26 (Medium) - 120 to 130V - Clear Satco - S12103 - 5.5G16/LED/CL/3K/120V/E26 | 3000 | 83 | 500 | 90.9091 | 15000 | 5.5 | 6 | 32.22 | 5.37 | 6.31 | 2020Q3 | https://shop.regencylighting.com/lamps/led/5-5g16-led-cl-3k-120v-e26-s12103.html | Regency Lighting | 2020 | Yes
LED Lighting | Decorative | Satco | True |  | Globe | G25 | E26 (Medium) | Damp Location Rated Damp Location Rated Home / Light Bulbs / LED / Satco - S29878 - 5.5G25/CL/LED/E26/27K/90CRI Energy Star Certified; Title 24 Qualified; Damp Location Rated 5.5W G25 LED Lamp - Universal - 500 Lumens - Warm White (2700K) - 90 CRI - 15000 hrs. - E26 (Medium) - 120 to 130V - Clear Satco - S29878 - 5.5G25/CL/LED/E26/27K/90CRI | 2700 | 93 | 500 | 90.9091 | 15000 | 5.5 | 6 | 43.14 | 7.19 | 8.4485 | 2020Q3 | https://shop.regencylighting.com/lamps/led/5-5g25-cl-led-e26-27k-90cri-s29878.html | Regency Lighting | 2020 | Yes
LED Lighting | Decorative | Satco | True |  | Other | ST19 | E26 (Medium) | Damp Location Rated Damp Location Rated Home / Light Bulbs / LED / Satco - S8554 - 5.5ST19/CL/LED/E26/27K/120V Energy Star Rated; Approved for Enclosed Fixtures; Damp Location Rated 5.5W ST19 LED Lamp - 500 Lumens - Warm White (2700K) - 90 CRI - 15000 Hours - E26 (Medium) - 120 to 130V - Clear Satco - S8554 - 5.5ST19/CL/LED/E26/27K/120V | 2700 | 90 | 500 | 90.9091 | 15000 | 5.5 | 1 | 5.37 | 5.37 | 6.31 | 2020Q3 | https://shop.regencylighting.com/lamps/led/5-5st19-cl-led-e26-27k-120v-s8554.html | Regency Lighting | 2020 | Yes
LED Lighting | Decorative | Philips | True | Daylighting/Photocell, | Other | ST19 | E26 (Medium) | Damp Location Rated,Use With Timers,Use With Photo and/or Motion Sensors,Recessed Fixtures Damp Location Rated,Use With Timers,Use With Photo and/or Motion Sensors,Recessed Fixtures Home / Light Bulbs / LED / Philips - 461673 - 5.5ST19/LEDFILAMENT/822/CL-A/D Wet Location Rated 5.5W ST19 LED Lamp - Universal - 400 Lumens - Warm White (2000K) - 80 CRI - 15000 Hours - E26 (Medium) - 120 to 130V - Amber Philips - 461673 - 5.5ST19/LEDFILAMENT/822/CL-A/D | 2200 | 81 | 400 | 66.6667 | 15000 | 6 | 6 | 83.4 | 13.9 | 16.333 | 2020Q3 | https://shop.regencylighting.com/lamps/led/5-5st19-ledfilament-822-cl-a-d-46167-3.html | Regency Lighting | 2020 | Yes
LED Lighting | Decorative | Satco | True |  | Decorative | B10 | E12 (Candelabra) | Damp Location Rated,Recessed Fixtures Damp Location Rated,Recessed Fixtures Home / Light Bulbs / LED / Satco - S9960 - 5.5W CTC/LED/27K/CL/120V C11 LED Lamp 5.5W C11 LED Lamp - 500 Lumens - Warm White (2700K) - 80 CRI - 15000 Hours - E12 (Candelabra) - 120 to 130V - Clear Satco - S9960 - 5.5W CTC/LED/27K/CL/120V | 2700 | 82 | 500 | 90.9091 | 15000 | 5.5 | 1 | 6.82 | 6.82 | 8.0138 | 2020Q3 | https://shop.regencylighting.com/lamps/led/5-5w-ctc-led-27k-cl-120v-s9960.html | Regency Lighting | 2020 | Yes
LED Lighting | Decorative | Satco | True |  | Decorative | B10 | E26 (Medium) | Damp Location Rated,Recessed Fixtures Damp Location Rated,Recessed Fixtures Home / Light Bulbs / LED / Satco - S9964 - 5.5W ETC/LED/27K/CL/120V Blunt Tip; Damp Location Rated; Approved for Totally Enclosed Fixtures; Energy Start Rated 5.5W B11 LED Lamp - Universal - 500 Lumens - Warm White (2700K) - 80 CRI - 15000 Hours - E26 (Medium) - 120 to 130V - Clear Satco - S9964 - 5.5W ETC/LED/27K/CL/120V | 2700 | 83 | 500 | 90.9091 | 15000 | 5.5 | 1 | 7.19 | 7.19 | 8.4485 | 2020Q3 | https://shop.regencylighting.com/lamps/led/5-5w-etc-led-27k-cl-120v-s9964.html | Regency Lighting | 2020 | Yes
LED Lighting | Decorative | Sylvania | True | Daylighting/Photocell, | Decorative | B10 | E26 (Medium) | Filament Style,Use With Photo and/or Motion Sensors,Recessed Fixtures,Damp Location Rated,Dim to Warm Filament Style,Use With Photo and/or Motion Sensors,Recessed Fixtures,Damp Location Rated,Dim to Warm Home / Light Bulbs / LED / LEDVANCE - 79518 - 5B10BLUNTDIM827FILRP 5/CS 1/SKU B10 Decorative LED Lamp 4.5W B10 LED Lamp - 450 Lumens - Warm White (2700K) - 80 CRI - 15000 Hours - E26 (Medium) - 120 to 130V - Clear LEDVANCE - 79518 - 5B10BLUNTDIM827FILRP 5/CS 1/SKU | 2700 | 82 | 450 | 100 | 15000 | 4.5 | 1 | 5.79 | 5.79 | 6.8035 | 2020Q3 | https://shop.regencylighting.com/lamps/led/5b10bluntdim827filrp-5-cs-1-sku-79518.html | Regency Lighting | 2020 | Yes
LED Lighting | Decorative | Satco | True |  | Decorative | B10 | E12 (Candelabra) | Damp Location Rated Damp Location Rated Home / Light Bulbs / LED / Satco - S9618 - 5CTC/LED/2700K/E12/90CRI Blunt Tip; Energy Star Rated 5W B11 LED Lamp - 325 Lumens - Warm White (2700K) - 90 CRI - 25000 Hours - E12 (Candelabra) - 120 to 130V - Clear Satco - S9618 - 5CTC/LED/2700K/E12/90CRI | 2700 | 92 | 325 | 65 | 25000 | 5 | 1 | 6.64 | 6.64 | 7.8023 | 2020Q3 | https://shop.regencylighting.com/lamps/led/5ctc-led-2700k-e12-90cri-s9618.html | Regency Lighting | 2020 | Yes
LED Lighting | Decorative | MaxLite | True |  | Globe | G16.5 | E12 (Candelabra) | Damp Location Rated,Recessed Fixtures Damp Location Rated,Recessed Fixtures Home / Light Bulbs / LED / Maxlite - 1409944 - 5G16.5DLED27/G2 Suitable for Damp Locations; Not for Use in Enclosed or Recessed Fixtures; Energy Star Certified 5W G16.5 LED Globe Lamp - Universal - 350 Lumens - Warm White (2700K) - 93 CRI - 25000 hrs. - E12 (Candelabra) - 120 to 130V - Frost Maxlite - 1409944 - 5G16.5DLED27/G2 | 2700 | 83 | 350 | 70 | 25000 | 5 | 1 | 4.6 | 4.6 | 5.4052 | 2020Q3 | https://shop.regencylighting.com/lamps/led/5g16-5dled27-g2-mxt.html | Regency Lighting | 2020 | Yes
LED Lighting | Decorative | Maxlite | True |  | Globe | G16.5 | E12 (Candelabra) | Damp Location Rated,Not for Use in Recessed Fixtures Damp Location Rated,Not for Use in Recessed Fixtures Home / Light Bulbs / LED / Maxlite - 101459 - 5G16.5DLED27 Suitable for Damp Location 5W G16 LED Lamp - Universal - 350 Lumens - Warm White (2700K) - 82 CRI - 25000 Hours - E26 (Medium) - 120 to 130V Maxlite - 101459 - 5G16.5DLED27 | 2700 | 82 | 350 | 70 | 25000 | 5 | 24 | 114.96 | 4.79 | 5.6284 | 2020Q3 | https://shop.regencylighting.com/lamps/led/5g16-5dled27-mxt.html | Regency Lighting | 2020 | Yes
LED Lighting | Reflector | Satco | True |  | Reflector (Flood/Spot) | MR16 | GU5.3 | Damp Location Rated,Recessed Fixtures Damp Location Rated,Recessed Fixtures Home / Light Bulbs / LED / Satco - S9490 - 6.5MR16/LED/25/27K/12V Suitable for Enclosed Fixtures; Damp Location Rated; Energy Star Rated 6.5W MR16 LED Lamp - Universal - 500 Lumens - Warm White (2700K) - 83 CRI - 25000 hrs. - GU5.3 (Bi-Pin) - 12V - Silver Back Satco - S9490 - 6.5MR16/LED/25/27K/12V | 2700 | 83 | 500 | 76.9231 | 25000 | 6.5 | 1 | 10.82 | 10.82 | 12.7139 | 2020Q3 | https://shop.regencylighting.com/lamps/led/6-5mr16-led-25-27k-12v-s9490.html | Regency Lighting | 2020 | Yes
LED Lighting | Reflector | Satco | True |  | Reflector (Flood/Spot) | MR16 | GU5.3 | Damp Location Rated,Recessed Fixtures Damp Location Rated,Recessed Fixtures Home / Light Bulbs / LED / Satco - S9491 - 6.5MR16/LED/25/30K/12V Energy Star; Approved for Enclosed Fixtures; Silver Back 6.5W MR16 LED Lamp - Universal - 500 Lumens - Warm White (3000K) - 80 CRI - 25000 Hours - GU5.3 (Bi-Pin) - 12V - Silver Back Satco - S9491 - 6.5MR16/LED/25/30K/12V | 3000 | 83 | 520 | 80 | 25000 | 6.5 | 1 | 8.64 | 8.64 | 10.1523 | 2020Q3 | https://shop.regencylighting.com/lamps/led/6-5mr16-led-25-30k-12v-s9491.html | Regency Lighting | 2020 | Yes
LED Lighting | Reflector | Satco | True |  | Reflector (Flood/Spot) | MR16 | GU5.3 | Damp Location Rated,Recessed Fixtures Damp Location Rated,Recessed Fixtures Home / Light Bulbs / LED / Satco - S9493 - 6.5MR16/LED/25/40K/12V Approved for Enclosed Fixtures; Silver Back 6.5W MR16 LED Lamp - Universal - 500 Lumens - Cool White (4000K) - 80 CRI - 25000 Hours - GU5.3 (Bi-Pin) - 12V - Silver Back Satco - S9493 - 6.5MR16/LED/25/40K/12V | 4000 | 84 | 540 | 83.0769 | 25000 | 6.5 | 1 | 9 | 9 | 10.5753 | 2020Q3 | https://shop.regencylighting.com/lamps/led/6-5mr16-led-25-40k-12v-s9493.html | Regency Lighting | 2020 | Yes
LED Lighting | Reflector | Satco | True |  | Reflector (Flood/Spot) | MR16 | GU5.3 | Damp Location Rated,Recessed Fixtures Damp Location Rated,Recessed Fixtures Home / Light Bulbs / LED / Satco - S9495 - 6.5MR16/LED/40/27K/12V Energy Star Rated; Approved for Enclosed Fixtures; Damp Location Rated; Silver Back 6.5W MR16 LED Lamp - Universal - 500 Lumens - Warm White (2700K) - 80 CRI - 25000 Hours - GU5.3 (Bi-Pin) - 12V - Silver Back Satco - S9495 - 6.5MR16/LED/40/27K/12V | 2700 | 83 | 500 | 76.9231 | 25000 | 6.5 | 1 | 9 | 9 | 10.5753 | 2020Q3 | https://shop.regencylighting.com/lamps/led/6-5mr16-led-40-27k-12v-s9495.html | Regency Lighting | 2020 | Yes
LED Lighting | Reflector | Satco | True |  | Reflector (Flood/Spot) | PAR16 | GU10 | Damp Location Rated,Recessed Fixtures Damp Location Rated,Recessed Fixtures Home / Light Bulbs / LED / Satco - S9383 - 6.5MR16/LED/40/30K/120V/GU10 MR16 LED Lamp 6.5W MR16 LED Lamp - Universal - Warm White (3000K) - 80 CRI - GU10 (Bi-Pin / Twist & Lock) - 120 to 130V Satco - S9383 - 6.5MR16/LED/40/30K/120V/GU10 | 3000 | 83 | 500 | 76.9231 | 25000 | 6.5 | 1 | 9 | 9 | 10.5753 | 2020Q3 | https://shop.regencylighting.com/lamps/led/6-5mr16-led-40-30k-120v-gu10-s9383.html | Regency Lighting | 2020 | Yes
LED Lighting | Reflector | Satco | True |  | Reflector (Flood/Spot) | MR16 | GU5.3 | Damp Location Rated,Recessed Fixtures Damp Location Rated,Recessed Fixtures Home / Light Bulbs / LED / Satco - S9616 - 6.5MR16/LED/40/30K/12V/90CRI Energy Star; Approved for Enclosed Fixtures; Silver Back 6.5W MR16 LED Lamp - Universal - 450 Lumens - Warm White (3000K) - 90 CRI - 25000 Hours - GU5.3 (Bi-Pin) - 12V - Silver Back Satco - S9616 - 6.5MR16/LED/40/30K/12V/90CRI | 3000 | 92 | 450 | 69.2308 | 25000 | 6.5 | 1 | 10.82 | 10.82 | 12.7139 | 2020Q3 | https://shop.regencylighting.com/lamps/led/6-5mr16-led-40-30k-12v-90cri-s9616.html | Regency Lighting | 2020 | Yes
LED Lighting | Reflector | Satco | True |  | Reflector (Flood/Spot) | MR16 | GU5.3 | Damp Location Rated,Recessed Fixtures Damp Location Rated,Recessed Fixtures Home / Light Bulbs / LED / Satco - S9496 - 6.5MR16/LED/40/30K/12V Energy Star; Approved for Enclosed Fixtures; Silver Back 6.5W MR16 LED Lamp - Universal - 500 Lumens - Warm White (3000K) - 80 CRI - 25000 Hours - GU5.3 (Bi-Pin) - 12V - Silver Back Satco - S9496 - 6.5MR16/LED/40/30K/12V | 3000 | 83 | 520 | 80 | 25000 | 6.5 | 1 | 9 | 9 | 10.5753 | 2020Q3 | https://shop.regencylighting.com/lamps/led/6-5mr16-led-40-30k-12v-s9496.html | Regency Lighting | 2020 | Yes
LED Lighting | Reflector | Satco | True |  | Reflector (Flood/Spot) | PAR16 | GU10 | Damp Location Rated,Recessed Fixtures Damp Location Rated,Recessed Fixtures Home / Light Bulbs / LED / Satco - S8589 - 6.5MR16/LED/40/30K/90CRI/GU10 Energy Star Rated; Approved for Enclosed Fixtures 6.5W MR16 LED Lamp - Universal - 450 Lumens - Warm White (3000K) - 90 CRI - 25000 Hours - GU10 (Bi-Pin / Twist & Lock) - 120 to 130V Satco - S8589 - 6.5MR16/LED/40/30K/90CRI/GU10 | 3000 | 92 | 450 | 69.2308 | 25000 | 6.5 | 1 | 7.19 | 7.19 | 8.4485 | 2020Q3 | https://shop.regencylighting.com/lamps/led/6-5mr16-led-40-30k-90cri-gu10-s8589.html | Regency Lighting | 2020 | Yes
LED Lighting | Reflector | Satco | True |  | Reflector (Flood/Spot) | MR16 | GU5.3 | Damp Location Rated,Recessed Fixtures Damp Location Rated,Recessed Fixtures Home / Light Bulbs / LED / Satco - S9497 - 6.5MR16/LED/40/35K/12V Energy Star; Approved for Enclosed Fixtures; Silver Back 6.5W MR16 LED Lamp - Universal - 500 Lumens - Neutral White (3500K) - 80 CRI - 25000 Hours - GU5.3 (Bi-Pin) - 12V - Silver Back Satco - S9497 - 6.5MR16/LED/40/35K/12V | 3500 | 84 | 530 | 81.5385 | 25000 | 6.5 | 1 | 9 | 9 | 10.5753 | 2020Q3 | https://shop.regencylighting.com/lamps/led/6-5mr16-led-40-35k-12v-s9497.html | Regency Lighting | 2020 | Yes
LED Lighting | Reflector | Satco | True |  | Reflector (Flood/Spot) | MR16 | GU5.3 | Damp Location Rated,Recessed Fixtures Damp Location Rated,Recessed Fixtures Home / Light Bulbs / LED / Satco - S9498 - 6.5MR16/LED/40/40K/12V Energy Star; Approved for Enclosed Fixtures; Silver Back 6.5W MR16 LED Lamp - Universal - 500 Lumens - Cool White (4000K) - 80 CRI - 25000 Hours - GU5.3 (Bi-Pin) - 12V - Silver Back Satco - S9498 - 6.5MR16/LED/40/40K/12V | 4000 | 84 | 540 | 83.0769 | 25000 | 6.5 | 1 | 9 | 9 | 10.5753 | 2020Q3 | https://shop.regencylighting.com/lamps/led/6-5mr16-led-40-40k-12v-s9498.html | Regency Lighting | 2020 | Yes
LED Lighting | Reflector | Satco | True | Daylighting/Photocell, | Reflector (Flood/Spot) | PAR16 | GU10 | Damp Location Rated,Recessed Fixtures Damp Location Rated,Recessed Fixtures Home / Light Bulbs / LED / Satco - S9385 - 6.5MR16/LED/40/50K/120V/GU10 MR16 LED Lamp 6.5W MR16 LED Lamp - Universal - Daylight (5000K) - 80 CRI - GU10 (Bi-Pin / Twist & Lock) - 120 to 130V Satco - S9385 - 6.5MR16/LED/40/50K/120V/GU10 | 5000 | 85 | 500 | 76.9231 | 25000 | 6.5 | 1 | 9 | 9 | 10.5753 | 2020Q3 | https://shop.regencylighting.com/lamps/led/6-5mr16-led-40-50k-120v-gu10-s9385.html | Regency Lighting | 2020 | Yes
LED Lighting | Reflector | Satco | True | Daylighting/Photocell, | Reflector (Flood/Spot) | MR16 | GU5.3 | Damp Location Rated,Recessed Fixtures Damp Location Rated,Recessed Fixtures Home / Light Bulbs / LED / Satco - S9499 - 6.5MR16/LED/40/50K/12V Energy Star; Approved for Enclosed Fixtures; Silver Back 6.5W MR16 LED Lamp - Universal - 500 Lumens - Daylight (5000K) - 80 CRI - 25000 Hours - GU5.3 (Bi-Pin) - 12V - Silver Back Satco - S9499 - 6.5MR16/LED/40/50K/12V | 5000 | 85 | 560 | 86.1538 | 25000 | 6.5 | 1 | 9 | 9 | 10.5753 | 2020Q3 | https://shop.regencylighting.com/lamps/led/6-5mr16-led-40-50k-12v-s9499.html | Regency Lighting | 2020 | Yes
LED Lighting | Reflector | Maxlite | True |  | Reflector (Flood/Spot) | PAR20 | E26 (Medium) | Wet Location Rated,Recessed Fixtures Wet Location Rated,Recessed Fixtures Home / Light Bulbs / LED / Maxlite - 14101681 - 6.5P20D927FL/JA8 Energy Star Certified; Wet Location Rated 6.5W PAR20 LED Lamp - Universal - 575 Lumens - Warm White (2700K) - 90 CRI - 25000 hrs. - E26 (Medium) - 120 to 130V - White Maxlite - 14101681 - 6.5P20D927FL/JA8 | 2700 | 94 | 575 | 88.4615 | 25000 | 6.5 | 24 | 133.44 | 5.56 | 6.5332 | 2020Q3 | https://shop.regencylighting.com/lamps/led/6-5p20d927fl-ja8-mxt.html | Regency Lighting | 2020 | Yes
LED Lighting | Reflector | Maxlite | True |  | Reflector (Flood/Spot) | PAR20 | E26 (Medium) | Wet Location Rated,Recessed Fixtures Wet Location Rated,Recessed Fixtures Home / Light Bulbs / LED / Maxlite - 14101682 - 6.5P20D930FL/JA8 Energy Star Certified; Wet Location Rated 6.5W PAR20 LED Lamp - Universal - 575 Lumens - Warm White (3000K) - 90 CRI - 25000 hrs. - E26 (Medium) - 120 to 130V - White Maxlite - 14101682 - 6.5P20D930FL/JA8 | 3000 | 94 | 575 | 88.4615 | 25000 | 6.5 | 24 | 133.44 | 5.56 | 6.5332 | 2020Q3 | https://shop.regencylighting.com/lamps/led/6-5p20d930fl-ja8-mxt.html | Regency Lighting | 2020 | Yes
LED Lighting | Reflector | Satco | True |  | Reflector (Flood/Spot) | R20 | E26 (Medium) | None,Recessed Fixtures None,Recessed Fixtures Home / Light Bulbs / LED / Satco - S9614 - 6.5R20/LED/2700K/450L/90CRI Energy Star Rated; Approved for Enclosed Fixtures; Damp Location Rated 6.5W R20 LED Lamp - 450 Lumens - Warm White (2700K) - 90 CRI - 25000 Hours - E26 (Medium) - 120 to 130V - Frost Satco - S9614 - 6.5R20/LED/2700K/450L/90CRI | 2700 | 91 | 450 | 69.2308 | 25000 | 6.5 | 1 | 7.19 | 7.19 | 8.4485 | 2020Q3 | https://shop.regencylighting.com/lamps/led/6-5r20-led-2700k-450l-90cri-s9614.html | Regency Lighting | 2020 | Yes
LED Lighting | Reflector | Satco | True |  | Reflector (Flood/Spot) | R20 | E26 (Medium) | Damp Location Rated,Recessed Fixtures Damp Location Rated,Recessed Fixtures Home / Light Bulbs / LED / Satco - S9631 - 6.5R20/LED/3000K/540L/120V R20 LED Bulb 6.5W R20 LED Lamp - Universal - Warm White (3000K) - 80 CRI - E26 (Medium) - 120 to 130V Satco - S9631 - 6.5R20/LED/3000K/540L/120V | 3000 | 83 | 540 | 83.0769 | 25000 | 6.5 | 1 | 6.82 | 6.82 | 8.0138 | 2020Q3 | https://shop.regencylighting.com/lamps/led/6-5r20-led-3000k-540l-120v-s9631.html | Regency Lighting | 2020 | Yes
LED Lighting | Reflector | Green Creative | True |  | Reflector (Flood/Spot) | R20 | E26 (Medium) | Damp Location Rated,Not Rated for Recessed Fixtures Damp Location Rated,Not Rated for Recessed Fixtures Home / Light Bulbs / LED / Green Creative - 58001 - 6.5R20DIM/8CCTD Cloud Design; Smooth Warm Dimming from 2700-2200K; Suitable for Use in Totally Enclosed Fixtures; Suitable for Damp Locations; Energy Star Rated 6.5W R20 LED Reflector Lamp - Universal - 500 Lumens - Warm White (2200 to 2700K) - 82 CRI - 25000 hrs. - E26 (Medium) - 120 to 130V Green Creative - 58001 - 6.5R20DIM/8CCTD | 2700 | 83 | 500 | 72.4638 | 25000 | 6.9 | 1 | 2.73 | 2.73 | 3.2079 | 2020Q3 | https://shop.regencylighting.com/lamps/led/6-5r20dim-8cctd-58001.html | Regency Lighting | 2020 | Yes
LED Lighting | A-Type | Light Efficient Design | False |  | General Purpose Replacement | A21 | E26 (Medium) | Recessed Fixtures,Damp Location Rated,Shatter Resistant,Vibration Service Recessed Fixtures,Damp Location Rated,Shatter Resistant,Vibration Service Home Lamps, Bulbs, Ballasts Bulbs - LED LED - Traditional Lamps - A-Type LED Lamp, 20W, 120-277V (Non-Dimmable), Bulb: A-Type (A21), Base: Medium Screw (E26), Lumens: 2760, CRI: 80+, Color Temperature: 5000K, 360° Omni Directional Design, Rated Average Life: L70; 50,000 Hrs. Suitable for Enclosed Fixtures. Replaces up to 100W HID. Energy Star approved. p/n LED-8017E50-G2 Light Efficient Design LED-8017E50-G2 LED HIGH OUTPUT A LAMP | 5000 | 84 | 2740 | 137 | 25000 | 20 | 1 | 27.8 | 27.8 | 32.6661 | 2020Q3 | https://www.platt.com/platt-electric-supply/LED-Traditional-Lamps-A-Type/Light-Efficient-Design/LED-8017E50-G2/product.aspx?zpid=1745268 | Platt | 2020 | Yes
LED Lighting | A-Type | Manufacturer: Keystone Technologies | False | Daylighting/Photocell, | General Purpose Replacement | A21 | E26 (Medium) | Recessed Fixtures,Damp Location Rated,Shatter Resistant,Vibration Service Home > LED Light Bulbs > LED A19 Bulbs > Over 2000 Lumens (High Ouput) > 5000K Daylight > 20 Watt Performance Series LED Commercial A21 Light Bulb Non-Dimmable 2760 Lumens E26 Base UNV 5000K Product Specifications - Quick Reference Lamp Wattage: Working Voltage: 20 Watts 120-277 Volt Dimensions: Dimmability: 2.56" W x 5.26" (MOL) No - Not Dimmable CRI: Delivered Lumens: 80 CRI 2760 Lumens Replaces: Certifications: 100 Watt Incandescent ENERGY STAR, UL, RoHS Light Color: 5000K Daylight Warranty: 5 Year Limited Keystone’s Performance Series LED A and PAR lamps are the ideal, energy-efficient solution for both commercial retrofit and new construction applications. Performance Series LED lamps provide high lumen outputs at a fraction of the power consumption of legacy equivalents. Common applications for commercial A-Shape and PAR lamps include storefronts, parks, schools, churches, corporate campuses, and wherever there are recessed and outdoor corridors. This Keystone Technologies KT-LED20A21-O-E26-850 Performance Series Non-Dimmable commercial LED A21 Light Bulb produces a color temperature of 5000K daylight, operates on your existing 120-277V circuit and consumes just 20 watts of energy. These LED A21 commercial A lamps 100 watt incandescent equivalent retrofit lights generate 2760 lumens and have a Color Rendering Index (CRI) of 80. These 120-277 volt commercial LED light bulbs fit fixtures with an E26 medium base. These LED A21 bulbs are NOT dimmable but are RoHS compliant, UL Listed, and can be used in base-up or base-down positions. For Dimmable versions, please refer to the related products below. Can't find what you are looking for or need a quote for a large job? Give our customer service a call at 248-276-9640. The bulb's dimensions are 2.56 inches wide by 5.26 inches MOL. The LED bulbs have a large metal heatsink for optimal heat dissipation and can be used in enclosed fixtures. Click here to see the complete Keystone Performance Series Commercial A-Shape Lamp Specification Sheet. These bulbs are damp location rated, Energy Star qualified, and have a rated life of 25,000 hours or a 5 Year limited warranty. Keystone Technologies 20 Watt Performance Series LED Commercial A21 Light Bulb Non-Dimmable 2760 Lumens E26 Base UNV 5000K | 5000 | 84 | 2740 | 137 | 25000 | 20 | 1 | 27.61 | 27.61 | 32.4428 | 2020Q2 | https://www.greenelectricalsupply.com/20-watt-essential-series-led-commerical-purpose-a21-light-bulb-non-dimmable-2700-lumens-e26-base-unv-5000k.aspx | Green Electrical Supply | 2020 | Yes
LED Lighting | A-Type | Light Efficient Design | False |  | General Purpose Replacement | A21 | E26 (Medium) | Recessed Fixtures,Damp Location Rated,Shatter Resistant,Vibration Service HomeLamps, Bulbs, BallastsBulbs - LEDLED - TraditionalLamps - A-Type LED Lamp, 20W, 120-277V (Non-Dimmable), Bulb: A-Type (A21), Base: Medium Screw (E26), Lumens: 2760, CRI: 80+, Color Temperature: 5000K, 360° Omni Directional Design, Rated Average Life: L70; 50,000 Hrs. Suitable for Enclosed Fixtures. Replaces up to 100W HID. Energy Star approved. p/n LED-8017E50-G2 Light Efficient Design LED-8017E50-G2 LED HIGH OUTPUT A LAMP | 5000 | 84 | 2740 | 137 | 25000 | 20 | 1 | 30.81 | 30.81 | 36.2029 | 2020Q2 | https://www.platt.com/platt-electric-supply/LED-Traditional-Lamps-A-Type/Light-Efficient-Design/LED-8017E50-G2/product.aspx?zpid=1745268 | Platt | 2020 | Yes
LED Lighting | Decorative | Satco | True |  | Globe | G25 | E26 (Medium) | Damp Location Rated Damp Location Rated Home / Light Bulbs / LED / Satco - S9201 - 6G25/30K/E26 G25 Globe LED Bulb 6W G25 LED Lamp - 450 Lumens - Warm White (3000K) - 80 CRI - 25000 Hours - E26 (Medium) - 120 to 130V Satco - S9201 - 6G25/30K/E26 | 3000 | 83 | 565 | 94.1667 | 25000 | 6 | 1 | 9 | 9 | 10.5753 | 2020Q3 | https://shop.regencylighting.com/lamps/led/6g25-30k-e26-s9201.html | Regency Lighting | 2020 | Yes
LED Lighting | Decorative | Green Creative | True |  | Globe | G25 | E26 (Medium) | Damp Location Rated,Recessed Fixtures Damp Location Rated,Recessed Fixtures Home / Light Bulbs / LED / Green Creative - 97729 - 6G25DIM/827/R Instant On; Compatible with Motion Sensors; Not Intended for Use in Enclosed Fixtures; Suitable for Damp Locations; Energy Star Certified 6W G25 LED Lamp - Universal - 450 Lumens - Warm White (2700K) - 82 CRI - 25000 Hours - E26 (Medium) - 120 to 130V - Frost Green Creative - 97729 - 6G25DIM/827/R | 2700 | 82 | 450 | 75 | 25000 | 6 | 1 | 6.15 | 6.15 | 7.2265 | 2020Q3 | https://shop.regencylighting.com/lamps/led/6g25dim-827-r-grc.html | Regency Lighting | 2020 | Yes
LED Lighting | Decorative | Maxlite | True |  | Globe | G25 | E26 (Medium) | Damp Location Rated,Recessed Fixtures Damp Location Rated,Recessed Fixtures Home / Light Bulbs / LED / Maxlite - 107505 - 6G25DLED27/G3 Energy Star Certified; Suitable for Damp Locations; Not for Use in Totally Enclosed Fixtures 6W G25 LED Lamp - Universal - 450 Lumens - Warm White (2700K) - 80 CRI - 25000 hrs. - E26 (Medium) - 120 to 130V - White Maxlite - 107505 - 6G25DLED27/G3 | 2700 | 81 | 450 | 75 | 25000 | 6 | 1 | 5.27 | 5.27 | 6.1925 | 2020Q3 | https://shop.regencylighting.com/lamps/led/6g25dled27-g3-mxt.html | Regency Lighting | 2020 | Yes
LED Lighting | Reflector | Green Creative | True |  | Reflector (Flood/Spot) | PAR16 | GU10 | Damp Location Rated,Recessed Fixtures Damp Location Rated,Recessed Fixtures Home / Light Bulbs / LED / Green Creative - 57987 - 6GU10DIM/827FL35 Suitable for Totally Enclosed Fixtuers 6W MR16 LED Lamp - Universal - 480 Lumens - Warm White (2700K) - 82 CRI - 25000 Hours - GU10 (Bi-Pin / Twist & Lock) - 120 to 130V Green Creative - 57987 - 6GU10DIM/827FL35 | 2700 | 84 | 480 | 80 | 25000 | 6 | 1 | 6.37 | 6.37 | 7.485 | 2020Q3 | https://shop.regencylighting.com/lamps/led/6gu10dim-827fl35-grc.html | Regency Lighting | 2020 | Yes
LED Lighting | Reflector | Green Creative | True |  | Reflector (Flood/Spot) | PAR16 | GU10 | Damp Location Rated,Recessed Fixtures Damp Location Rated,Recessed Fixtures Home / Light Bulbs / LED / Green Creative - 57988 - 6GU10DIM/830FL35 Suitable for Totally Enclosed Fixtures 6W MR16 LED Lamp - Universal - 500 Lumens - Warm White (3000K) - 82 CRI - 25000 Hours - GU10 (Bi-Pin / Twist & Lock) - 120 to 130V Green Creative - 57988 - 6GU10DIM/830FL35 | 3000 | 83 | 500 | 83.3333 | 25000 | 6 | 1 | 6.37 | 6.37 | 7.485 | 2020Q3 | https://shop.regencylighting.com/lamps/led/6gu10dim-830fl35-grc.html | Regency Lighting | 2020 | Yes
LED Lighting | Reflector | Green Creative | True |  | Reflector (Flood/Spot) | MR16 | GU5.3 | Damp Location Rated,Recessed Fixtures Damp Location Rated,Recessed Fixtures Home / Light Bulbs / LED / Green Creative - 58285 - 6MR16DIM/827FL35 Suitable for Totally Enclosed Fixtures 6W MR16 LED Lamp - Universal - 425 Lumens - Warm White (2700K) - 82 CRI - 25000 Hours - GU5.3 (Bi-Pin) - 12V Green Creative - 58285 - 6MR16DIM/827FL35 | 2700 | 81 | 480 | 80 | 25000 | 6 | 1 | 6.37 | 6.37 | 7.485 | 2020Q3 | https://shop.regencylighting.com/lamps/led/6mr16dim-827fl35-grc.html | Regency Lighting | 2020 | Yes
LED Lighting | Reflector | Green Creative | True |  | Reflector (Flood/Spot) | MR16 | GU5.3 | Damp Location Rated,Recessed Fixtures Damp Location Rated,Recessed Fixtures Home / Light Bulbs / LED / Green Creative - 58286 - 6MR16DIM/830FL35 Suitable for Totally Enclosed Fixtures 6W MR16 LED Lamp - Universal - 450 Lumens - Warm White (3000K) - 82 CRI - 25000 Hours - GU5.3 (Bi-Pin) - 12V Green Creative - 58286 - 6MR16DIM/830FL35 | 3000 | 83 | 500 | 83.3333 | 25000 | 6 | 1 | 6.37 | 6.37 | 7.485 | 2020Q3 | https://shop.regencylighting.com/lamps/led/6mr16dim-830fl35-grc.html | Regency Lighting | 2020 | Yes
LED Lighting | Reflector | Green Creative | True |  | Reflector (Flood/Spot) | MR16 | GU5.3 | Damp Location Rated,Recessed Fixtures Damp Location Rated,Recessed Fixtures Home / Light Bulbs / LED / Green Creative - 57986 - 6MR16DIM/840FL35 Suitable for Totally Enclosed Fixtures 6W MR16 LED Lamp - Universal - 520 Lumens - Cool White (4000K) - 82 CRI - 25000 Hours - GU5.3 (Bi-Pin) - 12V Green Creative - 57986 - 6MR16DIM/840FL35 | 4000 | 86 | 520 | 86.6667 | 25000 | 6 | 1 | 6.37 | 6.37 | 7.485 | 2020Q3 | https://shop.regencylighting.com/lamps/led/6mr16dim-840fl35-grc.html | Regency Lighting | 2020 | Yes
LED Lighting | Reflector | Green Creative | True |  | Reflector (Flood/Spot) | MR16 | GU5.3 | Damp Location Rated,Recessed Fixtures Damp Location Rated,Recessed Fixtures Home / Light Bulbs / LED / Green Creative - 6MR16G4DIM/830FL36 Energy Star; Suitable for use in Totally Enclosed Fixture; Compact Size 1:1 halogen Form Factor 6W MR16 LED Lamp - Universal - 450 Lumens - Warm White (3000K) - 80 CRI - 25000 Hours - GU5.3 (Bi-Pin) - 12V Green Creative - 6MR16G4DIM/830FL36 | 3000 | 82 | 450 | 75 | 25000 | 6 | 12 | 32.76 | 2.73 | 3.2079 | 2020Q3 | https://shop.regencylighting.com/lamps/led/6mr16g4dim-830fl36-grc.html | Regency Lighting | 2020 | Yes
LED Lighting | Reflector | Maxlite | True |  | Reflector (Flood/Spot) | PAR20 | E26 (Medium) | Damp Location Rated,Recessed Fixtures Damp Location Rated,Recessed Fixtures Home / Light Bulbs / LED / Maxlite - 102282 - 6P20DLED30NF Solid Aluminum Body acts as a Heat Sink; 25000 To 50000 Hour Life; Environmentally Friendly; Compatible with Building Controls; Uniform Color Consistency; Dimmable 6W PAR20 LED Lamp - Universal - 450 Lumens - Warm White (3000K) - 82 CRI - 25000 Hours - E26 (Medium) - 120 to 130V Maxlite - 102282 - 6P20DLED30NF | 3000 | 82 | 450 | 75 | 25000 | 6 | 1 | 4.87 | 4.87 | 5.7224 | 2020Q3 | https://shop.regencylighting.com/lamps/led/6p20dled30nf-mxt.html | Regency Lighting | 2020 | Yes
LED Lighting | Reflector | Green Creative | True |  | Reflector (Flood/Spot) | PAR16 | E26 (Medium) | Damp Location Rated,Recessed Fixtures Damp Location Rated,Recessed Fixtures Home / Light Bulbs / LED / Green Creative - 57991 - 6PAR16DIM/830FL35 PAR16 LED Lamp; Approved for Enclosed Fixtures; Energy Star Qualified 6W PAR19 LED Lamp - Universal - 500 Lumens - Warm White (3000K) - 82 CRI - 25000 hrs. - E26 (Medium) - 120 to 130V Green Creative - 57991 - 6PAR16DIM/830FL35 | 3000 | 83 | 500 | 83.3333 | 25000 | 6 | 1 | 4.55 | 4.55 | 5.3464 | 2020Q3 | https://shop.regencylighting.com/lamps/led/6par16dim-830fl35-57991.html | Regency Lighting | 2020 | Yes
LED Lighting | A-Type | Bulbrite | True |  | A19/21 | E26 (Medium) | E26 (Medium) | Home / Light Bulbs / LED / LED A-Line / Bulbrite - 776615 - LED11A21/27K/FIL/3 LED Filament Style Lamp; Suitable for Fully Enclosed Fixtures; Suitable for Wet Location; Fully Compatible with All Dimmer Types 11W A21 LED Lamp - Universal - 1500 Lumens - Warm White (2700K) - 80 CRI - 15000 hrs. - E26 (Medium) - 120 to 130V - Clear Bulbrite - 776615 - LED11A21/27K/FIL/3 | 2700 | 80 | 1500 | 136.3636 | 15000 | 11 | 1 | 26.48 | 26.48 | 31.115 | 2020Q3 | https://shop.regencylighting.com/lamps/led/a-line/led11a21-27k-fil-3-776615.html | Regency Lighting | 2020 | Yes
LED Lighting | Reflector | Green Creative | True |  | Reflector (Flood/Spot) | MR16 | GU5.3 | Damp Location Rated,Not Rated for Recessed Fixtures Damp Location Rated,Not Rated for Recessed Fixtures Home / Light Bulbs / LED / Green Creative - 98482 - 7.5MR16DIM/927NF25 Suitable ofr Totally Enclosed Fixtures 7.5W MR16 LED Lamp - Universal - 580 Lumens - Warm White (2700K) - 92 CRI - 25000 Hours - GU5.3 (Bi-Pin) - 12V Green Creative - 98482 - 7.5MR16DIM/927NF25 | 2700 | 92 | 580 | 77.3333 | 25000 | 7.5 | 1 | 11.73 | 11.73 | 13.7832 | 2020Q3 | https://shop.regencylighting.com/lamps/led/7-5mr16dim-927nf25-grc.html | Regency Lighting | 2020 | Yes
LED Lighting | Reflector | Green Creative | True |  | Reflector (Flood/Spot) | MR16 | GU5.3 | Damp Location Rated,Not Rated for Recessed Fixtures Damp Location Rated,Not Rated for Recessed Fixtures Home / Light Bulbs / LED / Green Creative - 98486 - 7.5MR16DIM/930FL35 JA8 Certified; Suitable for Use in Enclosed Fixtures; Suitable for Use in Damp Locations; Energy Star Certified 7.5W MR16 LED Lamp - Universal - 580 Lumens - Warm White (3000K) - 92 CRI - 25000 hrs. - GU5.3 (Bi-Pin) - 12V Green Creative - 98486 - 7.5MR16DIM/930FL35 | 3000 | 94 | 580 | 77.3333 | 25000 | 7.5 | 1 | 12.65 | 12.65 | 14.8642 | 2020Q3 | https://shop.regencylighting.com/lamps/led/7-5mr16dim-930fl35-grc.html | Regency Lighting | 2020 | Yes
LED Lighting | A-Type | Sylvania | True |  | A19/21 | E26 (Medium) | E26 (Medium) | Home / Light Bulbs / LED / LED A-Line / Sylvania - 74976 - LED11A21/DIM/O/827/RP A21 LED Lamp 11W A21 LED Lamp - Universal - 1500 Lumens - Warm White (2700K) - 82 CRI - 25000 Hours - E26 (Medium) - 120 to 130V Sylvania - 74976 - LED11A21/DIM/O/827/RP | 2700 | 82 | 1500 | 136.3636 | 25000 | 11 | 1 | 12.36 | 12.36 | 14.5235 | 2020Q3 | https://shop.regencylighting.com/lamps/led/a-line/led11a21-dim-o-827-rp-74976.html | Regency Lighting | 2020 | Yes
LED Lighting | Reflector | MaxLite | True | Daylighting/Photocell, | Reflector (Flood/Spot) | R20 | E26 (Medium) | Damp Location Rated,Use With Timers,Use With Photo and/or Motion Sensors,Shatter Resistant,Recessed Fixtures Damp Location Rated,Use With Timers,Use With Photo and/or Motion Sensors,Shatter Resistant,Recessed Fixtures Home / Light Bulbs / LED / Maxlite - 14099046 - 7BR20DLED27/G3 Energy Star Rated; Suitable for Damp Locations; Not for Use in Totally Enclosed Fixtures 7W BR20 LED Lamp - 550 Lumens - Warm White (2700K) - 82 CRI - 25000 Hours - E26 (Medium) - 120 to 130V Maxlite - 14099046 - 7BR20DLED27/G3 | 2700 | 84 | 550 | 78.5714 | 25000 | 7 | 1 | 4.12 | 4.12 | 4.8412 | 2020Q3 | https://shop.regencylighting.com/lamps/led/7br20dled27-g3-mxt.html | Regency Lighting | 2020 | Yes
LED Lighting | Reflector | MaxLite | True |  | Reflector (Flood/Spot) | R20 | E26 (Medium) | Damp Location Rated,Recessed Fixtures Damp Location Rated,Recessed Fixtures Home / Light Bulbs / LED / Maxlite - 14099048 - 7BR20DLED40/G3 Energy Star Rated; Suitable for Damp Locations; Not for Use in Totally Enclosed Fixtures 7W BR20 LED Lamp - 550 Lumens - Cool White (4000K) - 82 CRI - 25000 Hours - E26 (Medium) - 120 to 130V Maxlite - 14099048 - 7BR20DLED40/G3 | 4000 | 84 | 550 | 78.5714 | 25000 | 7 | 1 | 4.12 | 4.12 | 4.8412 | 2020Q3 | https://shop.regencylighting.com/lamps/led/7br20dled40-g3-mxt.html | Regency Lighting | 2020 | Yes
LED Lighting | Reflector | Maxlite | True | Daylighting/Photocell, | Reflector (Flood/Spot) | PAR20 | E26 (Medium) | Damp Location Rated,Use With Timers,Use With Photo and/or Motion Sensors,Shatter Resistant,Not Rated for Recessed Fixtures Damp Location Rated,Use With Timers,Use With Photo and/or Motion Sensors,Shatter Resistant,Not Rated for Recessed Fixtures Home / Light Bulbs / LED / Maxlite - 1410039 - 7P20DLED927FL/JA8 JA8/Title 24 Certified; Damp Location Rated; Energy Star Certified; Not for use in Enclosed Fixtures 7W PAR20 LED Lamp - Universal - 525 Lumens - Warm White (2700K) - 91 CRI - 25000 Hours - E26 (Medium) - 120 to 130V Maxlite - 1410039 - 7P20DLED927FL/JA8 | 2700 | 91 | 525 | 75 | 25000 | 7 | 1 | 5.56 | 5.56 | 6.5332 | 2020Q3 | https://shop.regencylighting.com/lamps/led/7p20dled927fl-ja8-mxt.html | Regency Lighting | 2020 | Yes
LED Lighting | Reflector | Maxlite | True | Daylighting/Photocell, | Reflector (Flood/Spot) | PAR20 | E26 (Medium) | Use With Timers,Use With Photo and/or Motion Sensors,Wet Location Rated,Shatter Resistant,Not Rated for Recessed Fixtures Use With Timers,Use With Photo and/or Motion Sensors,Wet Location Rated,Shatter Resistant,Not Rated for Recessed Fixtures Home / Light Bulbs / LED / Maxlite - 14099200 - 7P20WD27FL Energy Star Certified; Not Suitable for Enclosed Fixtures; Wet Location Rated 7W PAR20 LED Lamp - 500 Lumens - Warm White (2700K) - 83 CRI - 25000 hrs. - E26 (Medium) - 120 to 130V Maxlite - 14099200 - 7P20WD27FL | 2700 | 83 | 500 | 71.4286 | 25000 | 7 | 1 | 5.56 | 5.56 | 6.5332 | 2020Q3 | https://shop.regencylighting.com/lamps/led/7p20wd27fl-mxt.html | Regency Lighting | 2020 | Yes
LED Lighting | Reflector | Maxlite | True | Daylighting/Photocell, | Reflector (Flood/Spot) | PAR20 | E26 (Medium) | Use With Timers,Use With Photo and/or Motion Sensors,Wet Location Rated,Shatter Resistant,Not Rated for Recessed Fixtures Use With Timers,Use With Photo and/or Motion Sensors,Wet Location Rated,Shatter Resistant,Not Rated for Recessed Fixtures Home / Light Bulbs / LED / Maxlite - 14099201 - 7P20WD30FL Energy Star Certified; Not Rated for Enclosed Fixtures; Wet Location Rated 7W PAR20 LED Lamp - Universal - 500 Lumens - Warm White (3000K) - 84 CRI - 25000 hrs. - E26 (Medium) - 120 to 130V Maxlite - 14099201 - 7P20WD30FL | 3000 | 84 | 500 | 71.4286 | 25000 | 7 | 1 | 5.56 | 5.56 | 6.5332 | 2020Q3 | https://shop.regencylighting.com/lamps/led/7p20wd30fl-mxt.html | Regency Lighting | 2020 | Yes
LED Lighting | Reflector | Maxlite | True | Daylighting/Photocell, | Reflector (Flood/Spot) | PAR20 | E26 (Medium) | Use With Timers,Use With Photo and/or Motion Sensors,Wet Location Rated,Shatter Resistant,Not Rated for Recessed Fixtures Use With Timers,Use With Photo and/or Motion Sensors,Wet Location Rated,Shatter Resistant,Not Rated for Recessed Fixtures Home / Light Bulbs / LED / Maxlite - 14099214 - 7P20WD30NF Energy Star Certified; Not Rated for Enclosed Fixtures; Wet Location Rated 7W PAR20 LED Lamp - Universal - 500 Lumens - Warm White (3000K) - 84 CRI - 25000 hrs. - E26 (Medium) - 120 to 130V Maxlite - 14099214 - 7P20WD30NF | 3000 | 84 | 500 | 71.4286 | 25000 | 7 | 1 | 5.56 | 5.56 | 6.5332 | 2020Q3 | https://shop.regencylighting.com/lamps/led/7p20wd30nf-mxt.html | Regency Lighting | 2020 | Yes
LED Lighting | Reflector | Maxlite | True | Daylighting/Photocell, | Reflector (Flood/Spot) | PAR20 | E26 (Medium) | Use With Timers,Use With Photo and/or Motion Sensors,Wet Location Rated,Shatter Resistant,Not Rated for Recessed Fixtures Use With Timers,Use With Photo and/or Motion Sensors,Wet Location Rated,Shatter Resistant,Not Rated for Recessed Fixtures Home / Light Bulbs / LED / Maxlite - 14099202 - 7P20WD40FL Wet Location Rated; Energy Star Certified; Not for Use in Totally Enclosed Fixtures 7W PAR20 LED Lamp - Universal - 500 Lumens - Cool White (4000K) - 84 CRI - 25000 hrs. - E26 (Medium) - 120 to 130V Maxlite - 14099202 - 7P20WD40FL | 4000 | 85 | 500 | 71.4286 | 25000 | 7 | 1 | 5.56 | 5.56 | 6.5332 | 2020Q3 | https://shop.regencylighting.com/lamps/led/7p20wd40fl-mxt.html | Regency Lighting | 2020 | Yes
LED Lighting | Reflector | Satco | True |  | Reflector (Flood/Spot) | PAR20 | E26 (Medium) | Wet Location Rated,Recessed Fixtures Wet Location Rated,Recessed Fixtures Home / Light Bulbs / LED / Satco - S9400 - 7PAR20/LED/25/2700K/120V/D Wet Location Rated; Approved for Totally Enclosed Fixtures; Energy Star Rated 7W PAR20 LED Lamp - Universal - 525 Lumens - Warm White (2700K) - 80 CRI - 25000 Hours - E26 (Medium) - 120 to 130V Satco - S9400 - 7PAR20/LED/25/2700K/120V/D | 2700 | 82 | 525 | 75 | 25000 | 7 | 6 | 43.14 | 7.19 | 8.4485 | 2020Q3 | https://shop.regencylighting.com/lamps/led/7par20-led-25-2700k-120v-d-s9400.html | Regency Lighting | 2020 | Yes
LED Lighting | Reflector | Satco | True |  | Reflector (Flood/Spot) | PAR20 | E26 (Medium) | Wet Location Rated,Recessed Fixtures Wet Location Rated,Recessed Fixtures Home / Light Bulbs / LED / Satco - S9401 - 7PAR20/LED/25/3000K/120V/D Wet Location Rated; Approved for Enclosed Fixtures; Energy Star Certified 7W PAR20 LED Lamp - Universal - 525 Lumens - Warm White (3000K) - 80 CRI - 25000 Hours - E26 (Medium) - 120 to 130V Satco - S9401 - 7PAR20/LED/25/3000K/120V/D | 3000 | 81 | 525 | 75 | 25000 | 7 | 1 | 7.19 | 7.19 | 8.4485 | 2020Q3 | https://shop.regencylighting.com/lamps/led/7par20-led-25-3000k-120v-d-s9401.html | Regency Lighting | 2020 | Yes
LED Lighting | Reflector | Satco | True |  | Reflector (Flood/Spot) | PAR20 | E26 (Medium) | Wet Location Rated,Recessed Fixtures Wet Location Rated,Recessed Fixtures Home / Light Bulbs / LED / Satco - S9403 - 7PAR20/LED/25/4000K/120V/D Approved for Enclosed Fixtures; Wet Location Rated; Energy Star Rated 7W PAR20 LED Lamp - Universal - 525 Lumens - Cool White (4000K) - 80 CRI - 25000 Hours - E26 (Medium) - 120 to 130V Satco - S9403 - 7PAR20/LED/25/4000K/120V/D | 4000 | 82 | 525 | 75 | 25000 | 7 | 6 | 43.14 | 7.19 | 8.4485 | 2020Q3 | https://shop.regencylighting.com/lamps/led/7par20-led-25-4000k-120v-d-s9403.html | Regency Lighting | 2020 | Yes
LED Lighting | Reflector | Satco | True |  | Reflector (Flood/Spot) | PAR20 | E26 (Medium) | Wet Location Rated,Recessed Fixtures Wet Location Rated,Recessed Fixtures Home / Light Bulbs / LED / Satco - S9405 - 7PAR20/LED/40/2700K/120V/D Wet Location Rated; Approved for Enclosed Fixtures; Energy Star Certified 7W PAR20 LED Lamp - Universal - 525 Lumens - Warm White (2700K) - 80 CRI - 25000 Hours - E26 (Medium) - 120 to 130V Satco - S9405 - 7PAR20/LED/40/2700K/120V/D | 2700 | 82 | 525 | 75 | 25000 | 7 | 1 | 7.19 | 7.19 | 8.4485 | 2020Q3 | https://shop.regencylighting.com/lamps/led/7par20-led-40-2700k-120v-d-s9405.html | Regency Lighting | 2020 | Yes
LED Lighting | Reflector | Satco | True |  | Reflector (Flood/Spot) | PAR20 | E26 (Medium) | Wet Location Rated,Recessed Fixtures Wet Location Rated,Recessed Fixtures Home / Light Bulbs / LED / Satco - S9485 - 7PAR20/LED/40/2700K/90CRI Approved for Enclosed Fixtures; Wet Location Rated 7W PAR20 LED Lamp - Universal - 470 Lumens - Warm White (2700K) - 90 CRI - 25000 Hours - E26 (Medium) - 120 to 130V - White Satco - S9485 - 7PAR20/LED/40/2700K/90CRI | 2700 | 93 | 470 | 67.1429 | 25000 | 7 | 1 | 9 | 9 | 10.5753 | 2020Q3 | https://shop.regencylighting.com/lamps/led/7par20-led-40-2700k-90cri-s9485.html | Regency Lighting | 2020 | Yes
LED Lighting | Reflector | Satco | True |  | Reflector (Flood/Spot) | PAR20 | E26 (Medium) | Wet Location Rated,Recessed Fixtures Wet Location Rated,Recessed Fixtures Home / Light Bulbs / LED / Satco - S9406 - 7PAR20/LED/40/3000K/120V/D Wet Location Rated; Approved for Enclosed Fixtures; Energy Star Certified 7W PAR20 LED Lamp - Universal - 525 Lumens - Warm White (3000K) - 80 CRI - 25000 Hours - E26 (Medium) - 120 to 130V Satco - S9406 - 7PAR20/LED/40/3000K/120V/D | 3000 | 81 | 525 | 75 | 25000 | 7 | 1 | 7.19 | 7.19 | 8.4485 | 2020Q3 | https://shop.regencylighting.com/lamps/led/7par20-led-40-3000k-120v-d-s9406.html | Regency Lighting | 2020 | Yes
LED Lighting | Reflector | Satco | True |  | Reflector (Flood/Spot) | PAR20 | E26 (Medium) | Wet Location Rated,Recessed Fixtures Wet Location Rated,Recessed Fixtures Home / Light Bulbs / LED / Satco - S9407 - 7PAR20/LED/40/3500K/120V/D Wet Location Rated; Approved for Enclosed Fixtures; Energy Star Certified 7W PAR20 LED Lamp - Universal - 525 Lumens - Neutral White (3500K) - 80 CRI - 25000 Hours - E26 (Medium) - 120 to 130V Satco - S9407 - 7PAR20/LED/40/3500K/120V/D | 3500 | 82 | 525 | 75 | 25000 | 7 | 1 | 7.19 | 7.19 | 8.4485 | 2020Q3 | https://shop.regencylighting.com/lamps/led/7par20-led-40-3500k-120v-d-s9407.html | Regency Lighting | 2020 | Yes
LED Lighting | Reflector | Satco | True |  | Reflector (Flood/Spot) | PAR20 | E26 (Medium) | Wet Location Rated,Recessed Fixtures Wet Location Rated,Recessed Fixtures Home / Light Bulbs / LED / Satco - S8581 - 7PAR20/LED/40/3K/90CRI Energy Star Rated; Approved for Enclosed Fixtures; Wet Location Rated 7W PAR20 LED Lamp - Universal - 470 Lumens - Warm White (3000K) - 90 CRI - 25000 Hours - E26 (Medium) - 120 to 130V - Clear Satco - S8581 - 7PAR20/LED/40/3K/90CRI | 3000 | 93 | 470 | 67.1429 | 25000 | 7 | 1 | 7.19 | 7.19 | 8.4485 | 2020Q3 | https://shop.regencylighting.com/lamps/led/7par20-led-40-3k-90cri-s8581.html | Regency Lighting | 2020 | Yes
LED Lighting | Reflector | Satco | True |  | Reflector (Flood/Spot) | PAR20 | E26 (Medium) | Wet Location Rated,Recessed Fixtures Wet Location Rated,Recessed Fixtures Home / Light Bulbs / LED / Satco - S8494 - 7PAR20/LED/40/4K/90CRI Energy Star Rated; Approved for Enclosed Fixtures; Wet Location Rated 7W PAR20 LED Lamp - Universal - 470 Lumens - Cool White (4000K) - 90 CRI - 25000 Hours - E26 (Medium) - 120 to 130V - Clear Satco - S8494 - 7PAR20/LED/40/4K/90CRI | 4000 | 94 | 470 | 67.1429 | 25000 | 7 | 1 | 7.19 | 7.19 | 8.4485 | 2020Q3 | https://shop.regencylighting.com/lamps/led/7par20-led-40-4k-90cri-s8494.html | Regency Lighting | 2020 | Yes
LED Lighting | Reflector | Satco | True | Daylighting/Photocell, | Reflector (Flood/Spot) | PAR20 | E26 (Medium) | Wet Location Rated,Recessed Fixtures Wet Location Rated,Recessed Fixtures Home / Light Bulbs / LED / Satco - S8598 - 7PAR20/LED/40/5K/90CRI Energy Star Rated; Approved for Enclosed Fixtures; Wet Location Rated 7W PAR20 LED Lamp - Universal - 470 Lumens - Daylight (5000K) - 90 CRI - 25000 Hours - E26 (Medium) - 120 to 130V - Clear Satco - S8598 - 7PAR20/LED/40/5K/90CRI | 5000 | 94 | 470 | 67.1429 | 25000 | 7 | 1 | 7.19 | 7.19 | 8.4485 | 2020Q3 | https://shop.regencylighting.com/lamps/led/7par20-led-40-5k-90cri-s8598.html | Regency Lighting | 2020 | Yes
LED Lighting | Reflector | Green Creative | True |  | Reflector (Flood/Spot) | MR16 | GU5.3 | Damp Location Rated,Recessed Fixtures Damp Location Rated,Recessed Fixtures Home / Light Bulbs / LED / Green Creative - 98030 - 8.5MR16DIM/930NF25/R Suitable for Totally Enclosed Fixtures 8.5W MR16 LED Lamp - Universal - 580 Lumens - Warm White (3000K) - 92 CRI - 25000 Hours - GU5.3 (Bi-Pin) - 12V Green Creative - 98030 - 8.5MR16DIM/930NF25/R | 3000 | 94 | 580 | 68.2353 | 25000 | 8.5 | 1 | 10 | 10 | 11.7504 | 2020Q3 | https://shop.regencylighting.com/lamps/led/8-5mr16dim-930nf25-r-grc.html | Regency Lighting | 2020 | Yes
LED Lighting | A-Type | Bulbrite | True |  | A19/21 | E26 (Medium) | E26 (Medium) | Home / Light Bulbs / LED / Bulbrite - 776615 - LED11A21/27K/FIL/3 LED Filament Style Lamp; Suitable for Fully Enclosed Fixtures; Suitable for Wet Location; Fully Compatible with All Dimmer Types 11W A21 LED Lamp - Universal - 1500 Lumens - Warm White (2700K) - 80 CRI - 15000 hrs. - E26 (Medium) - 120 to 130V - Clear Bulbrite - 776615 - LED11A21/27K/FIL/3 | 2700 | 80 | 1500 | 136.3636 | 15000 | 11 | 1 | 26.48 | 26.48 | 31.115 | 2020Q3 | https://shop.regencylighting.com/lamps/led/led11a21-27k-fil-3-776615.html | Regency Lighting | 2020 | Yes
LED Lighting | Reflector | Maxlite | True |  | Reflector (Flood/Spot) | BR30 | E26 (Medium) | Damp Location Rated,Recessed Fixtures Damp Location Rated,Recessed Fixtures Home / Light Bulbs / LED / Maxlite - 76557 - 8BR30DLED27/G2 Environmentally Friendly; Maintained Lumens 8W BR30 LED Lamp - Universal - 650 Lumens - Warm White (2700K) - 82 CRI - 25000 Hours - E26 (Medium) - 120 to 130V Maxlite - 76557 - 8BR30DLED27/G2 | 2700 | 82 | 650 | 81.25 | 25000 | 8 | 12 | 67.2 | 5.6 | 6.5802 | 2020Q3 | https://shop.regencylighting.com/lamps/led/8br30dled27-g2-mxt.html | Regency Lighting | 2020 | Yes
LED Lighting | Reflector | Maxlite | True | Daylighting/Photocell, | Reflector (Flood/Spot) | BR30 | E26 (Medium) | Damp Location Rated,Use With Timers,Use With Photo and/or Motion Sensors,Shatter Resistant,Recessed Fixtures Damp Location Rated,Use With Timers,Use With Photo and/or Motion Sensors,Shatter Resistant,Recessed Fixtures Home / Light Bulbs / LED / Maxlite - 14099049 - 8BR30DLED27/G3 Energy Star Rated 8W BR30 LED Lamp - Universal - 650 Lumens - Warm White (2700K) - 84 CRI - 25000 Hours - E26 (Medium) - 120 to 130V Maxlite - 14099049 - 8BR30DLED27/G3 | 2700 | 84 | 650 | 81.25 | 25000 | 8 | 1 | 5.75 | 5.75 | 6.7565 | 2020Q3 | https://shop.regencylighting.com/lamps/led/8br30dled27-g3-mxt.html | Regency Lighting | 2020 | Yes
LED Lighting | Reflector | Maxlite | True |  | Reflector (Flood/Spot) | BR30 | E26 (Medium) | Damp Location Rated,Recessed Fixtures Damp Location Rated,Recessed Fixtures Home / Light Bulbs / LED / Maxlite - 77628 - 8BR30DLED30/G2 Environmentally Friendly; Maintained Lumens 8W BR30 LED Lamp - Universal - 650 Lumens - Warm White (3000K) - 82 CRI - 25000 Hours - E26 (Medium) - 120 to 130V Maxlite - 77628 - 8BR30DLED30/G2 | 3000 | 84 | 650 | 81.25 | 25000 | 8 | 12 | 67.2 | 5.6 | 6.5802 | 2020Q3 | https://shop.regencylighting.com/lamps/led/8br30dled30-g2-mxt.html | Regency Lighting | 2020 | Yes
LED Lighting | Reflector | Maxlite | True | Daylighting/Photocell, | Reflector (Flood/Spot) | BR30 | E26 (Medium) | Damp Location Rated,Use With Timers,Use With Photo and/or Motion Sensors,Shatter Resistant,Recessed Fixtures Damp Location Rated,Use With Timers,Use With Photo and/or Motion Sensors,Shatter Resistant,Recessed Fixtures Home / Light Bulbs / LED / Maxlite - 14099050 - 8BR30DLED30/G3 Energy Star Certified, Not Rated for Enclosed Fixtures; Damp Location Rated 8W BR30 LED Lamp - 650 Lumens - Warm White (3000K) - 80 CRI - 25000 hrs. - E26 (Medium) - 120 to 130V Maxlite - 14099050 - 8BR30DLED30/G3 | 3000 | 83 | 650 | 81.25 | 25000 | 8 | 1 | 6.04 | 6.04 | 7.0972 | 2020Q3 | https://shop.regencylighting.com/lamps/led/8br30dled30-g3-mxt.html | Regency Lighting | 2020 | Yes
LED Lighting | Reflector | Maxlite | True |  | Reflector (Flood/Spot) | BR30 | E26 (Medium) | Damp Location Rated,Recessed Fixtures Damp Location Rated,Recessed Fixtures Home / Light Bulbs / LED / Maxlite - 77629 - 8BR30DLED40/G2 Environmentally Friendly; Maintained Lumens 8W BR30 LED Lamp - Universal - 650 Lumens - Cool White (4000K) - 84 CRI - 25000 Hours - E26 (Medium) - 120 to 130V Maxlite - 77629 - 8BR30DLED40/G2 | 4000 | 83 | 650 | 81.25 | 25000 | 8 | 12 | 67.2 | 5.6 | 6.5802 | 2020Q3 | https://shop.regencylighting.com/lamps/led/8br30dled40-g2-mxt.html | Regency Lighting | 2020 | Yes
LED Lighting | Reflector | Maxlite | True | Daylighting/Photocell, | Reflector (Flood/Spot) | BR30 | E26 (Medium) | Damp Location Rated,Use With Timers,Use With Photo and/or Motion Sensors,Shatter Resistant,Recessed Fixtures Damp Location Rated,Use With Timers,Use With Photo and/or Motion Sensors,Shatter Resistant,Recessed Fixtures Home / Light Bulbs / LED / Maxlite - 14099051 - 8BR30DLED40/G3 Energy Star Rated; Dry and Damp Location Rated 8W BR30 LED Lamp - Universal - 650 Lumens - Cool White (4000K) - 81 CRI - 25000 Hours - E26 (Medium) - 120 to 130V Maxlite - 14099051 - 8BR30DLED40/G3 | 4000 | 84 | 650 | 81.25 | 25000 | 8 | 1 | 6.04 | 6.04 | 7.0972 | 2020Q3 | https://shop.regencylighting.com/lamps/led/8br30dled40-g3-mxt.html | Regency Lighting | 2020 | Yes
LED Lighting | Reflector | Maxlite | True | Daylighting/Photocell, | Reflector (Flood/Spot) | BR30 | E26 (Medium) | Damp Location Rated,Use With Timers,Use With Photo and/or Motion Sensors,Shatter Resistant,Recessed Fixtures Damp Location Rated,Use With Timers,Use With Photo and/or Motion Sensors,Shatter Resistant,Recessed Fixtures Home / Light Bulbs / LED / Maxlite - 14099657 - 8BR30DLED50/G3 Energy Star Certified, Not Rated for Enclosed Fixtures; Damp Location Rated 8W BR30 LED Lamp - 650 Lumens - Daylight (5000K) - 80 CRI - 25000 hrs. - E26 (Medium) - 120 to 130V Maxlite - 14099657 - 8BR30DLED50/G3 | 5000 | 85 | 650 | 81.25 | 25000 | 8 | 1 | 6.04 | 6.04 | 7.0972 | 2020Q3 | https://shop.regencylighting.com/lamps/led/8br30dled50-g3-mxt.html | Regency Lighting | 2020 | Yes
LED Lighting | Reflector | Satco | True |  | Reflector (Flood/Spot) | MR16 | GU5.3 | Damp Location Rated,Recessed Fixtures Damp Location Rated,Recessed Fixtures Home / Light Bulbs / LED / Satco - S8641 - 8MR16/LED/40/30K/90CRI/12V Energy Star Rated; Approved for Enclosed Fixtures; Damp Location Rated; Silver Back 8W MR16 LED Lamp - Universal - 490 Lumens - Warm White (3000K) - 90 CRI - 25000 Hours - GU5.3 (Bi-Pin) - 12V - Clear Satco - S8641 - 8MR16/LED/40/30K/90CRI/12V | 3000 | 93 | 490 | 61.25 | 25000 | 8 | 1 | 11.82 | 11.82 | 13.889 | 2020Q3 | https://shop.regencylighting.com/lamps/led/8mr16-led-40-30k-90cri-12v-s8641.html | Regency Lighting | 2020 | Yes
LED Lighting | Reflector | Satco | True |  | Reflector (Flood/Spot) | MR16 | GU5.3 | Damp Location Rated,Recessed Fixtures Damp Location Rated,Recessed Fixtures Home / Light Bulbs / LED / Satco - S8642 - 8MR16/LED/40/35K/90CRI/12V Approved for Enclosed Fixtures; Damp Location Rated; Silver Back 8W MR16 LED Lamp - Universal - 490 Lumens - Neutral White (3500K) - 90 CRI - 25000 Hours - GU5.3 (Bi-Pin) - 12V - Clear Satco - S8642 - 8MR16/LED/40/35K/90CRI/12V | 3500 | 94 | 490 | 61.25 | 25000 | 8 | 1 | 11.82 | 11.82 | 13.889 | 2020Q3 | https://shop.regencylighting.com/lamps/led/8mr16-led-40-35k-90cri-12v-s8642.html | Regency Lighting | 2020 | Yes
LED Lighting | Reflector | Satco | True |  | Reflector (Flood/Spot) | MR16 | GU5.3 | Damp Location Rated,Recessed Fixtures Damp Location Rated,Recessed Fixtures Home / Light Bulbs / LED / Satco - S8643 - 8MR16/LED/40/40K/90CRI/12V Approved for Enclosed Fixtures; Damp Location Rated; Silver Back 8W MR16 LED Lamp - Universal - 490 Lumens - Cool White (4000K) - 90 CRI - 25000 Hours - GU5.3 (Bi-Pin) - 12V - Clear Satco - S8643 - 8MR16/LED/40/40K/90CRI/12V | 4000 | 92 | 490 | 61.25 | 25000 | 8 | 1 | 11.44 | 11.44 | 13.4424 | 2020Q3 | https://shop.regencylighting.com/lamps/led/8mr16-led-40-40k-90cri-12v-s8643.html | Regency Lighting | 2020 | Yes
LED Lighting | Reflector | Satco | True | Daylighting/Photocell, | Reflector (Flood/Spot) | MR16 | GU5.3 | Damp Location Rated,Recessed Fixtures Damp Location Rated,Recessed Fixtures Home / Light Bulbs / LED / Satco - S8644 - 8MR16/LED/40/50K/90CRI/12V Approved for Enclosed Fixtures; Damp Location Rated; Silver Back 8W MR16 LED Lamp - Universal - 490 Lumens - Daylight (5000K) - 90 CRI - 25000 Hours - GU5.3 (Bi-Pin) - 12V - Clear Satco - S8644 - 8MR16/LED/40/50K/90CRI/12V | 5000 | 92 | 490 | 61.25 | 25000 | 8 | 1 | 11.44 | 11.44 | 13.4424 | 2020Q3 | https://shop.regencylighting.com/lamps/led/8mr16-led-40-50k-90cri-12v-s8644.html | Regency Lighting | 2020 | Yes
LED Lighting | A-Type | Sylvania | True |  | A19/21 | E26 (Medium) | E26 (Medium) | Home / Light Bulbs / LED / Sylvania - 74976 - LED11A21/DIM/O/827/RP A21 LED Lamp 11W A21 LED Lamp - Universal - 1500 Lumens - Warm White (2700K) - 82 CRI - 25000 Hours - E26 (Medium) - 120 to 130V Sylvania - 74976 - LED11A21/DIM/O/827/RP | 2700 | 82 | 1500 | 136.3636 | 25000 | 11 | 1 | 12.36 | 12.36 | 14.5235 | 2020Q3 | https://shop.regencylighting.com/lamps/led/led11a21-dim-o-827-rp-74976.html | Regency Lighting | 2020 | Yes
LED Lighting | A-Type | Bulbrite | True |  |  | A-21 | Medium (E26) | LED A-Style Light Bulbs ¦ LED Filament Bulbs Bulbrite 11 watt dimmable 2700K A-21 Filament LED bulb generates as much light as many 100 watt incandescent bulbs. Suitable for use in enclosed fixtures and in outdoor applications Compatible with most dimmers No lead or mercury means easy and environmentally safe disposal Very long life - Rated to still put out 70% as much light after 15,000 hours of operation as it did when brand new Do not "hot swap" this bulb. Turn off fixture before replacing the existing bulb. Suitable for use in enclosed fixtures and in outdoor applications Compatible with most dimmers No lead or mercury means easy and environmentally safe disposal Very long life - Rated to still put out 70% as much light after 15,000 hours of operation as it did when brand new Bulbrite Dimmable 11W 2700K A21 Filament LED Bulb, Enclosed and Wet Rated | 2700 | 80 | 1500 | 136.3636 | 15000 | 11 | 40 | 10.09 | 0.25225 | 0.2964 | 2020Q3 | https://www.bulbs.com/product/LED11A21-27K-FIL-3 | Bulbs.com | 2020 | Yes
LED Lighting | A-Type | SYLVANIA | True |  |  | A21 (Arbitrary) | Medium Screw (E26) | Home Lamps, Bulbs, Ballasts Bulbs - LED LED - Traditional Lamps - A-Type LED11A21/DIM/O/827/RP LED Lamp, 11 Watt, 120 Volt, Bulb: A21 (Arbitrary), Base: Medium Screw (E26), Lumens: 1500, CRI: 82, Color Temperature: 2700K, Lamp Finish: Frosted, Dimmable, Standard Pack Qty: 4 *Sylvania Part # 74976* LED Lamp, A21, 11 Watt, 1500 Lumen, 120V, 2700K, Frosted SYLVANIA LED11A21/DIM/O/827/RP LED Lamp, A21, 11 Watt, 1500 Lumen, 120V, 2700K, Frosted | 2700 | 82 | 1500 | 136.3636 |  | 11 | 1 | 22.09 | 22.09 | 25.9566 | 2020Q3 | https://www.rexelusa.com/usr/Root-Category/Lamps,-Bulbs,-Ballasts/Bulbs---LED/LED---Traditional/Lamps---A-Type/SYLVANIA-LED11A21-DIM-O-827-RP-LED-Lamp,-A21,-11-Watt,-1500-Lumen,-120V,-2700K,-Frosted/p/1233168?prevPageNumber=42 | Rexel Energy Solutions | 2020 | Yes
LED Lighting | Reflector | Satco | True |  | Reflector (Flood/Spot) | BR30 | E26 (Medium) | Damp Location Rated,Recessed Fixtures Damp Location Rated,Recessed Fixtures Home / Light Bulbs / LED / Satco - S9625 - 9.5BR30/LED/2700K/650L/120V/D Energy Star Rated; Damp Location Rated 9.5W BR30 LED Lamp - 650 Lumens - Warm White (2700K) - 90 CRI - 25000 Hours - E26 (Medium) - 120 to 130V - Frost Satco - S9625 - 9.5BR30/LED/2700K/650L/120V/D | 2700 | 93 | 650 | 68.4211 | 25000 | 9.5 | 1 | 10.82 | 10.82 | 12.7139 | 2020Q3 | https://shop.regencylighting.com/lamps/led/9-5br30-led-2700k-650l-120v-d-s9625.html | Regency Lighting | 2020 | Yes
LED Lighting | Reflector | Satco | True |  | Reflector (Flood/Spot) | BR30 | E26 (Medium) | Damp Location Rated,Recessed Fixtures Damp Location Rated,Recessed Fixtures Home / Light Bulbs / LED / Satco - S9620 - 9.5BR30/LED/2700K/750L/120V/D BR30 LED Bulb 9.5W BR30 LED Lamp - 750 Lumens - Warm White (2700K) - 80 CRI - E26 (Medium) - 120 to 130V Satco - S9620 - 9.5BR30/LED/2700K/750L/120V/D | 2700 | 82 | 750 | 78.9474 | 25000 | 9.5 | 1 | 9 | 9 | 10.5753 | 2020Q3 | https://shop.regencylighting.com/lamps/led/9-5br30-led-2700k-750l-120v-d-s9620.html | Regency Lighting | 2020 | Yes
LED Lighting | Reflector | Satco | True |  | Reflector (Flood/Spot) | BR30 | GU24 | Damp Location Rated,Recessed Fixtures Damp Location Rated,Recessed Fixtures Home / Light Bulbs / LED / Satco - S9626 - 9.5BR30/LED/2700K/GU24/650L/120 Energy Star Rated; Damp Location Rated 9.5W BR30 LED Lamp - 650 Lumens - Warm White (2700K) - 90 CRI - 25000 Hours - GU24 (Bi-Pin / Twist & Lock) - 120 to 130V - Frost Satco - S9626 - 9.5BR30/LED/2700K/GU24/650L/120 | 2700 | 93 | 650 | 68.4211 | 25000 | 9.5 | 1 | 7.19 | 7.19 | 8.4485 | 2020Q3 | https://shop.regencylighting.com/lamps/led/9-5br30-led-2700k-gu24-650l-120-s9626.html | Regency Lighting | 2020 | Yes
LED Lighting | Reflector | Satco | True |  | Reflector (Flood/Spot) | BR30 | GU24 | Damp Location Rated,Recessed Fixtures Damp Location Rated,Recessed Fixtures Home / Light Bulbs / LED / Satco - S9624 - 9.5BR30/LED/2700K/GU24/750L/120 Solid State LED Lighting; Reflector Replacement Lamp; Long Life; Dimmable 9.5W BR30 LED Lamp - Universal - 750 Lumens - Warm White (2700K) - 80 CRI - 25000 Hours - GU24 (Bi-Pin / Twist & Lock) - 120 to 130V - Gray Satco - S9624 - 9.5BR30/LED/2700K/GU24/750L/120 | 2700 | 82 | 750 | 78.9474 | 25000 | 9.5 | 12 | 129.84 | 10.82 | 12.7139 | 2020Q3 | https://shop.regencylighting.com/lamps/led/9-5br30-led-2700k-gu24-750l-120-s9624.html | Regency Lighting | 2020 | Yes
LED Lighting | Reflector | Satco | True |  | Reflector (Flood/Spot) | BR30 | E26 (Medium) | Damp Location Rated,Recessed Fixtures Damp Location Rated,Recessed Fixtures Home / Light Bulbs / LED / Satco - S8578 - 9.5BR30/LED/3000K/650L/120V/D Energy Star Rated; Damp Location Rated 9.5W BR30 LED Lamp - 650 Lumens - Warm White (3000K) - 90 CRI - 25000 Hours - E26 (Medium) - 120 to 130V - Frost Satco - S8578 - 9.5BR30/LED/3000K/650L/120V/D | 3000 | 93 | 650 | 68.4211 | 25000 | 9.5 | 1 | 9 | 9 | 10.5753 | 2020Q3 | https://shop.regencylighting.com/lamps/led/9-5br30-led-3000k-650l-120v-d-s8578.html | Regency Lighting | 2020 | Yes
LED Lighting | Reflector | Satco | True |  | Reflector (Flood/Spot) | BR30 | E26 (Medium) | Damp Location Rated,Recessed Fixtures Damp Location Rated,Recessed Fixtures Home / Light Bulbs / LED / Satco - S9621 - 9.5BR30/LED/3000K/800L/120V/D BR30 LED Bulb 9.5W BR30 LED Lamp - Universal - 750 Lumens - Warm White (3000K) - 80 CRI - 25000 Hours - E26 (Medium) - 120 to 130V Satco - S9621 - 9.5BR30/LED/3000K/800L/120V/D | 3000 | 83 | 800 | 84.2105 | 25000 | 9.5 | 1 | 9 | 9 | 10.5753 | 2020Q3 | https://shop.regencylighting.com/lamps/led/9-5br30-led-3000k-800l-120v-d-s9621.html | Regency Lighting | 2020 | Yes
LED Lighting | Reflector | Satco | True |  | Reflector (Flood/Spot) | BR30 | E26 (Medium) | Damp Location Rated,Recessed Fixtures Damp Location Rated,Recessed Fixtures Home / Light Bulbs / LED / Satco - S9622 - 9.5BR30/LED/4000K/750L/120V/D BR30 LED Bulb 90W BR30 LED Lamp - Cool White (4000K) - 80 CRI - E26 (Medium) - 120 to 130V Satco - S9622 - 9.5BR30/LED/4000K/750L/120V/D | 4000 | 83 | 830 | 87.3684 | 25000 | 9.5 | 1 | 7.19 | 7.19 | 8.4485 | 2020Q3 | https://shop.regencylighting.com/lamps/led/9-5br30-led-4000k-750l-120v-d-s9622.html | Regency Lighting | 2020 | Yes
LED Lighting | Reflector | Satco | True | Daylighting/Photocell, | Reflector (Flood/Spot) | BR30 | E26 (Medium) | Damp Location Rated,Recessed Fixtures Damp Location Rated,Recessed Fixtures Home / Light Bulbs / LED / Satco - S9623 - 9.5BR30/LED/5000K/750L/120V/D BR30 LED Bulb 9.5W BR30 LED Lamp - Daylight (5000K) - 80 CRI - E26 (Medium) - 120 to 130V Satco - S9623 - 9.5BR30/LED/5000K/750L/120V/D | 5000 | 81 | 860 | 90.5263 | 25000 | 9.5 | 1 | 9 | 9 | 10.5753 | 2020Q3 | https://shop.regencylighting.com/lamps/led/9-5br30-led-5000k-750l-120v-d-s9623.html | Regency Lighting | 2020 | Yes
LED Lighting | A-Type | SYLVANIA | True |  |  | A21 (Arbitrary) | Medium Screw (E26) | Home Lamps, Bulbs, Ballasts Bulbs - LED LED - Traditional Lamps - A-Type LED11A21/DIM/O/850/RP LED Lamp, 11 Watt, 120 Volt, Bulb: A21 (Arbitrary), Base: Medium Screw (E26), Lumens: 1500, CRI: 82, Color Temperature: 5000K, Lamp Finish: Frosted, Dimmable, Standard Pack Qty: 4 *Sylvania Part # 74978* LED Lamp, A21, 11 Watt, 1500 Lumen, 120V, 5000K, Frosted SYLVANIA LED11A21/DIM/O/850/RP LED Lamp, A21, 11 Watt, 1500 Lumen, 120V, 5000K, Frosted | 5000 | 82 | 1500 | 136.3636 |  | 11 | 1 | 22.09 | 22.09 | 25.9566 | 2020Q3 | https://www.rexelusa.com/usr/Root-Category/Lamps,-Bulbs,-Ballasts/Bulbs---LED/LED---Traditional/Lamps---A-Type/SYLVANIA-LED11A21-DIM-O-850-RP-LED-Lamp,-A21,-11-Watt,-1500-Lumen,-120V,-5000K,-Frosted/p/1224672?prevPageNumber=36 | Rexel Energy Solutions | 2020 | Yes
LED Lighting | A-Type | SYLVANIA |  |  |  | A21 (Arbitrary) | Medium Screw (E26) | Home Lamps, Bulbs, Ballasts Bulbs - LED LED - Traditional Lamps - A-Type LED11A21/F/850/10YV/RP LED Lamp, 11 Watt, 120 Volt, Bulb: A21 (Arbitrary), Base: Medium Screw (E26), Lumens: 1500, CRI: 80, Color Temperature: 5000K, Lamp Finish: Frosted, Standard Pack Qty: 4 *Sylvania Part # 75539* LED Lamp, A21, 11 Watt, 1500 Lumen, 120V, 5000K, Frosted SYLVANIA LED11A21/F/850/10YV/RP LED Lamp, A21, 11 Watt, 1500 Lumen, 120V, 5000K, Frosted | 5000 | 80 | 1500 | 136.3636 |  | 11 | 1 | 17.01 | 17.01 | 19.9874 | 2020Q3 | https://www.rexelusa.com/usr/Root-Category/Lamps,-Bulbs,-Ballasts/Bulbs---LED/LED---Traditional/Lamps---A-Type/SYLVANIA-LED11A21-F-850-10YV-RP-LED-Lamp,-A21,-11-Watt,-1500-Lumen,-120V,-5000K,-Frosted/p/1233166?prevPageNumber=42 | Rexel Energy Solutions | 2020 | Yes
LED Lighting | A-Type | Sylvania | True |  | A19/21 | E26 (Medium) | E26 (Medium) | Home / Light Bulbs / LED / LED A-Line / Sylvania - 74976 - LED11A21/DIM/O/827/RP A21 LED Lamp 11W A21 LED Lamp - Universal - 1500 Lumens - Warm White (2700K) - 82 CRI - 25000 Hours - E26 (Medium) - 120 to 130V Sylvania - 74976 - LED11A21/DIM/O/827/RP | 2700 | 82 | 1500 | 136.3636 | 25000 | 11 | 1 | 11.85 | 11.85 | 13.9242 | 2020Q2 | https://shop.regencylighting.com/lamps/led/a-line/led11a21-dim-o-827-rp-74976.html | Regency Lighting | 2020 | Yes
LED Lighting | A-Type | Sylvania | True |  | A19/21 | E26 (Medium) | E26 (Medium) | Home / Light Bulbs / LED / Sylvania - 74976 - LED11A21/DIM/O/827/RP A21 LED Lamp 11W A21 LED Lamp - Universal - 1500 Lumens - Warm White (2700K) - 82 CRI - 25000 Hours - E26 (Medium) - 120 to 130V Sylvania - 74976 - LED11A21/DIM/O/827/RP | 2700 | 82 | 1500 | 136.3636 | 25000 | 11 | 1 | 11.85 | 11.85 | 13.9242 | 2020Q2 | https://shop.regencylighting.com/lamps/led/led11a21-dim-o-827-rp-74976.html | Regency Lighting | 2020 | Yes
LED Lighting | A-Type | Green Creative | True |  |  | A19 | Medium (E26) | Description Featuring a silver bowl finish and visible filaments, this LED A19 creates a vintage look with all of the energy savings of an LED. High-quality replacement for incandescents Redirects the light back into a fixture Glare-free illumination Can be dimmed down 680 Lumens - 2700 Kelvin - Incandescent Match - 120 Volt - Green Creative 98358 LED A19 Silver Bowl - 7.5 Watt - 60 Watt Equal | 2700 |  | 680 | 136 |  | 5 | 6 | 33.06 | 5.51 | 6.4745 | 2020Q3 | https://www.1000bulbs.com/product/210383/GREENCREATIVE-98358.html | 1000bulbs.com | 2020 | Yes
LED Lighting | A-Type | Green Creative | True |  |  | A21 (Arbitrary) | Medium Screw (E26) | Home Lamps, Bulbs, Ballasts Bulbs - LED LED - Traditional Lamps - A-Type 17A21G4DIM/840 Dimmable LED Lamp, 17W, 120V, Bulb: A-Type (A21), Base: Medium Screw (E26), Lumens: 1700, CRI: 80, Color Temperature: 4000K, Rated Average Life: 25,000 Hrs. Dimmable LED Lamp, 17W, 120V Green Creative 17A21G4DIM/840 Dimmable LED Lamp, 17W, 120V | 4000 | 80 | 1700 | 136 |  | 12.5 | 1 | 31.69 | 31.69 | 37.237 | 2020Q3 | https://www.rexelusa.com/usr/Root-Category/Lamps,-Bulbs,-Ballasts/Bulbs---LED/LED---Traditional/Lamps---A-Type/Green-Creative-17A21G4DIM-840-Dimmable-LED-Lamp,-17W,-120V/p/877952?prevPageNumber=80 | Rexel Energy Solutions | 2020 | Yes
LED Lighting | A-Type | Light Efficient Design |  |  | General Purpose Replacement | A21 | E26 (Medium) | Recessed Fixtures,Damp Location Rated,Shatter Resistant,Vibration Service Recessed Fixtures,Damp Location Rated,Shatter Resistant,Vibration Service Description Provide excellent visibility by using the powerful lumen output of this LED A21 bulb to replace a 150-Watt incandescent, 40-Watt CFL, or 100-Watt HID bulb. 120-277 Volt for exceptional compatibility Aesthetically pleasing with low glare Vibration and shatter-resistant 136 Lumens per watt Cool white color 4000 Kelvin - Medium Base - 120-277 Volt - Light Efficient Design LED-8017E40-G2 High Output A21 LED - 20 Watt - 2720 Lumens | 4000 | 83 | 2720 | 136 | 25000 | 20 | 24 | 582.96 | 24.29 | 28.5417 | 2020Q3 | https://www.1000bulbs.com/product/218135/LED-8017E40G2.html | 1000bulbs.com | 2020 | Yes
LED Lighting | A-Type | Light Efficient Design | False |  | General Purpose Replacement | A21 | E26 (Medium) | Recessed Fixtures,Damp Location Rated,Shatter Resistant,Vibration Service Recessed Fixtures,Damp Location Rated,Shatter Resistant,Vibration Service Home Bulbs High Output LED Bulbs 2720 Lumens - 150W Equal - 20W - LED A21 bulb - 4000K - Medium base Back Description The Light Efficient Design LED-8017E40-G2 LED A21 high output bulb offers an easy retrofit installation for bollard or post top fixtures. The LED-8017E40-G2 LED A21 HID retrofit bulb is able to replace a 100 watt MH or 150W INC bulb by producing 2720 lumens on a 4000K color temperature, while using up only 20W of power. Expertly engineered to work efficiently in enclosed fixtures & damp environments Protected against insects and dust 120-277V (Non-Dimmable) 360° light output for optimal performance Frosted design to reduce glare 2720 Lumens - 150W Equal - 20W - LED A21 bulb - 4000K - Medium base | 4000 | 83 | 2720 | 136 | 25000 | 20 | 1 | 24.54 | 24.54 | 28.8354 | 2020Q3 | https://www.beeslighting.com/LED-8017E40-G2 | Bee's Lighting | 2020 | Yes
LED Lighting | A-Type | Manufacturer: Keystone Technologies | False |  | General Purpose Replacement | A21 | E26 (Medium) | Recessed Fixtures,Damp Location Rated,Shatter Resistant,Vibration Service Recessed Fixtures,Damp Location Rated,Shatter Resistant,Vibration Service Home > LED Light Bulbs > LED A19 Bulbs > Over 2000 Lumens (High Ouput) > 4000K Cool White > 20 Watt Performance Series LED Commercial A21 Light Bulb Non-Dimmable 2720 Lumens E26 Base UNV 4000K Product Specifications - Quick Reference Lamp Wattage: Working Voltage: 20 Watts 120-277 Volt Dimensions: Dimmability: 2.56" W x 5.26" (MOL) No - Not Dimmable CRI: Delivered Lumens: 80 CRI 2720 Lumens Replaces: Certifications: 100 Watt Incandescent ENERGY STAR, UL, RoHS Light Color: 4000K Cool White Warranty: 5 Year Limited Keystone’s Performance Series LED A and PAR lamps are the ideal, energy-efficient solution for both commercial retrofit and new construction applications. Performance Series LED lamps provide high lumen outputs at a fraction of the power consumption of legacy equivalents. Common applications for commercial A-Shape and PAR lamps include storefronts, parks, schools, churches, corporate campuses, and wherever there are recessed and outdoor corridors. This Keystone Technologies KT-LED20A21-O-E26-840 Performance Series Non-Dimmable commercial LED A21 Light Bulb produces a color temperature of 4000K cool white, operates on your existing 120-277V circuit and consumes just 20 watts of energy. These LED A21 commercial A lamps 100 watt incandescent equivalent retrofit lights generate 2720 lumens and have a Color Rendering Index (CRI) of 80. These 120-277 volt commercial LED light bulbs fit fixtures with an E26 medium base. These LED A21 bulbs are NOT dimmable but are RoHS compliant, UL Listed, and can be used in base-up or base-down positions. For Dimmable versions, please refer to the related products below. Can't find what you are looking for or need a quote for a large job? Give our customer service a call at 248-276-9640. The bulb's dimensions are 2.56 inches wide by 5.26 inches MOL. The LED bulbs have a large metal heatsink for optimal heat dissipation and can be used in enclosed fixtures. Click here to see the complete Keystone Performance Series Commercial A-Shape Lamp Specification Sheet. These bulbs are damp location rated, Energy Star qualified, and have a rated life of 25,000 hours or a 5 Year limited warranty. Keystone Technologies 20 Watt Performance Series LED Commercial A21 Light Bulb Non-Dimmable 2720 Lumens E26 Base UNV 4000K | 4000 | 83 | 2720 | 136 | 25000 | 20 | 1 | 27.61 | 27.61 | 32.4428 | 2020Q3 | https://www.greenelectricalsupply.com/20-watt-essential-series-led-commerical-purpose-a21-light-bulb-non-dimmable-2700-lumens-e26-base-unv-4000k.aspx | Green Electrical Supply | 2020 | Yes
LED Lighting | A-Type | Light Efficient Design | False |  | General Purpose Replacement | A21 | E26 (Medium) | Recessed Fixtures,Damp Location Rated,Shatter Resistant,Vibration Service Recessed Fixtures,Damp Location Rated,Shatter Resistant,Vibration Service Home Lamps, Bulbs, Ballasts Bulbs - LED LED - Traditional Lamps - A-Type LED Lamp, 20W, 120-277V (Non-Dimmable), Bulb: A-Type (A21), Base: Medium Screw (E26), Lumens: 2720, CRI: 80+, Color Temperature: 4000K, 360° Omni Directional Design, Rated Average Life: L70; 50,000 Hrs. Suitable for Enclosed Fixtures. Replaces up to 100W HID. Energy Star approved. p/n LED-8017E40-G2 Light Efficient Design LED-8017E40-G2 LED HIGH OUTPUT A LAMP | 4000 | 83 | 2720 | 136 | 25000 | 20 | 1 | 27.8 | 27.8 | 32.6661 | 2020Q3 | https://www.platt.com/platt-electric-supply/LED-Traditional-Lamps-A-Type/Light-Efficient-Design/LED-8017E40-G2/product.aspx?zpid=1745265 | Platt | 2020 | Yes
LED Lighting | A-Type | Manufacturer: Keystone Technologies | False |  | General Purpose Replacement | A21 | E26 (Medium) | Recessed Fixtures,Damp Location Rated,Shatter Resistant,Vibration Service Home > LED Light Bulbs > LED A19 Bulbs > Over 2000 Lumens (High Ouput) > 4000K Cool White > 20 Watt Performance Series LED Commercial A21 Light Bulb Non-Dimmable 2720 Lumens E26 Base UNV 4000K Product Specifications - Quick Reference Lamp Wattage: Working Voltage: 20 Watts 120-277 Volt Dimensions: Dimmability: 2.56" W x 5.26" (MOL) No - Not Dimmable CRI: Delivered Lumens: 80 CRI 2720 Lumens Replaces: Certifications: 100 Watt Incandescent ENERGY STAR, UL, RoHS Light Color: 4000K Cool White Warranty: 5 Year Limited Keystone’s Performance Series LED A and PAR lamps are the ideal, energy-efficient solution for both commercial retrofit and new construction applications. Performance Series LED lamps provide high lumen outputs at a fraction of the power consumption of legacy equivalents. Common applications for commercial A-Shape and PAR lamps include storefronts, parks, schools, churches, corporate campuses, and wherever there are recessed and outdoor corridors. This Keystone Technologies KT-LED20A21-O-E26-840 Performance Series Non-Dimmable commercial LED A21 Light Bulb produces a color temperature of 4000K cool white, operates on your existing 120-277V circuit and consumes just 20 watts of energy. These LED A21 commercial A lamps 100 watt incandescent equivalent retrofit lights generate 2720 lumens and have a Color Rendering Index (CRI) of 80. These 120-277 volt commercial LED light bulbs fit fixtures with an E26 medium base. These LED A21 bulbs are NOT dimmable but are RoHS compliant, UL Listed, and can be used in base-up or base-down positions. For Dimmable versions, please refer to the related products below. Can't find what you are looking for or need a quote for a large job? Give our customer service a call at 248-276-9640. The bulb's dimensions are 2.56 inches wide by 5.26 inches MOL. The LED bulbs have a large metal heatsink for optimal heat dissipation and can be used in enclosed fixtures. Click here to see the complete Keystone Performance Series Commercial A-Shape Lamp Specification Sheet. These bulbs are damp location rated, Energy Star qualified, and have a rated life of 25,000 hours or a 5 Year limited warranty. Keystone Technologies 20 Watt Performance Series LED Commercial A21 Light Bulb Non-Dimmable 2720 Lumens E26 Base UNV 4000K | 4000 | 83 | 2720 | 136 | 25000 | 20 | 1 | 27.61 | 27.61 | 32.4428 | 2020Q2 | https://www.greenelectricalsupply.com/20-watt-essential-series-led-commerical-purpose-a21-light-bulb-non-dimmable-2700-lumens-e26-base-unv-4000k.aspx | Green Electrical Supply | 2020 | Yes
LED Lighting | A-Type | Philips Lighting | True |  | A19 (Arbitrary) |  | Medium Screw (E26), Medium Screw (E26), Medium Screw (E26) | Home Lamps, Bulbs, Ballasts Bulbs - LED LED - Traditional Lamps - A-Type Dimmable LED Lamp, 7w, 120V, Bulb: A-Type (A19), Base: Medium Screw (E26), Lumens: 470, CRI: 81, Color Temperature: 2700K, Rated Average Life: 25,000 Hrs. *Philips Part # 42348-3. 40W Equivalent. Philips Lighting 7A19/END/2700 DIM A-Line LED Lamp Replacement, 7W Dimmable | 2700 | 81 | 470 | 134.2857 |  | 3.5 | 1 | 8 | 8 | 9.4003 | 2020Q3 | https://www.platt.com/platt-electric-supply/LED-Traditional-Lamps-A-Type/Philips-Lighting/7A19-END-2700-DIM/product.aspx?zpid=5699 | Platt | 2020 | Yes
LED Lighting | A-Type | Euri Lighting | True |  |  | A19 | Medium (E26) | Description This charming LED bulb emits a similar brightness as a 60-Watt incandescent in a very warm white color at a fraction of the cost. Amber tint adds warmth and is aesthetically pleasing LED technology cuts down heat emission Saves up to 87% in energy costs 670 Lumens - 2400 Kelvin - Color Matched For Incandescent Replacement - 120 Volt - Euri Lighting VA19-2000a LED A19 Bulb - 7.5 Watt - 60W Equal | 2400 |  | 670 | 134 |  | 5 | 10 | 26.2 | 2.62 | 3.0786 | 2020Q3 | https://www.1000bulbs.com/product/191817/IRT-10067.html | 1000bulbs.com | 2020 | Yes
LED Lighting | A-Type | Manufacturer: Keystone Technologies | True | Daylighting/Photocell, | General Purpose Replacement | A21 | E26 (Medium) | Recessed Fixtures,Damp Location Rated,Shatter Resistant,Vibration Service Recessed Fixtures,Damp Location Rated,Shatter Resistant,Vibration Service Home > LED Light Bulbs > LED A19 Bulbs > LED A21 Bulbs > 20 Watt Performance Series LED Commercial A21 Light Bulb Dimmable 2710 Lumens E26 Base 120V 5000K Product Specifications - Quick Reference Lamp Wattage: Working Voltage: 20 Watts 120 Volt Dimensions: Dimmability: 2.56" W x 5.26" (MOL) Yes - Dimmable CRI: Delivered Lumens: 80 CRI 2710 Lumens Replaces: Certifications: 100 Watt Incandescent ENERGY STAR, UL, RoHS Light Color: 5000K Warm White Warranty: 5 Year Limited Keystone’s Performance Series LED A and PAR lamps are the ideal, energy-efficient solution for both commercial retrofit and new construction applications. Performance Series LED lamps provide high lumen outputs at a fraction of the power consumption of legacy equivalents. Common applications for commercial A-Shape and PAR lamps include storefronts, parks, schools, churches, corporate campuses, and wherever there are recessed and outdoor corridors. This Keystone Technologies KT-LED20A21-O-E26-850-DIM Performance Series Dimmable commercial LED A21 Light Bulb produces a color temperature of 5000K daylight, operates on your existing 120V circuit and consumes just 20 watts of energy. These LED A21 commercial A lamps 100 watt incandescent equivalent retrofit lights generate 2710 lumens and have a Color Rendering Index (CRI) of 80. These 120 volt commercial LED light bulbs fit fixtures with an E26 medium base. These LED A21 bulbs are dimmable and are RoHS compliant, UL Listed, and can be used in base-up or base-down positions. For Non-Dimmable versions, please refer to the related products below. Can't find what you are looking for or need a quote for a large job? Give our customer service a call at 248-276-9640. The bulb's dimensions are 2.56 inches wide by 5.26 inches MOL. The LED bulbs have a large metal heat sink for optimal heat dissipation and can be used in enclosed fixtures. Click here to see the complete Keystone Performance Series Commercial A-Shape Lamp Specification Sheet. These bulbs are damp location rated, Energy Star qualified, and have a rated life of 25,000 hours or a 5 Year limited warranty. Keystone Technologies 20 Watt Performance Series LED Commercial A21 Light Bulb Dimmable 2710 Lumens E26 Base 120V 5000K | 5000 | 84 | 2660 | 133 | 25000 | 20 | 1 | 27.61 | 27.61 | 32.4428 | 2020Q3 | https://www.greenelectricalsupply.com/20-watt-essential-series-led-commerical-purpose-a21-light-bulb-dimmable-2700-lumens-e26-base-120v-5000k.aspx | Green Electrical Supply | 2020 | Yes
LED Lighting | A-Type | Light Efficient Design | True |  | General Purpose Replacement | A21 | E26 (Medium) | Recessed Fixtures,Damp Location Rated,Shatter Resistant,Vibration Service Recessed Fixtures,Damp Location Rated,Shatter Resistant,Vibration Service Home Lamps, Bulbs, Ballasts Bulbs - LED LED - Traditional Lamps - A-Type LED Lamp, 20W, 120-277V (Dimmable), Bulb: A-Type (A21), Base: Medium Screw (E26), Lumens: 2760, CRI: 80+, Color Temperature: 5000K, 360° Omni Directional Design, Rated Average Life: L70; 50,000 Hrs. Suitable for Enclosed Fixtures. Replaces up to100W HID. Energy Star approved. p/n LED-8017E30-G2 Light Efficient Design LED-8017E50-G2-DIM LED HIGH OUTPUT A LAMP | 5000 | 84 | 2660 | 133 | 25000 | 20 | 1 | 27.8 | 27.8 | 32.6661 | 2020Q3 | https://www.platt.com/platt-electric-supply/LED-Traditional-Lamps-A-Type/Light-Efficient-Design/LED-8017E50-G2-DIM/product.aspx?zpid=1816892 | Platt | 2020 | Yes
LED Lighting | Reflector | Philips | True |  | Reflector (Flood/Spot) | R40 | E26 (Medium) | Damp Location Rated,Recessed Fixtures Damp Location Rated,Recessed Fixtures Home / Light Bulbs / LED / Philips - 530642 - 9BR30/LED/827-22/DIM 120V CA BR30 LED Bulb 9W BR30 LED Lamp - Warm White (2200 to 2700K) - 80 CRI - 25000 Hours - E26 (Medium) - 120 to 130V - Frost Philips - 530642 - 9BR30/LED/827-22/DIM 120V CA | 3000 | 82 | 1200 | 72.7273 | 25000 | 16.5 | 1 | 11 | 11 | 12.9254 | 2020Q3 | https://shop.regencylighting.com/lamps/led/9br30-led-827-22-dim-120v-ca-53064-2.html | Regency Lighting | 2020 | Yes
LED Lighting | Reflector | Green Creative | True |  | Reflector (Flood/Spot) | BR30 | E26 (Medium) | Damp Location Rated,Recessed Fixtures Damp Location Rated,Recessed Fixtures Home / Light Bulbs / LED / Green Creative - 57885 - 9BR30DIM/8CCTD Cloud Design; Smooth Warm Dimming from 2700-2200K; Suitable for Use in Totally Enclosed Fixtures; Energy Star Rated 9W BR30 LED Reflector Lamp - 650 Lumens - Warm White (2200 to 2700K) - 80 CRI - 25000 hrs. - E26 (Medium) - 120 to 130V Green Creative - 57885 - 9BR30DIM/8CCTD | 2700 | 84 | 650 | 72.2222 | 25000 | 9 | 1 | 10.15 | 10.15 | 11.9266 | 2020Q3 | https://shop.regencylighting.com/lamps/led/9br30dim-8cctd-grc.html | Regency Lighting | 2020 | Yes
LED Lighting | A-Type | Manufacturer: Keystone Technologies | True | Daylighting/Photocell, | General Purpose Replacement | A21 | E26 (Medium) | Recessed Fixtures,Damp Location Rated,Shatter Resistant,Vibration Service Home > LED Light Bulbs > LED A19 Bulbs > LED A21 Bulbs > 20 Watt Performance Series LED Commercial A21 Light Bulb Dimmable 2710 Lumens E26 Base 120V 5000K Product Specifications - Quick Reference Lamp Wattage: Working Voltage: 20 Watts 120 Volt Dimensions: Dimmability: 2.56" W x 5.26" (MOL) Yes - Dimmable CRI: Delivered Lumens: 80 CRI 2710 Lumens Replaces: Certifications: 100 Watt Incandescent ENERGY STAR, UL, RoHS Light Color: 5000K Warm White Warranty: 5 Year Limited Keystone’s Performance Series LED A and PAR lamps are the ideal, energy-efficient solution for both commercial retrofit and new construction applications. Performance Series LED lamps provide high lumen outputs at a fraction of the power consumption of legacy equivalents. Common applications for commercial A-Shape and PAR lamps include storefronts, parks, schools, churches, corporate campuses, and wherever there are recessed and outdoor corridors. This Keystone Technologies KT-LED20A21-O-E26-850-DIM Performance Series Dimmable commercial LED A21 Light Bulb produces a color temperature of 5000K daylight, operates on your existing 120V circuit and consumes just 20 watts of energy. These LED A21 commercial A lamps 100 watt incandescent equivalent retrofit lights generate 2710 lumens and have a Color Rendering Index (CRI) of 80. These 120 volt commercial LED light bulbs fit fixtures with an E26 medium base. These LED A21 bulbs are dimmable and are RoHS compliant, UL Listed, and can be used in base-up or base-down positions. For Non-Dimmable versions, please refer to the related products below. Can't find what you are looking for or need a quote for a large job? Give our customer service a call at 248-276-9640. The bulb's dimensions are 2.56 inches wide by 5.26 inches MOL. The LED bulbs have a large metal heat sink for optimal heat dissipation and can be used in enclosed fixtures. Click here to see the complete Keystone Performance Series Commercial A-Shape Lamp Specification Sheet. These bulbs are damp location rated, Energy Star qualified, and have a rated life of 25,000 hours or a 5 Year limited warranty. Keystone Technologies 20 Watt Performance Series LED Commercial A21 Light Bulb Dimmable 2710 Lumens E26 Base 120V 5000K | 5000 | 84 | 2660 | 133 | 25000 | 20 | 1 | 27.61 | 27.61 | 32.4428 | 2020Q2 | https://www.greenelectricalsupply.com/20-watt-essential-series-led-commerical-purpose-a21-light-bulb-dimmable-2700-lumens-e26-base-120v-5000k.aspx | Green Electrical Supply | 2020 | Yes
LED Lighting | A-Type | Light Efficient Design |  |  | General Purpose Replacement | A21 | E26 (Medium) | Recessed Fixtures,Damp Location Rated,Shatter Resistant,Vibration Service Recessed Fixtures,Damp Location Rated,Shatter Resistant,Vibration Service Description Provide excellent visibility by using the powerful lumen output of this LED A21 bulb to replace a 150-Watt incandescent, 40-Watt CFL, or 100-Watt HID bulb. 120-277 Volt for exceptional compatibility Aesthetically pleasing with low glare Vibration and shatter-resistant 127 Lumens per watt Halogen color 3000 Kelvin - Medium Base - 120-277 Volt - Light Efficient Design LED-8017E30-G2 High Output A21 LED - 20 Watt - 2540 Lumens | 3000 | 82 | 2620 | 131 | 25000 | 20 | 24 | 582.96 | 24.29 | 28.5417 | 2020Q3 | https://www.1000bulbs.com/product/218134/LED-8017E30G2.html | 1000bulbs.com | 2020 | Yes
LED Lighting | A-Type | Light Efficient Design | False |  | General Purpose Replacement | A21 | E26 (Medium) | Recessed Fixtures,Damp Location Rated,Shatter Resistant,Vibration Service Recessed Fixtures,Damp Location Rated,Shatter Resistant,Vibration Service Home Bulbs High Output LED Bulbs 2540 Lumens - 150W Equal - 20W - LED A21 bulb - 3000K - Medium base Back Description The Light Efficient Design LED-8017E30-G2 LED A21 high output bulb offers an easy retrofit installation for bollard or post top fixtures. The LED-8017E30-G2 LED A21 HID retrofit bulb is able to replace a 100 watt MH or 150W INC bulb by producing 2720 lumens on a 4000K color temperature, while using up only 20W of power. Expertly engineered to work efficiently in enclosed fixtures & damp environments Protected against insects and dust 120-277V (Non-Dimmable) 360° light output for optimal performance Frosted design to reduce glare 2540 Lumens - 150W Equal - 20W - LED A21 bulb - 3000K - Medium base | 3000 | 82 | 2620 | 131 | 25000 | 20 | 1 | 24.54 | 24.54 | 28.8354 | 2020Q3 | https://www.beeslighting.com/LED-8017E30-G2 | Bee's Lighting | 2020 | Yes
LED Lighting | A-Type | Manufacturer: Keystone Technologies | True |  | General Purpose Replacement | A21 | E26 (Medium) | Recessed Fixtures,Damp Location Rated,Shatter Resistant,Vibration Service Recessed Fixtures,Damp Location Rated,Shatter Resistant,Vibration Service Home > LED Light Bulbs > LED A19 Bulbs > LED A21 Bulbs > 20 Watt Performance Series LED Commercial A21 Light Bulb Dimmable 2680 Lumens E26 Base 120V 4000K Product Specifications - Quick Reference Lamp Wattage: Working Voltage: 20 Watts 120 Volt Dimensions: Dimmability: 2.56" W x 5.26" (MOL) Yes - Dimmable CRI: Delivered Lumens: 80 CRI 2680 Lumens Replaces: Certifications: 100 Watt Incandescent ENERGY STAR, UL, RoHS Light Color: 4000K Cool White Warranty: 5 Year Limited Keystone’s Performance Series LED A and PAR lamps are the ideal, energy-efficient solution for both commercial retrofit and new construction applications. Performance Series LED lamps provide high lumen outputs at a fraction of the power consumption of legacy equivalents. Common applications for commercial A-Shape and PAR lamps include storefronts, parks, schools, churches, corporate campuses, and wherever there are recessed and outdoor corridors. This Keystone Technologies KT-LED20A21-O-E26-840-DIM Performance Series Dimmable commercial LED A21 Light Bulb produces a color temperature of 4000K oool white, operates on your existing 120V circuit and consumes just 20 watts of energy. These LED A21 commercial A lamps 100 watt incandescent equivalent retrofit lights generate 2680 lumens and have a Color Rendering Index (CRI) of 80. These 120 volt commercial LED light bulbs fit fixtures with an E26 medium base. These LED A21 bulbs are dimmable and are RoHS compliant, UL Listed, and can be used in base-up or base-down positions. For Non-Dimmable versions, please refer to the related products below. Can't find what you are looking for or need a quote for a large job? Give our customer service a call at 248-276-9640. The bulb's dimensions are 2.56 inches wide by 5.26 inches MOL. The LED bulbs have a large metal heat sink for optimal heat dissipation and can be used in enclosed fixtures. Click here to see the complete Keystone Performance Series Commercial A-Shape Lamp Specification Sheet. These bulbs are damp location rated, Energy Star qualified, and have a rated life of 25,000 hours or a 5 Year limited warranty. Keystone Technologies 20 Watt Performance Series LED Commercial A21 Light Bulb Dimmable 2680 Lumens E26 Base 120V 4000K | 4000 | 83 | 2620 | 131 | 25000 | 20 | 1 | 27.61 | 27.61 | 32.4428 | 2020Q3 | https://www.greenelectricalsupply.com/20-watt-essential-series-led-commerical-purpose-a21-light-bulb-dimmable-2700-lumens-e26-base-120v-4000k.aspx | Green Electrical Supply | 2020 | Yes
LED Lighting | A-Type | Manufacturer: Keystone Technologies | False |  | General Purpose Replacement | A21 | E26 (Medium) | Recessed Fixtures,Damp Location Rated,Shatter Resistant,Vibration Service Recessed Fixtures,Damp Location Rated,Shatter Resistant,Vibration Service Home > LED Light Bulbs > LED A19 Bulbs > Over 2000 Lumens (High Ouput) > 3000K Warm White > 20 Watt Performance Series LED Commercial A21 Light Bulb Non-Dimmable 2700 Lumens E26 Base UNV 3000K Product Specifications - Quick Reference Lamp Wattage: Working Voltage: 20 Watts 120-277 Volt Dimensions: Dimmability: 2.56" W x 5.26" (MOL) No - Not Dimmable CRI: Delivered Lumens: 80 CRI 2540 Lumens Replaces: Certifications: 100 Watt Incandescent ENERGY STAR, UL, RoHS Light Color: 3000K Warm White Warranty: 5 Year Limited Keystone’s Performance Series LED A and PAR lamps are the ideal, energy-efficient solution for both commercial retrofit and new construction applications. Performance Series LED lamps provide high lumen outputs at a fraction of the power consumption of legacy equivalents. Common applications for commercial A-Shape and PAR lamps include storefronts, parks, schools, churches, corporate campuses, and wherever there are recessed and outdoor corridors. This Keystone Technologies KT-LED20A21-O-E26-830 Performance Series Non-Dimmable commercial LED A21 Light Bulb produces a color temperature of 3000K warm white, operates on your existing 120-277V circuit and consumes just 20 watts of energy. These LED A21 commercial A lamps 100 watt incandescent equivalent retrofit lights generate 2540 lumens and have a Color Rendering Index (CRI) of 80. These 120-277 volt commercial LED light bulbs fit fixtures with an E26 medium base. These LED A21 bulbs are NOT dimmable but are RoHS compliant, UL Listed, and can be used in base-up or base-down positions. For Dimmable versions, please refer to the related products below. Can't find what you are looking for or need a quote for a large job? Give our customer service a call at 248-276-9640. The bulb's dimensions are 2.56 inches wide by 5.26 inches MOL. The LED bulbs have a large metal heatsink for optimal heat dissipation and can be used in enclosed fixtures. Click here to see the complete Keystone Performance Series Commercial A-Shape Lamp Specification Sheet. These bulbs are damp location rated, Energy Star qualified, and have a rated life of 25,000 hours or a 5 Year limited warranty. Keystone Technologies 20 Watt Performance Series LED Commercial A21 Light Bulb Non-Dimmable 2700 Lumens E26 Base UNV 3000K | 3000 | 82 | 2620 | 131 | 25000 | 20 | 1 | 27.61 | 27.61 | 32.4428 | 2020Q3 | https://www.greenelectricalsupply.com/20-watt-essential-series-led-commerical-purpose-a21-light-bulb-non-dimmable-2700-lumens-e26-base-unv-3000k.aspx | Green Electrical Supply | 2020 | Yes
LED Lighting | A-Type | Manufacturer: Keystone Technologies | True |  | General Purpose Replacement | A21 | E26 (Medium) | Recessed Fixtures,Damp Location Rated,Shatter Resistant,Vibration Service Home > LED Light Bulbs > LED A19 Bulbs > LED A21 Bulbs > 20 Watt Performance Series LED Commercial A21 Light Bulb Dimmable 2680 Lumens E26 Base 120V 4000K Product Specifications - Quick Reference Lamp Wattage: Working Voltage: 20 Watts 120 Volt Dimensions: Dimmability: 2.56" W x 5.26" (MOL) Yes - Dimmable CRI: Delivered Lumens: 80 CRI 2680 Lumens Replaces: Certifications: 100 Watt Incandescent ENERGY STAR, UL, RoHS Light Color: 4000K Cool White Warranty: 5 Year Limited Keystone’s Performance Series LED A and PAR lamps are the ideal, energy-efficient solution for both commercial retrofit and new construction applications. Performance Series LED lamps provide high lumen outputs at a fraction of the power consumption of legacy equivalents. Common applications for commercial A-Shape and PAR lamps include storefronts, parks, schools, churches, corporate campuses, and wherever there are recessed and outdoor corridors. This Keystone Technologies KT-LED20A21-O-E26-840-DIM Performance Series Dimmable commercial LED A21 Light Bulb produces a color temperature of 4000K oool white, operates on your existing 120V circuit and consumes just 20 watts of energy. These LED A21 commercial A lamps 100 watt incandescent equivalent retrofit lights generate 2680 lumens and have a Color Rendering Index (CRI) of 80. These 120 volt commercial LED light bulbs fit fixtures with an E26 medium base. These LED A21 bulbs are dimmable and are RoHS compliant, UL Listed, and can be used in base-up or base-down positions. For Non-Dimmable versions, please refer to the related products below. Can't find what you are looking for or need a quote for a large job? Give our customer service a call at 248-276-9640. The bulb's dimensions are 2.56 inches wide by 5.26 inches MOL. The LED bulbs have a large metal heat sink for optimal heat dissipation and can be used in enclosed fixtures. Click here to see the complete Keystone Performance Series Commercial A-Shape Lamp Specification Sheet. These bulbs are damp location rated, Energy Star qualified, and have a rated life of 25,000 hours or a 5 Year limited warranty. Keystone Technologies 20 Watt Performance Series LED Commercial A21 Light Bulb Dimmable 2680 Lumens E26 Base 120V 4000K | 4000 | 83 | 2620 | 131 | 25000 | 20 | 1 | 27.61 | 27.61 | 32.4428 | 2020Q2 | https://www.greenelectricalsupply.com/20-watt-essential-series-led-commerical-purpose-a21-light-bulb-dimmable-2700-lumens-e26-base-120v-4000k.aspx | Green Electrical Supply | 2020 | Yes
LED Lighting | A-Type | Manufacturer: Keystone Technologies | False |  | General Purpose Replacement | A21 | E26 (Medium) | Recessed Fixtures,Damp Location Rated,Shatter Resistant,Vibration Service Home > LED Light Bulbs > LED A19 Bulbs > Over 2000 Lumens (High Ouput) > 3000K Warm White > 20 Watt Performance Series LED Commercial A21 Light Bulb Non-Dimmable 2700 Lumens E26 Base UNV 3000K Product Specifications - Quick Reference Lamp Wattage: Working Voltage: 20 Watts 120-277 Volt Dimensions: Dimmability: 2.56" W x 5.26" (MOL) No - Not Dimmable CRI: Delivered Lumens: 80 CRI 2540 Lumens Replaces: Certifications: 100 Watt Incandescent ENERGY STAR, UL, RoHS Light Color: 3000K Warm White Warranty: 5 Year Limited Keystone’s Performance Series LED A and PAR lamps are the ideal, energy-efficient solution for both commercial retrofit and new construction applications. Performance Series LED lamps provide high lumen outputs at a fraction of the power consumption of legacy equivalents. Common applications for commercial A-Shape and PAR lamps include storefronts, parks, schools, churches, corporate campuses, and wherever there are recessed and outdoor corridors. This Keystone Technologies KT-LED20A21-O-E26-830 Performance Series Non-Dimmable commercial LED A21 Light Bulb produces a color temperature of 3000K warm white, operates on your existing 120-277V circuit and consumes just 20 watts of energy. These LED A21 commercial A lamps 100 watt incandescent equivalent retrofit lights generate 2540 lumens and have a Color Rendering Index (CRI) of 80. These 120-277 volt commercial LED light bulbs fit fixtures with an E26 medium base. These LED A21 bulbs are NOT dimmable but are RoHS compliant, UL Listed, and can be used in base-up or base-down positions. For Dimmable versions, please refer to the related products below. Can't find what you are looking for or need a quote for a large job? Give our customer service a call at 248-276-9640. The bulb's dimensions are 2.56 inches wide by 5.26 inches MOL. The LED bulbs have a large metal heatsink for optimal heat dissipation and can be used in enclosed fixtures. Click here to see the complete Keystone Performance Series Commercial A-Shape Lamp Specification Sheet. These bulbs are damp location rated, Energy Star qualified, and have a rated life of 25,000 hours or a 5 Year limited warranty. Keystone Technologies 20 Watt Performance Series LED Commercial A21 Light Bulb Non-Dimmable 2700 Lumens E26 Base UNV 3000K | 3000 | 82 | 2620 | 131 | 25000 | 20 | 1 | 27.61 | 27.61 | 32.4428 | 2020Q2 | https://www.greenelectricalsupply.com/20-watt-essential-series-led-commerical-purpose-a21-light-bulb-non-dimmable-2700-lumens-e26-base-unv-3000k.aspx | Green Electrical Supply | 2020 | Yes
LED Lighting | A-Type | Light Efficient Design |  |  | General Purpose Replacement | A21 | E26 (Medium) | Recessed Fixtures,Damp Location Rated,Shatter Resistant,Vibration Service Recessed Fixtures,Damp Location Rated,Shatter Resistant,Vibration Service Description Provide excellent visibility by using the powerful lumen output of this LED A21 bulb to replace a 100-Watt incandescent, 27-Watt CFL, or 70-Watt HID bulb. 120-277 Volt for exceptional compatibility Aesthetically pleasing with low glare Vibration and shatter-resistant 128 Lumens per watt Halogen color 3000 Kelvin - Medium Base - 120-277 Volt - Light Efficient Design LED-8015E30-G2 High Output A21 LED - 14 Watt - 1790 Lumens | 3000 | 82 | 1792 | 128 | 25000 | 14 | 24 | 480 | 20 | 23.5008 | 2020Q3 | https://www.1000bulbs.com/product/218131/LED-8015E30G2.html | 1000bulbs.com | 2020 | Yes
LED Lighting | A-Type | Manufacturer: Keystone Technologies | False |  | General Purpose Replacement | A21 | E26 (Medium) | Recessed Fixtures,Damp Location Rated,Shatter Resistant,Vibration Service Recessed Fixtures,Damp Location Rated,Shatter Resistant,Vibration Service Home > LED Light Bulbs > LED A19 Bulbs > Over 2000 Lumens (High Ouput) > 3000K Warm White > 14 Watt Performance Series LED Commercial A21 Light Bulb Non-Dimmable 1760 Lumens E26 Base 120-277V 3000K Product Specifications - Quick Reference Lamp Wattage: Working Voltage: 14 Watts 120-277 Volt Dimensions: Dimmability: 2.56" W x 5.26" (MOL) No - Not Dimmable CRI: Delivered Lumens: 80 CRI 1760 Lumens Replaces: Certifications: 100 Watt Incandescent ENERGY STAR, UL, RoHS Light Color: 3000K Warm White Warranty: 5 Year Limited Keystone’s Performance Series LED A and PAR lamps are the ideal, energy-efficient solution for both commercial retrofit and new construction applications. Performance Series LED lamps provide high lumen outputs at a fraction of the power consumption of legacy equivalents. Common applications for commercial A-Shape and PAR lamps include storefronts, parks, schools, churches, corporate campuses, and wherever there are recessed and outdoor corridors. This Keystone Technologies KT-LED14A21-O-E26-830 Performance Series Non-Dimmable commercial LED A21 Light Bulb produces a color temperature of 3000K warm white, operates on your existing 120-277V circuit and consumes just 14 watts of energy. These LED A21 commercial A lamps 100 watt incandescent equivalent retrofit lights generate 1760 lumens and have a Color Rendering Index (CRI) of 80. These 120-277 volt commercial LED light bulbs fit fixtures with an E26 medium base. These LED A21 bulbs are NOT dimmable but are RoHS compliant, UL Listed, and can be used in base-up or base-down positions. For Dimmable versions, please refer to the related products below. Can't find what you are looking for or need a quote for a large job? Give our customer service a call at 248-276-9640. The bulb's dimensions are 2.56 inches wide by 5.26 inches MOL. The LED bulbs have a large metal heatsink for optimal heat dissipation and can be used in enclosed fixtures. Click here to see the complete Keystone Performance Series Commercial A-Shape Lamp Specification Sheet. These bulbs are damp location rated, Energy Star qualified, and have a rated life of 25,000 hours or a 5 Year limited warranty. Keystone Technologies 14 Watt Performance Series LED Commercial A21 Light Bulb Non-Dimmable 1760 Lumens E26 Base 120-277V 3000K | 3000 | 82 | 1792 | 128 | 25000 | 14 | 1 | 22.97 | 22.97 | 26.9906 | 2020Q3 | https://www.greenelectricalsupply.com/14-watt-essential-series-led-commerical-purpose-a21-light-bulb-non-dimmable-1900-lumens-e26-base-unv-3000k.aspx | Green Electrical Supply | 2020 | Yes
LED Lighting | A-Type | Manufacturer: Keystone Technologies | True |  | General Purpose Replacement | A21 | E26 (Medium) | Recessed Fixtures,Damp Location Rated,Shatter Resistant,Vibration Service Home > LED Light Bulbs > LED A19 Bulbs > Over 2000 Lumens (High Ouput) > 3000K Warm White > 14 Watt Performance Series LED Commercial A21 Light Bulb Non-Dimmable 1760 Lumens E26 Base 120-277V 3000K Product Specifications - Quick Reference Lamp Wattage: Working Voltage: 14 Watts 120-277 Volt Dimensions: Dimmability: 2.56" W x 5.26" (MOL) No - Not Dimmable CRI: Delivered Lumens: 80 CRI 1760 Lumens Replaces: Certifications: 100 Watt Incandescent ENERGY STAR, UL, RoHS Light Color: 3000K Warm White Warranty: 5 Year Limited Keystone’s Performance Series LED A and PAR lamps are the ideal, energy-efficient solution for both commercial retrofit and new construction applications. Performance Series LED lamps provide high lumen outputs at a fraction of the power consumption of legacy equivalents. Common applications for commercial A-Shape and PAR lamps include storefronts, parks, schools, churches, corporate campuses, and wherever there are recessed and outdoor corridors. This Keystone Technologies KT-LED14A21-O-E26-830 Performance Series Non-Dimmable commercial LED A21 Light Bulb produces a color temperature of 3000K warm white, operates on your existing 120-277V circuit and consumes just 14 watts of energy. These LED A21 commercial A lamps 100 watt incandescent equivalent retrofit lights generate 1760 lumens and have a Color Rendering Index (CRI) of 80. These 120-277 volt commercial LED light bulbs fit fixtures with an E26 medium base. These LED A21 bulbs are NOT dimmable but are RoHS compliant, UL Listed, and can be used in base-up or base-down positions. For Dimmable versions, please refer to the related products below. Can't find what you are looking for or need a quote for a large job? Give our customer service a call at 248-276-9640. The bulb's dimensions are 2.56 inches wide by 5.26 inches MOL. The LED bulbs have a large metal heatsink for optimal heat dissipation and can be used in enclosed fixtures. Click here to see the complete Keystone Performance Series Commercial A-Shape Lamp Specification Sheet. These bulbs are damp location rated, Energy Star qualified, and have a rated life of 25,000 hours or a 5 Year limited warranty. Keystone Technologies 14 Watt Performance Series LED Commercial A21 Light Bulb Non-Dimmable 1760 Lumens E26 Base 120-277V 3000K | 3000 | 82 | 1792 | 128 | 25000 | 14 | 1 | 22.97 | 22.97 | 26.9906 | 2020Q2 | https://www.greenelectricalsupply.com/14-watt-essential-series-led-commerical-purpose-a21-light-bulb-non-dimmable-1900-lumens-e26-base-unv-3000k.aspx | Green Electrical Supply | 2020 | Yes
LED Lighting | A-Type | Light Efficient Design | False |  | General Purpose Replacement | A21 | E26 (Medium) | Recessed Fixtures,Damp Location Rated,Shatter Resistant,Vibration Service HomeLamps, Bulbs, BallastsBulbs - LEDLED - TraditionalLamps - A-Type LED Lamp, 14W, 120-277V (Non-Dimmable), Bulb: A-Type (A21), Base: Medium Screw (E26), Lumens: 1792, CRI: 80+, Color Temperature: 3000K, 360° Omni Directional Design, Rated Average Life: L70; 50,000 Hrs. Suitable for Enclosed Fixtures. Replaces up to 70W HID. Energy Star approved. p/n LED-8015E30-G2 Light Efficient Design LED-8015E30-G2 LED HIGH OUTPUT A LAMP | 3000 | 82 | 1792 | 128 | 25000 | 14 | 1 | 27.86 | 27.86 | 32.7366 | 2020Q2 | https://www.platt.com/platt-electric-supply/LED-Traditional-Lamps-A-Type/Light-Efficient-Design/LED-8015E30-G2/product.aspx?zpid=1745259 | Platt | 2020 | Yes
LED Lighting | A-Type | Manufacturer: Keystone Technologies | False |  | General Purpose Replacement | A21 | E26 (Medium) | Recessed Fixtures,Damp Location Rated,Shatter Resistant,Vibration Service Recessed Fixtures,Damp Location Rated,Shatter Resistant,Vibration Service Home > LED Light Bulbs > LED A19 Bulbs > Over 2000 Lumens (High Ouput) > 2700K Warm White > 14 Watt Performance Series LED Commercial A21 Light Bulb Non-Dimmable 1760 Lumens E26 Base 120-277V 2700K Product Specifications - Quick Reference Lamp Wattage: Working Voltage: 14 Watts 120-277 Volt Dimensions: Dimmability: 2.56" W x 5.26" (MOL) No - Not Dimmable CRI: Delivered Lumens: 80 CRI 1760 Lumens Replaces: Certifications: 100 Watt Incandescent ENERGY STAR, UL, RoHS Light Color: 2700K Warm White Warranty: 5 Year Limited Keystone’s Performance Series LED A and PAR lamps are the ideal, energy-efficient solution for both commercial retrofit and new construction applications. Performance Series LED lamps provide high lumen outputs at a fraction of the power consumption of legacy equivalents. Common applications for commercial A-Shape and PAR lamps include storefronts, parks, schools, churches, corporate campuses, and wherever there are recessed and outdoor corridors. This Keystone Technologies KT-LED14A21-O-E26-827 Performance Series Non-Dimmable commercial LED A21 Light Bulb produces a color temperature of 2700K warm white, operates on your existing 120-277V circuit and consumes just 14 watts of energy. These LED A21 commercial A lamps 100 watt incandescent equivalent retrofit lights generate 1760 lumens and have a Color Rendering Index (CRI) of 80. These 120-277 volt commercial LED light bulbs fit fixtures with an E26 medium base. These LED A21 bulbs are NOT dimmable but are RoHS compliant, UL Listed, and can be used in base-up or base-down positions. For Dimmable versions, please refer to the related products below. Can't find what you are looking for or need a quote for a large job? Give our customer service a call at 248-276-9640. The bulb's dimensions are 2.56 inches wide by 5.26 inches MOL. The LED bulbs have a large metal heatsink for optimal heat dissipation and can be used in enclosed fixtures. Click here to see the complete Keystone Performance Series Commercial A-Shape Lamp Specification Sheet. These bulbs are damp location rated, Energy Star qualified, and have a rated life of 25,000 hours or a 5 Year limited warranty. Keystone Technologies 14 Watt Performance Series LED Commercial A21 Light Bulb Non-Dimmable 1760 Lumens E26 Base 120-277V 2700K | 2700 | 81 | 1764 | 126 | 25000 | 14 | 1 | 22.97 | 22.97 | 26.9906 | 2020Q3 | https://www.greenelectricalsupply.com/14-watt-essential-series-led-commerical-purpose-a21-light-bulb-non-dimmable-1900-lumens-e26-base-unv-2700k.aspx | Green Electrical Supply | 2020 | Yes
LED Lighting | A-Type | Manufacturer: Keystone Technologies | False |  | General Purpose Replacement | A21 | E26 (Medium) | Recessed Fixtures,Damp Location Rated,Shatter Resistant,Vibration Service Home > LED Light Bulbs > LED A19 Bulbs > Over 2000 Lumens (High Ouput) > 2700K Warm White > 14 Watt Performance Series LED Commercial A21 Light Bulb Non-Dimmable 1760 Lumens E26 Base 120-277V 2700K Product Specifications - Quick Reference Lamp Wattage: Working Voltage: 14 Watts 120-277 Volt Dimensions: Dimmability: 2.56" W x 5.26" (MOL) No - Not Dimmable CRI: Delivered Lumens: 80 CRI 1760 Lumens Replaces: Certifications: 100 Watt Incandescent ENERGY STAR, UL, RoHS Light Color: 2700K Warm White Warranty: 5 Year Limited Keystone’s Performance Series LED A and PAR lamps are the ideal, energy-efficient solution for both commercial retrofit and new construction applications. Performance Series LED lamps provide high lumen outputs at a fraction of the power consumption of legacy equivalents. Common applications for commercial A-Shape and PAR lamps include storefronts, parks, schools, churches, corporate campuses, and wherever there are recessed and outdoor corridors. This Keystone Technologies KT-LED14A21-O-E26-827 Performance Series Non-Dimmable commercial LED A21 Light Bulb produces a color temperature of 2700K warm white, operates on your existing 120-277V circuit and consumes just 14 watts of energy. These LED A21 commercial A lamps 100 watt incandescent equivalent retrofit lights generate 1760 lumens and have a Color Rendering Index (CRI) of 80. These 120-277 volt commercial LED light bulbs fit fixtures with an E26 medium base. These LED A21 bulbs are NOT dimmable but are RoHS compliant, UL Listed, and can be used in base-up or base-down positions. For Dimmable versions, please refer to the related products below. Can't find what you are looking for or need a quote for a large job? Give our customer service a call at 248-276-9640. The bulb's dimensions are 2.56 inches wide by 5.26 inches MOL. The LED bulbs have a large metal heatsink for optimal heat dissipation and can be used in enclosed fixtures. Click here to see the complete Keystone Performance Series Commercial A-Shape Lamp Specification Sheet. These bulbs are damp location rated, Energy Star qualified, and have a rated life of 25,000 hours or a 5 Year limited warranty. Keystone Technologies 14 Watt Performance Series LED Commercial A21 Light Bulb Non-Dimmable 1760 Lumens E26 Base 120-277V 2700K | 2700 | 81 | 1764 | 126 | 25000 | 14 | 1 | 22.97 | 22.97 | 26.9906 | 2020Q2 | https://www.greenelectricalsupply.com/14-watt-essential-series-led-commerical-purpose-a21-light-bulb-non-dimmable-1900-lumens-e26-base-unv-2700k.aspx | Green Electrical Supply | 2020 | Yes
LED Lighting | A-Type | Green Creative |  |  | LED | A19 | Medium (E26) | Product Description Part of the Titanium Series, the Green Creative 98083 3-Way A19 light bulb supplies three different lumen outputs for brightness adjustment. All options channel 2700K soft to warm white light at an omni-directional 230-degree beam angle. Expect comfortable illumination with exceptional efficacy. The 3-Way A19 bulb includes a 3-year warranty. Green Creative 98083 Features: Easy installation 15,000 life hours Emits Warm White light in 3 defined lumen outputs Replaces 40W, 60W and 100W bulb Green Creative 98083 Applications: Residential use Commercial use Shade lamps Medium (E26) 14A19/827/3WAY - 40/60/100W Incandescent Equivalent - 500/1000/1500 Lumens - 120V Green Creative 98083 - 4/8/14W 3-Way A19 - 2700K | 2700 | 82 | 500 | 125 | 15000 | 4 | 1 | 18.78 | 18.78 | 22.0672 | 2020Q3 | https://www.energyavenue.com/Green-Creative/98083 | Energy Avenue | 2020 | Yes
LED Lighting | A-Type | Green Creative |  |  |  | A19 |  | Suitable to replace 40/60/100W Incandescent Emits Warm White light in 3 defined lumen outputs Comfortable warm diffused light Ideal for lamps with shades More Information 4/8/14W A19 3-Way LED Bulb - E26 Base, 120V Features: Wattage: 4/8/14W LED Bulb Base: E26 Base Bulb Shape: A19 Voltage: 120V Rated Life: 15,000 hours Color Temperature: 2700K CRI: 82 Lumens: 500/1000/1500 Beam Angle: 230° Suitable to replace 40/60/100W Incandescent Emits Warm White light in 3 defined lumen outputs Comfortable warm diffused light Ideal for lamps with shades Model: 98083 *MFG Part Number*: 98083 4/8/14W A19 3-Way LED Bulb - E26 Base, 120V Green Creative 4/8/14W A19 3-Way LED Bulb - E26 Base, 120V | 2700 | 82 | 500 | 125 | 15000 | 4 | 1 | 22.47 | 22.47 | 26.4031 | 2020Q2 | https://www.lbclighting.com/led/light-bulb-led/grnc-98083.html | LBC Lighting | 2020 | Yes
LED Lighting | A-Type | Green Creative |  |  | LED | A19 | Medium (E26) | Product Description Part of the Titanium Series, the Green Creative 98083 3-Way A19 light bulb supplies three different lumen outputs for brightness adjustment. All options channel 2700K soft to warm white light at an omni-directional 230-degree beam angle. Expect comfortable illumination with exceptional efficacy. The 3-Way A19 bulb includes a 3-year warranty. Green Creative 98083 Features: Easy installation 15,000 life hours Emits Warm White light in 3 defined lumen outputs Replaces 40W, 60W and 100W bulb Green Creative 98083 Applications: Residential use Commercial use Shade lamps 14A19/827/3WAY - 40/60/100W Incandescent Equivalent - 500/1000/1500 Lumens - 120V Green Creative 98083 - 4/8/14W 3-Way A19 - 2700K | 2700 | 82 | 500 | 125 | 15000 | 4 | 1 | 17.5 | 17.5 | 20.5632 | 2020Q2 | https://www.energyavenue.com/Green-Creative/98083 | Energy Avenue | 2020 | Yes
LED Lighting | A-Type | PLT |  |  |  | 3-Way/A19 | Medium (E26) | Description Maintaining a constant cool white color, these LED A19 bulbs provide three brightness options making them a versatile choice for your home. Saves up to 88% in energy costs Provides up to 1500 Lumens Output changes immediately 4/8/12 Watt - 500/1000/1500 Lumens - 4000 Kelvin Cool White - 120 Volt - PLT-11681-10PK LED A19 - 3-Way Light Bulb - 40/60/100 Watt Equal - 10 Pack | 4000 |  | 1500 | 125 |  | 12 | 5 | 24.9 | 4.98 | 5.8517 | 2020Q3 | https://www.1000bulbs.com/product/216562/PLT-11681-10PK.html | 1000bulbs.com | 2020 | Yes
LED Lighting | A-Type | PLT |  |  |  | 3-Way/A19 | Medium (E26) | Description Stop replacing incandescents and opt for a longer-lasting alternative, this LED A19 bulb that offers three levels of brightness. Similar to a 40, 60, and 100-Watt incandescent Frosted for evenly diffused light Provides a soft white light 4/8/12 Watt - 500/1000/1500 Lumens - 2700 Kelvin Soft White - 120 Volt - PLT-11679 LED A19 - 3-Way Light Bulb - 40/60/100 Watt Equal | 2700 |  | 1500 | 125 |  | 12 | 50 | 250 | 5 | 5.8752 | 2020Q3 | https://www.1000bulbs.com/product/218819/PLT-11679.html | 1000bulbs.com | 2020 | Yes
LED Lighting | A-Type | SYLVANIA |  |  |  | A19 (Arbitrary) | Medium Screw (E26) | Home Lamps, Bulbs, Ballasts Bulbs - LED LED - Traditional Lamps - A-Type LED14A19F82710YVRP LED Lamp, 14 Watt, 120 Volt, Bulb: A19 (Arbitrary), Base: Medium Screw (E26), Lumens: 1500, CRI: 80, Color Temperature: 2700K, Lamp Finish: Frosted, Rated Hours: 11000, Note: RP indicates special retail packaging, Standard Case Qty: 6 *Sylvania Part # 79292* LED Lamp, A19, 14W, 120V, Frosted SYLVANIA LED14A19F82710YVRP LED Lamp, A19, 14W, 120V, Frosted | 2700 | 80 | 1500 | 125 |  | 12 | 1 | 13.81 | 13.81 | 16.2273 | 2020Q3 | https://www.rexelusa.com/usr/Root-Category/Lamps,-Bulbs,-Ballasts/Bulbs---LED/LED---Traditional/Lamps---A-Type/SYLVANIA-LED14A19F82710YVRP-LED-Lamp,-A19,-14W,-120V,-Frosted/p/966999?prevPageNumber=0 | Rexel Energy Solutions | 2020 | Yes
LED Lighting | A-Type | SYLVANIA |  |  |  | A19 (Arbitrary) | Medium Screw (E26) | Home Lamps, Bulbs, Ballasts Bulbs - LED LED - Traditional Lamps - A-Type LED14A19F83510YVRP LED Lamp, 14 Watt, 120 Volt, Bulb: A19, Base: Medium Screw (E26), Lumens: 1500, CRI: 80, Color Temperature: 3500K, Lamp Finish: Frosted, Rated Hours: 11000, Standard Case Qty: 6 *Sylvania Part # 78098* LED Lamp, A19, 14W, 120V, 3500K, Frosted SYLVANIA LED14A19F83510YVRP LED Lamp, A19, 14W, 120V, 3500K, Frosted | 3500 | 80 | 1500 | 125 |  | 12 | 1 | 16.37 | 16.37 | 19.2354 | 2020Q3 | https://www.rexelusa.com/usr/Root-Category/Lamps,-Bulbs,-Ballasts/Bulbs---LED/LED---Traditional/Lamps---A-Type/SYLVANIA-LED14A19F83510YVRP-LED-Lamp,-A19,-14W,-120V,-3500K,-Frosted/p/1035541?prevPageNumber=70 | Rexel Energy Solutions | 2020 | Yes
LED Lighting | A-Type | Manufacturer: Keystone Technologies | True |  | General Purpose Replacement | A21 | E26 (Medium) | Recessed Fixtures,Damp Location Rated,Shatter Resistant,Vibration Service Recessed Fixtures,Damp Location Rated,Shatter Resistant,Vibration Service Home > LED Light Bulbs > LED A19 Bulbs > LED A21 Bulbs > 20 Watt Performance Series LED Commercial A21 Light Bulb Dimmable 2500 Lumens E26 Base 120V 3000K Product Specifications - Quick Reference Lamp Wattage: Working Voltage: 20 Watts 120 Volt Dimensions: Dimmability: 2.56" W x 5.26" (MOL) Yes - Dimmable CRI: Delivered Lumens: 80 CRI 2500 Lumens Replaces: Certifications: 100 Watt Incandescent ENERGY STAR, UL, RoHS Light Color: 3000K Warm White Warranty: 5 Year Limited Keystone’s Performance Series LED A and PAR lamps are the ideal, energy-efficient solution for both commercial retrofit and new construction applications. Performance Series LED lamps provide high lumen outputs at a fraction of the power consumption of legacy equivalents. Common applications for commercial A-Shape and PAR lamps include storefronts, parks, schools, churches, corporate campuses, and wherever there are recessed and outdoor corridors. This Keystone Technologies KT-LED20A21-O-E26-830-DIM Performance Series Dimmable commercial LED A21 Light Bulb produces a color temperature of 3000K warm white, operates on your existing 120V circuit and consumes just 20 watts of energy. These LED A21 commercial A lamps 100 watt incandescent equivalent retrofit lights generate 2500 lumens and have a Color Rendering Index (CRI) of 80. These 120volt commercial LED light bulbs fit fixtures with an E26 medium base. These LED A21 bulbs are dimmable and are RoHS compliant, UL Listed, and can be used in base-up or base-down positions. For Non-Dimmable versions, please refer to the related products below. Can't find what you are looking for or need a quote for a large job? Give our customer service a call at 248-276-9640. The bulb's dimensions are 2.56 inches wide by 5.26 inches MOL. The LED bulbs have a large metal heat sink for optimal heat dissipation and can be used in enclosed fixtures. Click here to see the complete Keystone Performance Series Commercial A-Shape Lamp Specification Sheet. These bulbs are damp location rated, Energy Star qualified, and have a rated life of 25,000 hours or a 5 Year limited warranty. Keystone Technologies 20 Watt Performance Series LED Commercial A21 Light Bulb Dimmable 2500 Lumens E26 Base 120V 3000K | 3000 | 82 | 2500 | 125 | 25000 | 20 | 1 | 27.61 | 27.61 | 32.4428 | 2020Q3 | https://www.greenelectricalsupply.com/20-watt-essential-series-led-commerical-purpose-a21-light-bulb-dimmable-2700-lumens-e26-base-120v-3000k.aspx | Green Electrical Supply | 2020 | Yes
LED Lighting | A-Type | Manufacturer: Keystone Technologies | False |  | General Purpose Replacement | A21 | E26 (Medium) | Recessed Fixtures,Damp Location Rated,Shatter Resistant,Vibration Service Recessed Fixtures,Damp Location Rated,Shatter Resistant,Vibration Service Home > LED Light Bulbs > LED A19 Bulbs > Over 2000 Lumens (High Ouput) > 2700K Warm White > 20 Watt Performance Series LED Commercial A21 Light Bulb Non-Dimmable 2500 Lumens E26 Base UNV 2700K Product Specifications - Quick Reference Lamp Wattage: Working Voltage: 20 Watts 120-277 Volt Dimensions: Dimmability: 2.56" W x 5.26" (MOL) No - Not Dimmable CRI: Delivered Lumens: 80 CRI 2500 Lumens Replaces: Certifications: 100 Watt Incandescent ENERGY STAR, UL, RoHS Light Color: 2700K Warm White Warranty: 5 Year Limited Keystone’s Performance Series LED A and PAR lamps are the ideal, energy-efficient solution for both commercial retrofit and new construction applications. Performance Series LED lamps provide high lumen outputs at a fraction of the power consumption of legacy equivalents. Common applications for commercial A-Shape and PAR lamps include storefronts, parks, schools, churches, corporate campuses, and wherever there are recessed and outdoor corridors. This Keystone Technologies KT-LED20A21-O-E26-827 Performance Series Non-Dimmable commercial LED A21 Light Bulb produces a color temperature of 2700K warm white, operates on your existing 120-277V circuit and consumes just 20 watts of energy. These LED A21 commercial A lamps 100 watt incandescent equivalent retrofit lights generate 2500 lumens and have a Color Rendering Index (CRI) of 80. These 120-277 volt commercial LED light bulbs fit fixtures with an E26 medium base. These LED A21 bulbs are NOT dimmable but are RoHS compliant, UL Listed, and can be used in base-up or base-down positions. For Dimmable versions, please refer to the related products below. Can't find what you are looking for or need a quote for a large job? Give our customer service a call at 248-276-9640. The bulb's dimensions are 2.56 inches wide by 5.26 inches MOL. The LED bulbs have a large metal heat sink for optimal heat dissipation and can be used in enclosed fixtures. Click here to see the complete Keystone Performance Series Commercial A-Shape Lamp Specification Sheet. These bulbs are damp location rated, Energy Star qualified, and have a rated life of 25,000 hours or a 5 Year limited warranty. Keystone Technologies 20 Watt Performance Series LED Commercial A21 Light Bulb Non-Dimmable 2500 Lumens E26 Base UNV 2700K | 2700 | 81 | 2500 | 125 | 25000 | 20 | 1 | 27.61 | 27.61 | 32.4428 | 2020Q3 | https://www.greenelectricalsupply.com/20-watt-essential-series-led-commerical-purpose-a21-light-bulb-non-dimmable-2700-lumens-e26-base-unv-2700k.aspx | Green Electrical Supply | 2020 | Yes
LED Lighting | A-Type | Manufacturer: Keystone Technologies | True |  | General Purpose Replacement | A21 | E26 (Medium) | Recessed Fixtures,Damp Location Rated,Shatter Resistant,Vibration Service Home > LED Light Bulbs > LED A19 Bulbs > LED A21 Bulbs > 20 Watt Performance Series LED Commercial A21 Light Bulb Dimmable 2500 Lumens E26 Base 120V 3000K Product Specifications - Quick Reference Lamp Wattage: Working Voltage: 20 Watts 120 Volt Dimensions: Dimmability: 2.56" W x 5.26" (MOL) Yes - Dimmable CRI: Delivered Lumens: 80 CRI 2500 Lumens Replaces: Certifications: 100 Watt Incandescent ENERGY STAR, UL, RoHS Light Color: 3000K Warm White Warranty: 5 Year Limited Keystone’s Performance Series LED A and PAR lamps are the ideal, energy-efficient solution for both commercial retrofit and new construction applications. Performance Series LED lamps provide high lumen outputs at a fraction of the power consumption of legacy equivalents. Common applications for commercial A-Shape and PAR lamps include storefronts, parks, schools, churches, corporate campuses, and wherever there are recessed and outdoor corridors. This Keystone Technologies KT-LED20A21-O-E26-830-DIM Performance Series Dimmable commercial LED A21 Light Bulb produces a color temperature of 3000K warm white, operates on your existing 120V circuit and consumes just 20 watts of energy. These LED A21 commercial A lamps 100 watt incandescent equivalent retrofit lights generate 2500 lumens and have a Color Rendering Index (CRI) of 80. These 120volt commercial LED light bulbs fit fixtures with an E26 medium base. These LED A21 bulbs are dimmable and are RoHS compliant, UL Listed, and can be used in base-up or base-down positions. For Non-Dimmable versions, please refer to the related products below. Can't find what you are looking for or need a quote for a large job? Give our customer service a call at 248-276-9640. The bulb's dimensions are 2.56 inches wide by 5.26 inches MOL. The LED bulbs have a large metal heat sink for optimal heat dissipation and can be used in enclosed fixtures. Click here to see the complete Keystone Performance Series Commercial A-Shape Lamp Specification Sheet. These bulbs are damp location rated, Energy Star qualified, and have a rated life of 25,000 hours or a 5 Year limited warranty. Keystone Technologies 20 Watt Performance Series LED Commercial A21 Light Bulb Dimmable 2500 Lumens E26 Base 120V 3000K | 3000 | 82 | 2500 | 125 | 25000 | 20 | 1 | 27.61 | 27.61 | 32.4428 | 2020Q2 | https://www.greenelectricalsupply.com/20-watt-essential-series-led-commerical-purpose-a21-light-bulb-dimmable-2700-lumens-e26-base-120v-3000k.aspx | Green Electrical Supply | 2020 | Yes
LED Lighting | A-Type | Manufacturer: Keystone Technologies | False |  | General Purpose Replacement | A21 | E26 (Medium) | Recessed Fixtures,Damp Location Rated,Shatter Resistant,Vibration Service Home > LED Light Bulbs > LED A19 Bulbs > Over 2000 Lumens (High Ouput) > 2700K Warm White > 20 Watt Performance Series LED Commercial A21 Light Bulb Non-Dimmable 2500 Lumens E26 Base UNV 2700K Product Specifications - Quick Reference Lamp Wattage: Working Voltage: 20 Watts 120-277 Volt Dimensions: Dimmability: 2.56" W x 5.26" (MOL) No - Not Dimmable CRI: Delivered Lumens: 80 CRI 2500 Lumens Replaces: Certifications: 100 Watt Incandescent ENERGY STAR, UL, RoHS Light Color: 2700K Warm White Warranty: 5 Year Limited Keystone’s Performance Series LED A and PAR lamps are the ideal, energy-efficient solution for both commercial retrofit and new construction applications. Performance Series LED lamps provide high lumen outputs at a fraction of the power consumption of legacy equivalents. Common applications for commercial A-Shape and PAR lamps include storefronts, parks, schools, churches, corporate campuses, and wherever there are recessed and outdoor corridors. This Keystone Technologies KT-LED20A21-O-E26-827 Performance Series Non-Dimmable commercial LED A21 Light Bulb produces a color temperature of 2700K warm white, operates on your existing 120-277V circuit and consumes just 20 watts of energy. These LED A21 commercial A lamps 100 watt incandescent equivalent retrofit lights generate 2500 lumens and have a Color Rendering Index (CRI) of 80. These 120-277 volt commercial LED light bulbs fit fixtures with an E26 medium base. These LED A21 bulbs are NOT dimmable but are RoHS compliant, UL Listed, and can be used in base-up or base-down positions. For Dimmable versions, please refer to the related products below. Can't find what you are looking for or need a quote for a large job? Give our customer service a call at 248-276-9640. The bulb's dimensions are 2.56 inches wide by 5.26 inches MOL. The LED bulbs have a large metal heat sink for optimal heat dissipation and can be used in enclosed fixtures. Click here to see the complete Keystone Performance Series Commercial A-Shape Lamp Specification Sheet. These bulbs are damp location rated, Energy Star qualified, and have a rated life of 25,000 hours or a 5 Year limited warranty. Keystone Technologies 20 Watt Performance Series LED Commercial A21 Light Bulb Non-Dimmable 2500 Lumens E26 Base UNV 2700K | 2700 | 81 | 2500 | 125 | 25000 | 20 | 1 | 27.61 | 27.61 | 32.4428 | 2020Q2 | https://www.greenelectricalsupply.com/20-watt-essential-series-led-commerical-purpose-a21-light-bulb-non-dimmable-2700-lumens-e26-base-unv-2700k.aspx | Green Electrical Supply | 2020 | Yes
LED Lighting | A-Type | Brand Green Creative |  |  | General Purpose Replacement | A21 | E26 (Medium) | Damp Location Rated Damp Location Rated A21 50-100W HID Replacement Energy Star 120-277V A21 Energy Star Enclosed Rated 2000 Lumens 5 Year Warranty, 40,000hr Lifetime Mfg #16.5A21/850/277V 16.5W A21 5000K 120-277V, Energy Star, Enclosed Rated, Package Of 6 | 5000 | 86 | 2050 | 124.2424 | 25000 | 16.5 | 6 | 322.79 | 53.7983 | 63.2151 | 2020Q3 | https://hdsupplysolutions.com/p/led-00-75-10-35/165w-a21-5000k-120-277v-energy-star-enclosed-rated-package-of-6-p206186 | HD Supply | 2020 | Yes
LED Lighting | A-Type | Green Creative | False | Daylighting/Photocell, | General Purpose Replacement | A21 | E26 (Medium) | Damp Location Rated Damp Location Rated Home / Light Bulbs / LED / Green Creative - 58240 - 16.5A21/850/277V Not Compatible with Ballasts; Energy Star; Suitable For Use in Totally Enclosed Fixtures; Compact Form Factor - Ideal for Bollards & Post Tops 16.5W A21 LED Lamp - Universal - 2050 Lumens - Daylight (5000K) - 82 CRI - 40000 Hours - E26 (Medium) - 120 to 277V (Universal) - Frost Green Creative - 58240 - 16.5A21/850/277V | 5000 | 86 | 2050 | 124.2424 | 25000 | 16.5 | 6 | 103.68 | 17.28 | 20.3047 | 2020Q3 | https://shop.regencylighting.com/lamps/led/16-5a21-850-277v-grc.html | Regency Lighting | 2020 | Yes
LED Lighting | A-Type | Green Creative | False | Daylighting/Photocell, | General Purpose Replacement | A21 | E26 (Medium) | Damp Location Rated Damp Location Rated Home / Light Bulbs / LED / LED A-Line / Green Creative - 58240 - 16.5A21/850/277V Not Compatible with Ballasts; Energy Star; Suitable For Use in Totally Enclosed Fixtures; Compact Form Factor - Ideal for Bollards & Post Tops 16.5W A21 LED Lamp - Universal - 2050 Lumens - Daylight (5000K) - 82 CRI - 40000 Hours - E26 (Medium) - 120 to 277V (Universal) - Frost Green Creative - 58240 - 16.5A21/850/277V | 5000 | 86 | 2050 | 124.2424 | 25000 | 16.5 | 6 | 103.68 | 17.28 | 20.3047 | 2020Q3 | https://shop.regencylighting.com/lamps/led/a-line/16-5a21-850-277v-grc.html | Regency Lighting | 2020 | Yes
LED Lighting | A-Type | Green Creative |  |  | General Purpose Replacement | A21 | E26 (Medium) | Damp Location Rated Damp Location Rated Home Bulbs High Output LED Bulbs 2000 Lumens - 125W Equal - 16.5W - LED A21 bulb - 5000K - Medium base Back Description The Green Creative 16.5A21/850/277V LED A21 HID retrofit bulb offers a new design for enclosed fixtures like low bays, post top, bollards and outdoor lighting applications. This LED A21 retrofit bulb offers a high lumen output of 2000 lumens with a 5000K color temperature while only using 16.5 watts. Green Creative A21 LED HID retrofit bulb can replace a 70W HID bulb. This omni directional LED bulb is a suitable LED solution for traditional bulbs and HID replacements. Uses an E26 base type. Suitable for use in enclosed fixtures Suitable for use in damp locations and outdoor applications. This bulb is not compatible with ballast and requires direct line to work Omnidirectional: 330Â° beam angle This A21 bulb is compatible with E26 base sockets Color rendering index CRI 82 Efficacy rating lm/w 121 LED life rated at 40,000 hours Color equivalent to halogen white color temperature cULus classified and Energy Star 5 year warranty 2000 Lumens - 125W Equal - 16.5W - LED A21 bulb - 5000K - Medium base | 5000 | 86 | 2050 | 124.2424 | 25000 | 16.5 | 1 | 36.48 | 36.48 | 42.8654 | 2020Q3 | https://www.beeslighting.com/16.5A21-850-277V | Bee's Lighting | 2020 | Yes
LED Lighting | A-Type | Green Creative | False |  | General Purpose Replacement | A21 | E26 (Medium) | Damp Location Rated Damp Location Rated LED A-Style Light Bulbs Green Creative non-dimmable omni-directional 16.5 watt A21 LED bulb generates as much light as many 125 watt incandescent bulb or a 50-70 watt HID bulb. Ideal for bollards and post tops. No lead or mercury means easy and environmentally safe disposal Emits 330º of uniform light Saves 108.5 watts in electricity compared to a 125 watt incandescent Very long life - Rated to still put out 70% as much light after 25,000 hours of operation as it does when brand new Rated for enclosed fixtures Do not “hot swap” this bulb. Turn off fixture before replacing existing bulb. No lead or mercury means easy and environmentally safe disposal Emits 330º of uniform light Saves 108.5 watts in electricity compared to a 125 watt incandescent Very long life - Rated to still put out 70% as much light after 25,000 hours of operation as it does when brand new Rated for enclosed fixtures Green Creative Non-Dimmable 16.5 Watt, 120-277 Volt 5000K A-21 LED Bulb, Enclosed Fixture Rated | 5000 | 86 | 2050 | 124.2424 | 25000 | 16.5 | 6 | 29.98 | 4.9967 | 5.8713 | 2020Q3 | https://www.bulbs.com/product/16-5A21-850-277V | Bulbs.com | 2020 | Yes
LED Lighting | A-Type | Brand Green Creative |  |  | General Purpose Replacement | A21 | E26 (Medium) | Damp Location Rated A21 50-100W HID Replacement Energy Star 120-277V A21 Energy Star Enclosed Rated 2000 Lumens 5 Year Warranty, 40,000hr Lifetime Mfg #16.5A21/850/277V 16.5W A21 5000K 120-277V, Energy Star, Enclosed Rated, Package Of 6 | 5000 | 86 | 2050 | 124.2424 | 25000 | 16.5 | 6 | 322.79 | 53.7983 | 63.2151 | 2020Q2 | https://hdsupplysolutions.com/p/led-00-75-10-35/165w-a21-5000k-120-277v-energy-star-enclosed-rated-package-of-6-p206186 | HD Supply | 2020 | Yes
LED Lighting | A-Type | Green Creative | False | Daylighting/Photocell, | General Purpose Replacement | A21 | E26 (Medium) | Damp Location Rated Home / Light Bulbs / LED / Green Creative - 58240 - 16.5A21/850/277V Not Compatible with Ballasts; Energy Star; Suitable For Use in Totally Enclosed Fixtures; Compact Form Factor - Ideal for Bollards & Post Tops 16.5W A21 LED Lamp - Universal - 2050 Lumens - Daylight (5000K) - 82 CRI - 40000 Hours - E26 (Medium) - 120 to 277V (Universal) - Frost Green Creative - 58240 - 16.5A21/850/277V | 5000 | 86 | 2050 | 124.2424 | 25000 | 16.5 | 6 | 100.02 | 16.67 | 19.5879 | 2020Q2 | https://shop.regencylighting.com/lamps/led/16-5a21-850-277v-grc.html | Regency Lighting | 2020 | Yes
LED Lighting | A-Type | Green Creative | False | Daylighting/Photocell, | General Purpose Replacement | A21 | E26 (Medium) | Damp Location Rated Home / Light Bulbs / LED / LED A-Line / Green Creative - 58240 - 16.5A21/850/277V Not Compatible with Ballasts; Energy Star; Suitable For Use in Totally Enclosed Fixtures; Compact Form Factor - Ideal for Bollards & Post Tops 16.5W A21 LED Lamp - Universal - 2050 Lumens - Daylight (5000K) - 82 CRI - 40000 Hours - E26 (Medium) - 120 to 277V (Universal) - Frost Green Creative - 58240 - 16.5A21/850/277V | 5000 | 86 | 2050 | 124.2424 | 25000 | 16.5 | 6 | 100.02 | 16.67 | 19.5879 | 2020Q2 | https://shop.regencylighting.com/lamps/led/a-line/16-5a21-850-277v-grc.html | Regency Lighting | 2020 | Yes
LED Lighting | A-Type | Green Creative | False |  | A21 (Arbitrary) |  | E26 (Medium Screw) | HomeLamps, Bulbs, BallastsBulbs - LEDLED - TraditionalLamps - A-Type LED Lamp, 16.5W, 120-277V, Bulb: A-Type (A21), Base: Medium Screw (E26), Lumens: 2050, CRI: 82, Color Temperature: 5000K, Rated Average Life: 40,000 Hrs. Suitable for enclosed fixtures. Replaces up to 50W-70W HID Green Creative 58240 LED Lamp, 16.5W, 120-277V, 5000K, A-Type | 5000 | 82 | 2050 | 124.2424 |  | 16.5 | 1 | 47.35 | 47.35 | 55.6381 | 2020Q2 | https://www.platt.com/platt-electric-supply/LED-Traditional-Lamps-A-Type/Green-Creative/58240/product.aspx?zpid=213268 | Platt | 2020 | Yes
LED Lighting | A-Type | Manufacturer: MaxLite | True |  |  | A19/A21 | Medium E26 | Home > LED Light Bulbs > LED A19 Bulbs > Over 2000 Lumens (High Ouput) > 2700K Warm White > 21 Watt High Ouput LED A21 Light Bulb Dimmable 2700K - 2600 Lumens Product Specifications - Quick Reference Input Voltage: Dimming: 120 Volt AC Yes Dimensions: Base: 2.75" D x 5.13" MOL E26 Medium LED Color: 2700K Warm White Life Time: 25,000 Hours Power Consumption: Luminous Efficacy: 21 Watts 124 lm/W CRI / Lumens: Certifications: 80 CRI / 2600 Lumens Energy Star, Damp Location Every industry thrives on new and forward thinking technology. While LEDs are not new, in recent years their performance and reliability have improved to make them a more viable option for general and task-oriented lighting. MaxLite's LED High Output A21 and A23 incandescent replacement lamps truly represent the next generation in lighting by saving you time, money, and energy through the use of quality LED chips for long life and superior lumen and color maintenance. They also feature instant, flicker-free start-up. We have seen where some people are looking for the cheapest LED light bulbs, or, lowest cost LED bulb, or, even, the best price LED light bulbs. You don't have to hunt because you have just found it - and - it has great quality to boot! This item is the MaxLite 21A21D27 (102717). Energy Star Certified and Damp Location Rated it is a cost-effective A21 LED Light Bulb replacement for up to 150 watt incandescent light bulbs. They consume 85% less energy while lasting 25x longer than the 150W incandescent light bulbs they replace. The 21A21D27 is a dimmable high output LED light bulb. Not only do they look like your 150 watt incandescent light bulb, they are also instant-on with no warm up. MaxLite's LED Omni-directional A-Line lamp replicate A21 incandescent bulbs that produce even light in all directions. These can be used in residential or commercial applications - where more light is required. Click here to see the MaxLite High Output LED A21 and A23 Specification Sheet. Now for the specifics on the 102717: It replaces your 150W incandescent light bulb but consumes just 21 Watts of 120V input power and generates 2600 lumens of 80 CRI 2700K Warm White light (that is a very nice 124 lumens per watt). These A21 LED light bulbs fit most fixtures with the standard E26 medium base socket. The MaxLite 21A21D27 bulbs are 2.75 inches wide and 5.13 inches MOL. They have long life - 25,000 hours - and replicate A21 incandescent light bulbs that produce even light in all directions. They are suited to a wide variety of residential and commercial applications, including pendants, wall sconces and table and floor lamps. They carry a 5 year limited warranty. MaxLite 21 Watt High Ouput LED A21 Light Bulb Dimmable 2700K - 2600 Lumens | 2700 | 80 | 2600 | 123.8095 | 25000 | 21 | 1 | 12.3 | 12.3 | 14.453 | 2020Q2 | https://www.greenelectricalsupply.com/21-watt-high-ouput-led-a21-light-bulb-dimmable-2700k-2600-lumens.aspx | Green Electrical Supply | 2020 | Yes
LED Lighting | A-Type | Manufacturer: MaxLite | True |  |  | A19/A21 | Medium E26 | Home > LED Light Bulbs > LED A19 Bulbs > Over 2000 Lumens (High Ouput) > 3000K Warm White > 21 Watt High Ouput LED A21 Light Bulb Dimmable 3000K - 2600 Lumens Product Specifications - Quick Reference Input Voltage: Dimming: 120 Volt AC Yes Dimensions: Base: 2.75" D x 5.13" MOL E26 Medium LED Color: 3000K Warm White Life Time: 25,000 Hours Power Consumption: Luminous Efficacy: 21 Watts 124 lm/W CRI / Lumens: Certifications: 80 CRI / 2600 Lumens Energy Star, Damp Location Every industry thrives on new and forward thinking technology. While LEDs are not new, in recent years their performance and reliability have improved to make them a more viable option for general and task-oriented lighting. MaxLite's LED High Output A21 and A23 incandescent replacement lamps truly represent the next generation in lighting by saving you time, money, and energy through the use of quality LED chips for long life and superior lumen and color maintenance. They also feature instant, flicker-free start-up. We have seen where some people are looking for the cheapest LED light bulbs, or, lowest cost LED bulb, or, even, the best price LED light bulbs. You don't have to hunt because you have just found it - and - it has great quality to boot! This item is the MaxLite 21A21D30 (102718). Energy Star Certified and Damp Location Rated it is a cost-effective A21 LED Light Bulb replacement for up to 150 watt incandescent light bulbs. They consume 85% less energy while lasting 25x longer than the 150W incandescent light bulbs they replace. The 21A21D30 is a dimmable high output LED light bulb. Not only do they look like your 150 watt incandescent light bulb, they are also instant-on with no warm up. MaxLite's LED Omni-directional A-Line lamp replicate A21 incandescent bulbs that produce even light in all directions. These can be used in residential or commercial applications - where more light is required. Click here to see the MaxLite High Output LED A21 and A23 Specification Sheet. Now for the specifics on the 102718: It replaces your 150W incandescent light bulb but consumes just 21 Watts of 120V input power and generates 2600 lumens of 80 CRI 3000K Warm White light (that is a very nice 124 lumens per watt). These A21 LED light bulbs fit most fixtures with the standard E26 medium base socket. The MaxLite 21A21D30 bulbs are 2.75 inches wide and 5.13 inches MOL. They have long life - 25,000 hours - and replicate A21 incandescent light bulbs that produce even light in all directions. They are suited to a wide variety of residential and commercial applications, including pendants, wall sconces and table and floor lamps. They carry a 1 year limited warranty. MaxLite 21 Watt High Ouput LED A21 Light Bulb Dimmable 3000K - 2600 Lumens | 3000 | 80 | 2600 | 123.8095 | 25000 | 21 | 1 | 12.3 | 12.3 | 14.453 | 2020Q2 | https://www.greenelectricalsupply.com/21-Watt-High-Ouput-LED-A21-Light-Bulb-Dimmable-3000K-2600-Lumens.aspx | Green Electrical Supply | 2020 | Yes
LED Lighting | A-Type | Manufacturer: MaxLite | True |  |  | A19/A21 | Medium E26 | Home > LED Light Bulbs > LED A19 Bulbs > Over 2000 Lumens (High Ouput) > 4000K Cool White > 21 Watt High Ouput LED A21 Light Bulb Dimmable 4000K - 2600 Lumens Product Specifications - Quick Reference Input Voltage: Dimming: 120 Volt AC Yes Dimensions: Base: 2.75" D x 5.13" MOL E26 Medium LED Color: 4000K Cool White Life Time: 25,000 Hours Power Consumption: Luminous Efficacy: 21 Watts 124 lm/W CRI / Lumens: Certifications: 80 CRI / 2600 Lumens Energy Star, Damp Location Every industry thrives on new and forward thinking technology. While LEDs are not new, in recent years their performance and reliability have improved to make them a more viable option for general and task-oriented lighting. MaxLite's LED High Output A21 and A23 incandescent replacement lamps truly represent the next generation in lighting by saving you time, money, and energy through the use of quality LED chips for long life and superior lumen and color maintenance. They also feature instant, flicker-free start-up. We have seen where some people are looking for the cheapest LED light bulbs, or, lowest cost LED bulb, or, even, the best price LED light bulbs. You don't have to hunt because you have just found it - and - it has great quality to boot! This item is the MaxLite 21A21D40 (102719). Energy Star Certified and Damp Location Rated it is a cost-effective A21 LED Light Bulb replacement for up to 150 watt incandescent light bulbs. They consume 85% less energy while lasting 25x longer than the 150W incandescent light bulbs they replace. The 21A21D40 is a dimmable high output LED light bulb. Not only do they look like your 150 watt incandescent light bulb, they are also instant-on with no warm up. MaxLite's LED Omni-directional A-Line lamp replicate A21 incandescent bulbs that produce even light in all directions. These can be used in residential or commercial applications - where more light is required. Click here to see the MaxLite High Output LED A21 and A23 Specification Sheet. Now for the specifics on the 102719: It replaces your 150W incandescent light bulb but consumes just 21 Watts of 120V input power and generates 2600 lumens of 80 CRI 4000K Cool White light (that is a very nice 124 lumens per watt). These A21 LED light bulbs fit most fixtures with the standard E26 medium base socket. The MaxLite 21A21D40 bulbs are 2.75 inches wide and 5.13 inches MOL. They have long life - 25,000 hours - and replicate A21 incandescent light bulbs that produce even light in all directions. They are suited to a wide variety of residential and commercial applications, including pendants, wall sconces and table and floor lamps. They carry a 5 year limited warranty. MaxLite 21 Watt High Ouput LED A21 Light Bulb Dimmable 4000K - 2600 Lumens | 4000 | 80 | 2600 | 123.8095 | 25000 | 21 | 1 | 12.3 | 12.3 | 14.453 | 2020Q2 | https://www.greenelectricalsupply.com/21-Watt-High-Ouput-LED-A21-Light-Bulb-Dimmable-4000K-2600-Lumens.aspx | Green Electrical Supply | 2020 | Yes
LED Lighting | A-Type | Manufacturer: MaxLite | True | Daylighting/Photocell, |  | A19/A21 | Medium E26 | Home > LED Light Bulbs > LED A19 Bulbs > Over 2000 Lumens (High Ouput) > 5000K Daylight > 21 Watt High Ouput LED A21 Light Bulb Dimmable 5000K - 2600 Lumens Product Specifications - Quick Reference Input Voltage: Dimming: 120 Volt AC Yes Dimensions: Base: 2.75" D x 5.13" MOL E26 Medium LED Color: 5000K Daylight Life Time: 25,000 Hours Power Consumption: Luminous Efficacy: 21 Watts 124 lm/W CRI / Lumens: Certifications: 80 CRI / 2600 Lumens Energy Star, Damp Location Every industry thrives on new and forward thinking technology. While LEDs are not new, in recent years their performance and reliability have improved to make them a more viable option for general and task-oriented lighting. MaxLite's LED High Output A21 and A23 incandescent replacement lamps truly represent the next generation in lighting by saving you time, money, and energy through the use of quality LED chips for long life and superior lumen and color maintenance. They also feature instant, flicker-free start-up. We have seen where some people are looking for the cheapest LED light bulbs, or, lowest cost LED bulb, or, even, the best price LED light bulbs. You don't have to hunt because you have just found it - and - it has great quality to boot! This item is the MaxLite 21A21D50 (102720). Energy Star Certified and Damp Location Rated it is a cost-effective A21 LED Light Bulb replacement for up to 150 watt incandescent light bulbs. They consume 85% less energy while lasting 25x longer than the 150W incandescent light bulbs they replace. The 21A21D50 is a dimmable high output LED light bulb. Not only do they look like your 150 watt incandescent light bulb, they are also instant-on with no warm up. MaxLite's LED Omni-directional A-Line lamp replicate A21 incandescent bulbs that produce even light in all directions. These can be used in residential or commercial applications - where more light is required. Click here to see the MaxLite High Output LED A21 and A23 Specification Sheet. Now for the specifics on the 102720: It replaces your 150W incandescent light bulb but consumes just 21 Watts of 120V input power and generates 2600 lumens of 80 CRI 5000K Daylight light (that is a very nice 124 lumens per watt). These A21 LED light bulbs fit most fixtures with the standard E26 medium base socket. The MaxLite 21A21D50 bulbs are 2.75 inches wide and 5.13 inches MOL. They have long life - 25,000 hours - and replicate A21 incandescent light bulbs that produce even light in all directions. They are suited to a wide variety of residential and commercial applications, including pendants, wall sconces and table and floor lamps. They carry a 1 year limited warranty. MaxLite 21 Watt High Ouput LED A21 Light Bulb Dimmable 5000K - 2600 Lumens | 5000 | 80 | 2600 | 123.8095 | 25000 | 21 | 1 | 12.3 | 12.3 | 14.453 | 2020Q2 | https://www.greenelectricalsupply.com/21-watt-high-ouput-led-a21-light-bulb-dimmable-5000k---2600-lumens.aspx | Green Electrical Supply | 2020 | Yes
LED Lighting | A-Type | Manufacturer: MaxLite | False |  |  | A19/A21 | Medium E26 | Home > LED Light Bulbs > LED A19 Bulbs > Over 2000 Lumens (High Ouput) > 2700K Warm White > 21 Watt High Ouput LED A21 Light Bulb Non-Dimmable 2700K - 2600 Lumens Product Specifications - Quick Reference Input Voltage: Dimming: 120-277 Volt AC NOT Dimmable Dimensions: Base: 2.75" D x 5.13" MOL E26 Medium LED Color: 2700K Warm White Life Time: 25,000 Hours Power Consumption: Luminous Efficacy: 21 Watts 124 lm/W CRI / Lumens: Certifications: 80 CRI / 2600 Lumens Energy Star, Damp Location Every industry thrives on new and forward thinking technology. While LEDs are not new, in recent years their performance and reliability have improved to make them a more viable option for general and task-oriented lighting. MaxLite's LED High Output A21 and A23 incandescent replacement lamps truly represent the next generation in lighting by saving you time, money, and energy through the use of quality LED chips for long life and superior lumen and color maintenance. They also feature instant, flicker-free start-up. We have seen where some people are looking for the cheapest LED light bulbs, or, lowest cost LED bulb, or, even, the best price LED light bulbs. You don't have to hunt because you have just found it - and - it has great quality to boot! This item is the MaxLite 21A21ND27 (102729). Energy Star Certified and Damp Location Rated it is a cost-effective A21 LED Light Bulb replacement for up to 150 watt incandescent light bulbs. They consume 85% less energy while lasting 25x longer than the 150W incandescent light bulbs they replace. The 21A21ND27 is a NON- dimmable high output LED light bulb. Not only do they look like your 150 watt incandescent light bulb, they are also instant-on with no warm up. MaxLite's LED Omni-directional A-Line lamp replicate A21 incandescent bulbs that produce even light in all directions. These can be used in residential or commercial applications - where more light is required. Click here to see the MaxLite High Output LED A21 and A23 Specification Sheet. Now for the specifics on the 102729: It replaces your 150W incandescent light bulb but consumes just 21 Watts of 120-277V input power and generates 2600 lumens of 80 CRI 2700K Warm White light (that is a very nice 124 lumens per watt). These A21 LED light bulbs fit most fixtures with the standard E26 medium base socket. The MaxLite 21A21ND27 bulbs are 2.75 inches wide and 5.13 inches MOL. They have long life - 25,000 hours - and replicate A21 incandescent light bulbs that produce even light in all directions. They are suited to a wide variety of residential and commercial applications, including pendants, wall sconces and table and floor lamps. They carry a 5 year limited warranty. MaxLite 21 Watt High Ouput LED A21 Light Bulb Non-Dimmable 2700K - 2600 Lumens | 2700 | 80 | 2600 | 123.8095 | 25000 | 21 | 1 | 11.38 | 11.38 | 13.3719 | 2020Q2 | https://www.greenelectricalsupply.com/21-watt-high-ouput-led-a21-light-bulb-non-dimmable-2700k---2600-lumens.aspx | Green Electrical Supply | 2020 | Yes
LED Lighting | A-Type | Manufacturer: MaxLite | False |  |  | A19/A21 | Medium E26 | Home > LED Light Bulbs > LED A19 Bulbs > Over 2000 Lumens (High Ouput) > 2700K Warm White > 21 Watt High Ouput LED A21 Light Bulb Non-Dimmable 3000K - 2600 Lumens Product Specifications - Quick Reference Input Voltage: Dimming: 120-277 Volt AC NOT Dimmable Dimensions: Base: 2.75" D x 5.13" MOL E26 Medium LED Color: 3000K Warm White Life Time: 25,000 Hours Power Consumption: Luminous Efficacy: 21 Watts 124 lm/W CRI / Lumens: Certifications: 80 CRI / 2600 Lumens Energy Star, Damp Location Every industry thrives on new and forward thinking technology. While LEDs are not new, in recent years their performance and reliability have improved to make them a more viable option for general and task-oriented lighting. MaxLite's LED High Output A21 and A23 incandescent replacement lamps truly represent the next generation in lighting by saving you time, money, and energy through the use of quality LED chips for long life and superior lumen and color maintenance. They also feature instant, flicker-free start-up. We have seen where some people are looking for the cheapest LED light bulbs, or, lowest cost LED bulb, or, even, the best price LED light bulbs. You don't have to hunt because you have just found it - and - it has great quality to boot! This item is the MaxLite 21A21ND30 (102730). Energy Star Certified and Damp Location Rated it is a cost-effective A21 LED Light Bulb replacement for up to 150 watt incandescent light bulbs. They consume 85% less energy while lasting 25x longer than the 150W incandescent light bulbs they replace. The 21A21ND30 is a NON- dimmable high output LED light bulb. Not only do they look like your 150 watt incandescent light bulb, they are also instant-on with no warm up. MaxLite's LED Omni-directional A-Line lamp replicate A21 incandescent bulbs that produce even light in all directions. These can be used in residential or commercial applications - where more light is required. Click here to see the MaxLite High Output LED A21 and A23 Specification Sheet. Now for the specifics on the 102730: It replaces your 150W incandescent light bulb but consumes just 21 Watts of 120-277V input power and generates 2600 lumens of 80 CRI 3000K Warm White light (that is a very nice 124 lumens per watt). These A21 LED light bulbs fit most fixtures with the standard E26 medium base socket. The MaxLite 21A21ND30 bulbs are 2.75 inches wide and 5.13 inches MOL. They have long life - 25,000 hours - and replicate A21 incandescent light bulbs that produce even light in all directions. They are suited to a wide variety of residential and commercial applications, including pendants, wall sconces and table and floor lamps. They carry a 5 year limited warranty. MaxLite 21 Watt High Ouput LED A21 Light Bulb Non-Dimmable 3000K - 2600 Lumens | 3000 | 80 | 2600 | 123.8095 | 25000 | 21 | 1 | 11.38 | 11.38 | 13.3719 | 2020Q2 | https://www.greenelectricalsupply.com/21-watt-high-ouput-led-a21-light-bulb-non-dimmable-3000k-2600-lumens.aspx | Green Electrical Supply | 2020 | Yes
LED Lighting | A-Type | Manufacturer: MaxLite | False |  |  | A19/A21 | Medium E26 | Home > LED Light Bulbs > LED A19 Bulbs > Over 2000 Lumens (High Ouput) > 4000K Cool White > 21 Watt High Ouput LED A21 Light Bulb Non-Dimmable 4000K - 2600 Lumens Product Specifications - Quick Reference Input Voltage: Dimming: 120-277 Volt AC NOT Dimmable Dimensions: Base: 2.75" D x 5.13" MOL E26 Medium LED Color: 4000K Cool White Life Time: 25,000 Hours Power Consumption: Luminous Efficacy: 21 Watts 124 lm/W CRI / Lumens: Certifications: 80 CRI / 2600 Lumens Energy Star, Damp Location Every industry thrives on new and forward thinking technology. While LEDs are not new, in recent years their performance and reliability have improved to make them a more viable option for general and task-oriented lighting. MaxLite's LED High Output A21 and A23 incandescent replacement lamps truly represent the next generation in lighting by saving you time, money, and energy through the use of quality LED chips for long life and superior lumen and color maintenance. They also feature instant, flicker-free start-up. We have seen where some people are looking for the cheapest LED light bulbs, or, lowest cost LED bulb, or, even, the best price LED light bulbs. You don't have to hunt because you have just found it - and - it has great quality to boot! This item is the MaxLite 21A21ND40 (102731). Energy Star Certified and Damp Location Rated it is a cost-effective A21 LED Light Bulb replacement for up to 150 watt incandescent light bulbs. They consume 85% less energy while lasting 25x longer than the 150W incandescent light bulbs they replace. The 21A21ND40 is a NON- dimmable high output LED light bulb. Not only do they look like your 150 watt incandescent light bulb, they are also instant-on with no warm up. MaxLite's LED Omni-directional A-Line lamp replicate A21 incandescent bulbs that produce even light in all directions. These can be used in residential or commercial applications - where more light is required. Click here to see the MaxLite High Output LED A21 and A23 Specification Sheet. Now for the specifics on the 102731: It replaces your 150W incandescent light bulb but consumes just 21 Watts of 120-277V input power and generates 2600 lumens of 80 CRI 4000K Cool White light (that is a very nice 124 lumens per watt). These A21 LED light bulbs fit most fixtures with the standard E26 medium base socket. The MaxLite 21A21ND40 bulbs are 2.75 inches wide and 5.13 inches MOL. They have long life - 25,000 hours - and replicate A21 incandescent light bulbs that produce even light in all directions. They are suited to a wide variety of residential and commercial applications, including pendants, wall sconces and table and floor lamps. They carry a 5 year limited warranty. MaxLite 21 Watt High Ouput LED A21 Light Bulb Non-Dimmable 4000K - 2600 Lumens | 4000 | 80 | 2600 | 123.8095 | 25000 | 21 | 1 | 11.38 | 11.38 | 13.3719 | 2020Q2 | https://www.greenelectricalsupply.com/21-watt-high-ouput-led-a21-light-bulb-non-dimmable-4000k---2600-lumens.aspx | Green Electrical Supply | 2020 | Yes
LED Lighting | A-Type | Manufacturer: MaxLite | False | Daylighting/Photocell, |  | A19/A21 | Medium E26 | Home > LED Light Bulbs > LED A19 Bulbs > Over 2000 Lumens (High Ouput) > 4000K Cool White > 21 Watt High Ouput LED A21 Light Bulb Non-Dimmable 5000K - 2600 Lumens Product Specifications - Quick Reference Input Voltage: Dimming: 120-277 Volt AC NOT Dimmable Dimensions: Base: 2.75" D x 5.13" MOL E26 Medium LED Color: 5000K Daylight Life Time: 25,000 Hours Power Consumption: Luminous Efficacy: 21 Watts 124 lm/W CRI / Lumens: Certifications: 80 CRI / 2600 Lumens Energy Star, Damp Location Every industry thrives on new and forward thinking technology. While LEDs are not new, in recent years their performance and reliability have improved to make them a more viable option for general and task-oriented lighting. MaxLite's LED High Output A21 and A23 incandescent replacement lamps truly represent the next generation in lighting by saving you time, money, and energy through the use of quality LED chips for long life and superior lumen and color maintenance. They also feature instant, flicker-free start-up. We have seen where some people are looking for the cheapest LED light bulbs, or, lowest cost LED bulb, or, even, the best price LED light bulbs. You don't have to hunt because you have just found it - and - it has great quality to boot! This item is the MaxLite 21A21ND50 (102732). Energy Star Certified and Damp Location Rated it is a cost-effective A21 LED Light Bulb replacement for up to 150 watt incandescent light bulbs. They consume 85% less energy while lasting 25x longer than the 150W incandescent light bulbs they replace. The 21A21ND50 is a NON- dimmable high output LED light bulb. Not only do they look like your 150 watt incandescent light bulb, they are also instant-on with no warm up. MaxLite's LED Omni-directional A-Line lamp replicate A21 incandescent bulbs that produce even light in all directions. These can be used in residential or commercial applications - where more light is required. Click here to see the MaxLite High Output LED A21 and A23 Specification Sheet. Now for the specifics on the 102732: It replaces your 150W incandescent light bulb but consumes just 21 Watts of 120-277V input power and generates 2600 lumens of 80 CRI 5000K Daylight light (that is a very nice 124 lumens per watt). These A21 LED light bulbs fit most fixtures with the standard E26 medium base socket. The MaxLite 21A21ND50 bulbs are 2.75 inches wide and 5.13 inches MOL. They have long life - 25,000 hours - and replicate A21 incandescent light bulbs that produce even light in all directions. They are suited to a wide variety of residential and commercial applications, including pendants, wall sconces and table and floor lamps. They carry a 5 year limited warranty. MaxLite 21 Watt High Ouput LED A21 Light Bulb Non-Dimmable 5000K - 2600 Lumens | 5000 | 80 | 2600 | 123.8095 | 25000 | 21 | 1 | 11.38 | 11.38 | 13.3719 | 2020Q2 | https://www.greenelectricalsupply.com/21-watt-high-ouput-led-a21-light-bulb-non-dimmable-5000k-2600-lumens.aspx | Green Electrical Supply | 2020 | Yes
LED Lighting | A-Type | Sylvania | True |  | A19/21 | E26 (Medium) | E26 (Medium) | Home / Light Bulbs / LED / LED A-Line / Sylvania - 74416 - LED6.5A19DIM827FIL Indoor/Outdoor Damp Rated 6.5W A19 LED Lamp - Universal - 800 Lumens - Warm White (2700K) - 80 CRI - 15000 Hours - E26 (Medium) - 120 to 130V - Clear Sylvania - 74416 - LED6.5A19DIM827FIL | 2700 | 80 | 800 | 123.0769 | 15000 | 6.5 | 6 | 824.7 | 137.45 | 161.5091 | 2020Q3 | https://shop.regencylighting.com/lamps/led/a-line/led6-5a19dim827fil-74416.html | Regency Lighting | 2020 | Yes
LED Lighting | A-Type | Sylvania | True |  | A19/21 | E26 (Medium) | E26 (Medium) | Home / Light Bulbs / LED / Sylvania - 74416 - LED6.5A19DIM827FIL Indoor/Outdoor Damp Rated 6.5W A19 LED Lamp - Universal - 800 Lumens - Warm White (2700K) - 80 CRI - 15000 Hours - E26 (Medium) - 120 to 130V - Clear Sylvania - 74416 - LED6.5A19DIM827FIL | 2700 | 80 | 800 | 123.0769 | 15000 | 6.5 | 6 | 824.7 | 137.45 | 161.5091 | 2020Q3 | https://shop.regencylighting.com/lamps/led/led6-5a19dim827fil-74416.html | Regency Lighting | 2020 | Yes
LED Lighting | A-Type | SYLVANIA | True |  |  | A19 (Arbitrary) | Medium Screw (E26) | Home Lamps, Bulbs, Ballasts Bulbs - LED LED - Traditional Lamps - A-Type LED6.5A19/DIM/O/827/RP LED Lamp, 6.5 Watt, 120 Volt, Bulb: A19 (Arbitrary), Base: Medium Screw (E26), Lumens: 800, CRI: 82, Color Temperature: 2700K, Lamp Finish: Frosted, Dimmable, Standard Pack Qty: 12 *Sylvania Part # 74968* LED Lamp, A19, 6.5 Watt, 800 Lumen, 120V, 2700K, Frosted SYLVANIA LED6.5A19/DIM/O/827/RP LED Lamp, A19, 6.5 Watt, 800 Lumen, 120V, 2700K, Frosted | 2700 | 82 | 800 | 123.0769 |  | 6.5 | 1 | 7.36 | 7.36 | 8.6483 | 2020Q3 | https://www.rexelusa.com/usr/Root-Category/Lamps,-Bulbs,-Ballasts/Bulbs---LED/LED---Traditional/Lamps---A-Type/SYLVANIA-LED6-5A19-DIM-O-827-RP-LED-Lamp,-A19,-6-5-Watt,-800-Lumen,-120V,-2700K,-Frosted/p/1233161?prevPageNumber=42 | Rexel Energy Solutions | 2020 | Yes
LED Lighting | A-Type | SYLVANIA | True |  |  | A19 (Arbitrary) | Medium Screw (E26) | Home Lamps, Bulbs, Ballasts Bulbs - LED LED - Traditional Lamps - A-Type LED6.5A19/DIM/O/850/RP LED Lamp, 6.5 Watt, 120 Volt, Bulb: A19 (Arbitrary), Base: Medium Screw (E26), Lumens: 800, CRI: 82, Color Temperature: 5000K, Lamp Finish: Frosted, Dimmable, Standard Pack Qty: 12 *Sylvania Part # 74970* LED Lamp, A19, 6.5 Watt, 800 Lumen, 120V, 5000K, Frosted SYLVANIA LED6.5A19/DIM/O/850/RP LED Lamp, A19, 6.5 Watt, 800 Lumen, 120V, 5000K, Frosted | 5000 | 82 | 800 | 123.0769 |  | 6.5 | 1 | 7.36 | 7.36 | 8.6483 | 2020Q3 | https://www.rexelusa.com/usr/Root-Category/Lamps,-Bulbs,-Ballasts/Bulbs---LED/LED---Traditional/Lamps---A-Type/SYLVANIA-LED6-5A19-DIM-O-850-RP-LED-Lamp,-A19,-6-5-Watt,-800-Lumen,-120V,-5000K,-Frosted/p/1233162?prevPageNumber=42 | Rexel Energy Solutions | 2020 | Yes
LED Lighting | A-Type | SYLVANIA |  |  |  | A19 (Arbitrary) | Medium Screw (E26) | Home Lamps, Bulbs, Ballasts Bulbs - LED LED - Traditional Lamps - A-Type LED6.5A19/F/827/10YV/RP LED Lamp, 6.5 Watt, 120 Volt, Bulb: A19 (Arbitrary), Base: Medium Screw (E26), Lumens: 800, CRI: 80, Color Temperature: 2700K, Lamp Finish: Frosted, Standard Pack Qty: 12 *Sylvania Part # 74958* LED Lamp, A19, 6.5 Watt, 800 Lumen, 120V, 2700K, Frosted SYLVANIA LED6.5A19/F/827/10YV/RP LED Lamp, A19, 6.5 Watt, 800 Lumen, 120V, 2700K, Frosted | 2700 | 80 | 800 | 123.0769 |  | 6.5 | 1 | 5.81 | 5.81 | 6.827 | 2020Q3 | https://www.rexelusa.com/usr/Root-Category/Lamps,-Bulbs,-Ballasts/Bulbs---LED/LED---Traditional/Lamps---A-Type/SYLVANIA-LED6-5A19-F-827-10YV-RP-LED-Lamp,-A19,-6-5-Watt,-800-Lumen,-120V,-2700K,-Frosted/p/1233159?prevPageNumber=41 | Rexel Energy Solutions | 2020 | Yes
LED Lighting | A-Type | SYLVANIA |  |  |  | A19 (Arbitrary) | Medium Screw (E26) | Home Lamps, Bulbs, Ballasts Bulbs - LED LED - Traditional Lamps - A-Type LED6.5A19/F/850/10YV/RP LED Lamp, 6.5 Watt, 120 Volt, Bulb: A19 (Arbitrary), Base: Medium Screw (E26), Lumens: 800, CRI: 80, Color Temperature: 5000K, Lamp Finish: Frosted, Standard Pack Qty: 12 *Sylvania Part # 75535* LED Lamp, A19, 6.5 Watt, 800 Lumen, 120V, 5000K, Frosted SYLVANIA LED6.5A19/F/850/10YV/RP LED Lamp, A19, 6.5 Watt, 800 Lumen, 120V, 5000K, Frosted | 5000 | 80 | 800 | 123.0769 |  | 6.5 | 1 | 5.8 | 5.8 | 6.8152 | 2020Q3 | https://www.rexelusa.com/usr/Root-Category/Lamps,-Bulbs,-Ballasts/Bulbs---LED/LED---Traditional/Lamps---A-Type/SYLVANIA-LED6-5A19-F-850-10YV-RP-LED-Lamp,-A19,-6-5-Watt,-800-Lumen,-120V,-5000K,-Frosted/p/1233160?prevPageNumber=42 | Rexel Energy Solutions | 2020 | Yes
LED Lighting | A-Type | Standard Products | True |  | LED | A19 | E26 (Medium) | Topbulb » LED Bulbs » LED Filament / Vintage » Standard - 6.5W LED Filament Style - A19 - Clear - Medium Base Standard LED filament style bulbs with 2700K warm white light provide provide the decorative appeal of exposed filament lighting with the added benefits of energy efficiency and long bulb life. The dimmable 2700K color temperature series allows users to get both a bright modern look at full light output as well as the ability to dim the light when desired. See the specification sheet below for compatible dimmers which will optimize dimming performance. Shipping Notice This item has certain shipping restrictions. Please refer to specifications table on this page for restricted shipping zones. LED Technology Notice Due to constantly evolving nature of LED technology, manufacturers will reserve the right to replace this product with next generation technology. We appreciate your understanding and acceptance of this policy. Documents Standard 64266 Specification Sheet About Standard Standard Products Inc., head office located in Montreal, Canada, supplies a full range of lighting solutions to the North American market. Standard surpasses market norms on quality products and innovative ideas across their entire line of lamps. Standard Products Inc. is a Gold Standard Winner as one of Canada's Best Managed Companies. 60W Equal • 2700K Warm White • Dimmable Standard - 6.5W LED Filament Style - A19 - Clear - Medium Base | 2700 | 80 | 800 | 123.0769 | 15000 | 6.5 | 1 | 8.95 | 8.95 | 10.5166 | 2020Q3 | https://www.topbulb.com/standard-6-5w-led-filament-style-a19-clear-medium-base | Top Bulb | 2020 | Yes
LED Lighting | A-Type | Standard Products | True |  | LED | A19 | E26 (Medium) | Topbulb » LED Bulbs » LED Filament / Vintage » Standard - 6.5W LED Filament Style - A19 - Clear - Medium Base Standard LED filament style bulbs with 2700K warm white light provide provide the decorative appeal of exposed filament lighting with the added benefits of energy efficiency and long bulb life. The dimmable 2700K color temperature series allows users to get both a bright modern look at full light output as well as the ability to dim the light when desired. See the specification sheet below for compatible dimmers which will optimize dimming performance. Shipping Notice This item will not ship to Canada. LED Technology Notice Due to constantly evolving nature of LED technology, manufacturers will reserve the right to replace this product with next generation technology. We appreciate your understanding and acceptance of this policy. Documents Standard 64266 Specification Sheet About Standard Standard Products Inc., head office located in Montreal, Canada, supplies a full range of lighting solutions to the North American market. Standard surpasses market norms on quality products and innovative ideas across their entire line of lamps. Standard Products Inc. is a Gold Standard Winner as one of Canada's Best Managed Companies. 60W Equal • 2700K Warm White • Dimmable Standard - 6.5W LED Filament Style - A19 - Clear - Medium Base | 2700 | 80 | 800 | 123.0769 | 15000 | 6.5 | 1 | 8.95 | 8.95 | 10.5166 | 2020Q2 | https://www.topbulb.com/standard-6-5w-led-filament-style-a19-clear-medium-base | Top Bulb | 2020 | Yes
LED Lighting | A-Type | Manufacturer: Green Creative | True |  | General Purpose Replacement | A21 | E26 (Medium) | Damp Location Rated Damp Location Rated Home > LED Commercial Fixtures > 277 Volt LED Lighting > 19 Watt 1260 Lumen 25 Degree Beam 120-277V Non Dimmable LED PAR38 Light Bulb 3000K Product Specifications - Quick Reference Lamp Wattage: Working Voltage: 19 Watts 120-277 Volt Dimensions: Bulb Shape: 4.72" Diam x 5.08" (MOL) PAR38 Dimmable: Lumen Output: NO 1,260 Lumens Beam Angle: Rated Life: 25 Degree 40,000 Hours (L70) Light Color: 3000K CCT Warranty: 5 Year Limited Traditional lighting sources such as incandescent and halogen contribute to high energy usage and high monthly electric bills. GREEN CREATIVE provides state of the art solid state lighting solutions that reduce our carbon footprint and lower our electricity, maintenance and cooling bills. In addition, GREEN CREATIVE lights do not contain Mercury or any other harmful substance. GREEN CREATIVE develops and produces high quality retrofit solutions for the commercial market. They are committed to continuously improving the lighting output, efficacy and reliability of their complete line so that their customers are always supplied with the best available solutions. GREEN CREATIVE deliberately limits its product offering to only relevant, one-to-one, retrofit energy efficient solutions that provide substantial savings and carbon emission reduction. High performance LED ( Light Emitting Diode ) PAR38 lamps are a perfect retrofit bulb for your high use areas in both residential and commercial applications where you are currently using 120 watt halogen PAR38 lamps. LED light bulbs produce very little heat, reach full brightness instantly and last 40,000 hours. Part number 19PAR38G3/830NF25/277 (40702) is wet location rated, has a color temperature of 3000 Kelvin (K) , the universal voltage driver allows operation on existing 120-277V circuits and consumes just 19 watts. These PAR38 LED retrofit lights generate 1,260 lumens (or 66 Lumens Per Watt), has a CRI of 82 and a narrow beam spread of 25 degrees. Click here to see the Green Creative 19 Watt 277 Volt PAR38 Specification Sheet. Instant on at full brightness and mercury free - environmentally positive - generates no IR or UV - protects valuable objects - these PAR38 LED bulbs are rated for 40,000 hours (the L70 Standard). These 277 volt LED light bulbs fit most fixtures with an E26 medium base. The bulb's dimensions are 4.72" diameter by 5.08" long MOL. These NON-dimmable LED retrofit bulbs carry a 5 Year Limited Warranty. These bulbs are NOT for use in totally enclosed fixtures. Typical Applications Typical applications for the Green Creative 19PAR38G3/830NF25/277V (40702), 19 watt, 120-277 Volt, PAR38 LED light bulbs include high use general decorative indoor lighting in office, retail, restaurant, school, hospital and hotel/motel locations. Green Creative 19 Watt 1260 Lumen 25 Degree Beam 120-277V Non Dimmable LED PAR38 Light Bulb 3000K | 2700 | 91 | 1600 | 123.0769 | 15000 | 13 | 1 | 29.89 | 29.89 | 35.1219 | 2020Q3 | https://www.greenelectricalsupply.com/green-creative-19par38g3-830nf25-277v-led-par38-3000k.aspx | Green Electrical Supply | 2020 | Yes
LED Lighting | A-Type | Manufacturer: Green Creative | True |  | General Purpose Replacement | A21 | E26 (Medium) | Damp Location Rated Home > LED Commercial Fixtures > 277 Volt LED Lighting > 19 Watt 1260 Lumen 25 Degree Beam 120-277V Non Dimmable LED PAR38 Light Bulb 3000K Product Specifications - Quick Reference Lamp Wattage: Working Voltage: 19 Watts 120-277 Volt Dimensions: Bulb Shape: 4.72" Diam x 5.08" (MOL) PAR38 Dimmable: Lumen Output: NO 1,260 Lumens Beam Angle: Rated Life: 25 Degree 40,000 Hours (L70) Light Color: 3000K CCT Warranty: 5 Year Limited Traditional lighting sources such as incandescent and halogen contribute to high energy usage and high monthly electric bills. GREEN CREATIVE provides state of the art solid state lighting solutions that reduce our carbon footprint and lower our electricity, maintenance and cooling bills. In addition, GREEN CREATIVE lights do not contain Mercury or any other harmful substance. GREEN CREATIVE develops and produces high quality retrofit solutions for the commercial market. They are committed to continuously improving the lighting output, efficacy and reliability of their complete line so that their customers are always supplied with the best available solutions. GREEN CREATIVE deliberately limits its product offering to only relevant, one-to-one, retrofit energy efficient solutions that provide substantial savings and carbon emission reduction. High performance LED ( Light Emitting Diode ) PAR38 lamps are a perfect retrofit bulb for your high use areas in both residential and commercial applications where you are currently using 120 watt halogen PAR38 lamps. LED light bulbs produce very little heat, reach full brightness instantly and last 40,000 hours. Part number 19PAR38G3/830NF25/277 (40702) is wet location rated, has a color temperature of 3000 Kelvin (K) , the universal voltage driver allows operation on existing 120-277V circuits and consumes just 19 watts. These PAR38 LED retrofit lights generate 1,260 lumens (or 66 Lumens Per Watt), has a CRI of 82 and a narrow beam spread of 25 degrees. Click here to see the Green Creative 19 Watt 277 Volt PAR38 Specification Sheet. Instant on at full brightness and mercury free - environmentally positive - generates no IR or UV - protects valuable objects - these PAR38 LED bulbs are rated for 40,000 hours (the L70 Standard). These 277 volt LED light bulbs fit most fixtures with an E26 medium base. The bulb's dimensions are 4.72" diameter by 5.08" long MOL. These NON-dimmable LED retrofit bulbs carry a 5 Year Limited Warranty. These bulbs are NOT for use in totally enclosed fixtures. Typical Applications Typical applications for the Green Creative 19PAR38G3/830NF25/277V (40702), 19 watt, 120-277 Volt, PAR38 LED light bulbs include high use general decorative indoor lighting in office, retail, restaurant, school, hospital and hotel/motel locations. Green Creative 19 Watt 1260 Lumen 25 Degree Beam 120-277V Non Dimmable LED PAR38 Light Bulb 3000K | 2700 | 91 | 1600 | 123.0769 | 15000 | 13 | 1 | 29.89 | 29.89 | 35.1219 | 2020Q2 | https://www.greenelectricalsupply.com/green-creative-19par38g3-830nf25-277v-led-par38-3000k.aspx | Green Electrical Supply | 2020 | Yes
LED Lighting | A-Type | Manufacturer: MaxLite | True |  |  | A19/A21 | Medium E26 | Home > LED Light Bulbs > LED A19 Bulbs > Over 2000 Lumens (High Ouput) > 3000K Warm White > 26 Watt High Ouput LED A23 Light Bulb Dimmable 3000K - 3200 Lumens Product Specifications - Quick Reference Input Voltage: Dimming: 120 Volt AC Yes Dimensions: Base: 3.15" D x 5.90" MOL E26 Medium LED Color: 3000K Warm White Life Time: 25,000 Hours Power Consumption: Luminous Efficacy: 26 Watts 123 lm/W CRI / Lumens: Certifications: 80 CRI / 3200 Lumens Energy Star, Damp Location Every industry thrives on new and forward thinking technology. While LEDs are not new, in recent years their performance and reliability have improved to make them a more viable option for general and task-oriented lighting. MaxLite's LED High Output A21 and A23 incandescent replacement lamps truly represent the next generation in lighting by saving you time, money, and energy through the use of quality LED chips for long life and superior lumen and color maintenance. They also feature instant, flicker-free start-up. We have seen where some people are looking for the cheapest LED light bulbs, or, lowest cost LED bulb, or, even, the best price LED light bulbs. You don't have to hunt because you have just found it - and - it has great quality to boot! This item is the MaxLite 26A23D30 (102714). Energy Star Certified and Damp Location Rated it is a cost-effective A23 LED Light Bulb replacement for up to 200 watt incandescent light bulbs. They consume 85% less energy while lasting 25x longer than the 200W incandescent light bulbs they replace. The 26A23D30 is a dimmable high output LED light bulb. Not only do they look like your 200 watt incandescent light bulb, they are also instant-on with no warm up. MaxLite's LED Omni-directional A-Line lamp replicate A23 incandescent bulbs that produce even light in all directions. These can be used in residential or commercial applications - where more light is required. Click here to see the MaxLite High Output LED A21 and A23 Specification Sheet. Now for the specifics on the 102714: It replaces your 200W incandescent light bulb but consumes just 26 Watts of 120V input power and generates 3200 lumens of 80 CRI 3000K Warm White light (that is a very nice 123 lumens per watt). These A23 LED light bulbs fit most fixtures with the standard E26 medium base socket. The MaxLite 26A23D30 bulbs are 3.15 inches wide and 5.90 inches MOL. They have long life - 25,000 hours - and replicate A23 incandescent light bulbs that produce even light in all directions. They are suited to a wide variety of residential and commercial applications, including pendants, wall sconces and table and floor lamps. They carry a 1 year limited warranty. MaxLite 26 Watt High Ouput LED A23 Light Bulb Dimmable 3000K - 3200 Lumens | 3000 | 80 | 3200 | 123.0769 | 25000 | 26 | 1 | 15.92 | 15.92 | 18.7066 | 2020Q2 | https://www.greenelectricalsupply.com/26-watt-high-ouput-led-a23-light-bulb-dimmable-3000k---3200-lumens.aspx | Green Electrical Supply | 2020 | Yes
LED Lighting | A-Type | Manufacturer: MaxLite | True |  |  | A19/A21 | Medium E26 | Home > LED Light Bulbs > LED A19 Bulbs > Over 2000 Lumens (High Ouput) > 4000K Cool White > 26 Watt High Ouput LED A23 Light Bulb Dimmable 4000K - 3200 Lumens Product Specifications - Quick Reference Input Voltage: Dimming: 120 Volt AC Yes Dimensions: Base: 3.15" D x 5.90" MOL E26 Medium LED Color: 4000K Cool White Life Time: 25,000 Hours Power Consumption: Luminous Efficacy: 26 Watts 123 lm/W CRI / Lumens: Certifications: 80 CRI / 3200 Lumens Energy Star, Damp Location Every industry thrives on new and forward thinking technology. While LEDs are not new, in recent years their performance and reliability have improved to make them a more viable option for general and task-oriented lighting. MaxLite's LED High Output A21 and A23 incandescent replacement lamps truly represent the next generation in lighting by saving you time, money, and energy through the use of quality LED chips for long life and superior lumen and color maintenance. They also feature instant, flicker-free start-up. We have seen where some people are looking for the cheapest LED light bulbs, or, lowest cost LED bulb, or, even, the best price LED light bulbs. You don't have to hunt because you have just found it - and - it has great quality to boot! This item is the MaxLite 26A23D40 (102715). Energy Star Certified and Damp Location Rated it is a cost-effective A23 LED Light Bulb replacement for up to 200 watt incandescent light bulbs. They consume 85% less energy while lasting 25x longer than the 200W incandescent light bulbs they replace. The 26A23D40 is a dimmable high output LED light bulb. Not only do they look like your 200 watt incandescent light bulb, they are also instant-on with no warm up. MaxLite's LED Omni-directional A-Line lamp replicate A23 incandescent bulbs that produce even light in all directions. These can be used in residential or commercial applications - where more light is required. Click here to see the MaxLite High Output LED A21 and A23 Specification Sheet. Now for the specifics on the 102715: It replaces your 200W incandescent light bulb but consumes just 26 Watts of 120V input power and generates 3200 lumens of 80 CRI 4000K Cool White light (that is a very nice 123 lumens per watt). These A23 LED light bulbs fit most fixtures with the standard E26 medium base socket. The MaxLite 26A23D40 bulbs are 3.15 inches wide and 5.90 inches MOL. They have long life - 25,000 hours - and replicate A23 incandescent light bulbs that produce even light in all directions. They are suited to a wide variety of residential and commercial applications, including pendants, wall sconces and table and floor lamps. They carry a 1 year limited warranty. MaxLite 26 Watt High Ouput LED A23 Light Bulb Dimmable 4000K - 3200 Lumens | 4000 | 80 | 3200 | 123.0769 | 25000 | 26 | 1 | 15.92 | 15.92 | 18.7066 | 2020Q2 | https://www.greenelectricalsupply.com/26-watt-high-ouput-led-a23-light-bulb-dimmable-4000k---3200-lumens.aspx | Green Electrical Supply | 2020 | Yes
LED Lighting | A-Type | Manufacturer: MaxLite | True | Daylighting/Photocell, |  | A19/A21 | Medium E26 | Home > LED Light Bulbs > LED A19 Bulbs > Over 2000 Lumens (High Ouput) > 5000K Daylight > 26 Watt High Ouput LED A23 Light Bulb Dimmable 5000K - 3200 Lumens Product Specifications - Quick Reference Input Voltage: Dimming: 120 Volt AC Yes Dimensions: Base: 3.15" D x 5.90" MOL E26 Medium LED Color: 5000K Daylight Life Time: 25,000 Hours Power Consumption: Luminous Efficacy: 26 Watts 123 lm/W CRI / Lumens: Certifications: 80 CRI / 3200 Lumens Energy Star, Damp Location Every industry thrives on new and forward thinking technology. While LEDs are not new, in recent years their performance and reliability have improved to make them a more viable option for general and task-oriented lighting. MaxLite's LED High Output A21 and A23 incandescent replacement lamps truly represent the next generation in lighting by saving you time, money, and energy through the use of quality LED chips for long life and superior lumen and color maintenance. They also feature instant, flicker-free start-up. We have seen where some people are looking for the cheapest LED light bulbs, or, lowest cost LED bulb, or, even, the best price LED light bulbs. You don't have to hunt because you have just found it - and - it has great quality to boot! This item is the MaxLite 26A23D50 (102716). Energy Star Certified and Damp Location Rated it is a cost-effective A23 LED Light Bulb replacement for up to 200 watt incandescent light bulbs. They consume 85% less energy while lasting 25x longer than the 200W incandescent light bulbs they replace. The 26A23D50 is a dimmable high output LED light bulb. Not only do they look like your 200 watt incandescent light bulb, they are also instant-on with no warm up. MaxLite's LED Omni-directional A-Line lamp replicate A23 incandescent bulbs that produce even light in all directions. These can be used in residential or commercial applications - where more light is required. Click here to see the MaxLite High Output LED A21 and A23 Specification Sheet. Now for the specifics on the 102716: It replaces your 200W incandescent light bulb but consumes just 26 Watts of 120V input power and generates 3200 lumens of 80 CRI 5000K Daylight light (that is a very nice 123 lumens per watt). These A23 LED light bulbs fit most fixtures with the standard E26 medium base socket. The MaxLite 26A23D50 bulbs are 3.15 inches wide and 5.90 inches MOL. They have long life - 25,000 hours - and replicate A23 incandescent light bulbs that produce even light in all directions. They are suited to a wide variety of residential and commercial applications, including pendants, wall sconces and table and floor lamps. They carry a 1 year limited warranty. MaxLite 26 Watt High Ouput LED A23 Light Bulb Dimmable 5000K - 3200 Lumens | 5000 | 80 | 3200 | 123.0769 | 25000 | 26 | 1 | 15.92 | 15.92 | 18.7066 | 2020Q2 | https://www.greenelectricalsupply.com/26-watt-high-ouput-led-a23-light-bulb-dimmable-5000k---3200-lumens.aspx | Green Electrical Supply | 2020 | Yes
LED Lighting | A-Type | Manufacturer: MaxLite | False |  |  | A19/A21 | Medium E26 | Home > LED Light Bulbs > LED A19 Bulbs > Over 2000 Lumens (High Ouput) > 3000K Warm White > 26 Watt High Ouput LED A23 Light Bulb Non-Dimmable 3000K - 3200 Lumens Product Specifications - Quick Reference Input Voltage: Dimming: 120-277 Volt AC NOT Dimmable Dimensions: Base: 3.15" D x 5.90" MOL E26 Medium LED Color: 3000K Warm White Life Time: 25,000 Hours Power Consumption: Luminous Efficacy: 26 Watts 123 lm/W CRI / Lumens: Certifications: 80 CRI / 3200 Lumens Energy Star, Damp Location Every industry thrives on new and forward thinking technology. While LEDs are not new, in recent years their performance and reliability have improved to make them a more viable option for general and task-oriented lighting. MaxLite's LED High Output A21 and A23 incandescent replacement lamps truly represent the next generation in lighting by saving you time, money, and energy through the use of quality LED chips for long life and superior lumen and color maintenance. They also feature instant, flicker-free start-up. We have seen where some people are looking for the cheapest LED light bulbs, or, lowest cost LED bulb, or, even, the best price LED light bulbs. You don't have to hunt because you have just found it - and - it has great quality to boot! This item is the MaxLite 26A23ND30 (102726). Energy Star Certified and Damp Location Rated it is a cost-effective A23 LED Light Bulb replacement for up to 200 watt incandescent light bulbs. They consume 85% less energy while lasting 25x longer than the 200W incandescent light bulbs they replace. The 26A23ND30 is a NON- dimmable high output LED light bulb. Not only do they look like your 200 watt incandescent light bulb, they are also instant-on with no warm up. MaxLite's LED Omni-directional A-Line lamp replicate A23 incandescent bulbs that produce even light in all directions. These can be used in residential or commercial applications - where more light is required. Click here to see the MaxLite High Output LED A21 and A23 Specification Sheet. Now for the specifics on the 102726: It replaces your 200W incandescent light bulb but consumes just 26 Watts of 120-277V input power and generates 3200 lumens of 80 CRI 3000K Warm White light (that is a very nice 123 lumens per watt). These A23 LED light bulbs fit most fixtures with the standard E26 medium base socket. The MaxLite 26A23ND30 bulbs are 3.15 inches wide and 5.90 inches MOL. They have long life - 25,000 hours - and replicate A23 incandescent light bulbs that produce even light in all directions. They are suited to a wide variety of residential and commercial applications, including pendants, wall sconces and table and floor lamps. They carry a 5 year limited warranty. MaxLite 26 Watt High Ouput LED A23 Light Bulb Non-Dimmable 3000K - 3200 Lumens | 3000 | 80 | 3200 | 123.0769 | 25000 | 26 | 1 | 15.91 | 15.91 | 18.6949 | 2020Q2 | https://www.greenelectricalsupply.com/26-watt-high-ouput-led-a23-light-bulb-non-dimmable-3000k---3200-lumens.aspx | Green Electrical Supply | 2020 | Yes
LED Lighting | A-Type | Manufacturer: MaxLite | False |  |  | A19/A21 | Medium E26 | Home > LED Light Bulbs > LED A19 Bulbs > Over 2000 Lumens (High Ouput) > 4000K Cool White > 26 Watt High Ouput LED A23 Light Bulb Non-Dimmable 4000K - 3200 Lumens Product Specifications - Quick Reference Input Voltage: Dimming: 120-277 Volt AC NOT Dimmable Dimensions: Base: 3.15" D x 5.90" MOL E26 Medium LED Color: 4000K Cool White Life Time: 25,000 Hours Power Consumption: Luminous Efficacy: 26 Watts 123 lm/W CRI / Lumens: Certifications: 80 CRI / 3200 Lumens Energy Star, Damp Location Every industry thrives on new and forward thinking technology. While LEDs are not new, in recent years their performance and reliability have improved to make them a more viable option for general and task-oriented lighting. MaxLite's LED High Output A21 and A23 incandescent replacement lamps truly represent the next generation in lighting by saving you time, money, and energy through the use of quality LED chips for long life and superior lumen and color maintenance. They also feature instant, flicker-free start-up. We have seen where some people are looking for the cheapest LED light bulbs, or, lowest cost LED bulb, or, even, the best price LED light bulbs. You don't have to hunt because you have just found it - and - it has great quality to boot! This item is the MaxLite 26A23ND40 (102727). Energy Star Certified and Damp Location Rated it is a cost-effective A23 LED Light Bulb replacement for up to 200 watt incandescent light bulbs. They consume 85% less energy while lasting 25x longer than the 200W incandescent light bulbs they replace. The 26A23ND40 is a NON- dimmable high output LED light bulb. Not only do they look like your 200 watt incandescent light bulb, they are also instant-on with no warm up. MaxLite's LED Omni-directional A-Line lamp replicate A23 incandescent bulbs that produce even light in all directions. These can be used in residential or commercial applications - where more light is required. Click here to see the MaxLite High Output LED A21 and A23 Specification Sheet. Now for the specifics on the 102727: It replaces your 200W incandescent light bulb but consumes just 26 Watts of 120-277V input power and generates 3200 lumens of 80 CRI 4000K Cool White light (that is a very nice 123 lumens per watt). These A23 LED light bulbs fit most fixtures with the standard E26 medium base socket. The MaxLite 26A23ND40 bulbs are 3.15 inches wide and 5.90 inches MOL. They have long life - 25,000 hours - and replicate A23 incandescent light bulbs that produce even light in all directions. They are suited to a wide variety of residential and commercial applications, including pendants, wall sconces and table and floor lamps. They carry a 5 year limited warranty. MaxLite 26 Watt High Ouput LED A23 Light Bulb Non-Dimmable 4000K - 3200 Lumens | 4000 | 80 | 3200 | 123.0769 | 25000 | 26 | 1 | 15.91 | 15.91 | 18.6949 | 2020Q2 | https://www.greenelectricalsupply.com/26-watt-high-ouput-led-a23-light-bulb-non-dimmable-4000k---3200-lumens.aspx | Green Electrical Supply | 2020 | Yes
LED Lighting | A-Type | Manufacturer: Keystone Technologies | True |  | General Purpose Replacement | A21 | E26 (Medium) | Recessed Fixtures,Damp Location Rated,Shatter Resistant,Vibration Service Recessed Fixtures,Damp Location Rated,Shatter Resistant,Vibration Service Home > LED Light Bulbs > LED A19 Bulbs > LED A21 Bulbs > 20 Watt Performance Series LED Commercial A21 Light Bulb Dimmable 2460 Lumens E26 Base 120V 2700K Product Specifications - Quick Reference Lamp Wattage: Working Voltage: 20 Watts 120 Volt Dimensions: Dimmability: 2.56" W x 5.26" (MOL) Yes - Dimmable CRI: Delivered Lumens: 80 CRI 2460 Lumens Replaces: Certifications: 100 Watt Incandescent ENERGY STAR, UL, RoHS Light Color: 2700K Warm White Warranty: 5 Year Limited Keystone’s Performance Series LED A and PAR lamps are the ideal, energy-efficient solution for both commercial retrofit and new construction applications. Performance Series LED lamps provide high lumen outputs at a fraction of the power consumption of legacy equivalents. Common applications for commercial A-Shape and PAR lamps include storefronts, parks, schools, churches, corporate campuses, and wherever there are recessed and outdoor corridors. This Keystone Technologies KT-LED20A21-O-E26-827-DIM Performance Series Dimmable commercial LED A21 Light Bulb produces a color temperature of 2700K warm white, operates on your existing 120V circuit and consumes just 20 watts of energy. These LED A21 commercial A lamps 100 watt incandescent equivalent retrofit lights generate 2460 lumens and have a Color Rendering Index (CRI) of 80. These 120volt commercial LED light bulbs fit fixtures with an E26 medium base. These LED A21 bulbs are dimmable and are RoHS compliant, UL Listed, and can be used in base-up or base-down positions. For Non-Dimmable versions, please refer to the related products below. Can't find what you are looking for or need a quote for a large job? Give our customer service a call at 248-276-9640. The bulb's dimensions are 2.56 inches wide by 5.26 inches MOL. The LED bulbs have a large metal heat sink for optimal heat dissipation and can be used in enclosed fixtures. Click here to see the complete Keystone Performance Series Commercial A-Shape Lamp Specification Sheet. These bulbs are damp location rated, Energy Star qualified, and have a rated life of 25,000 hours or a 5 Year limited warranty. Keystone Technologies 20 Watt Performance Series LED Commercial A21 Light Bulb Dimmable 2460 Lumens E26 Base 120V 2700K | 2700 | 81 | 2460 | 123 | 25000 | 20 | 1 | 27.61 | 27.61 | 32.4428 | 2020Q3 | https://www.greenelectricalsupply.com/20-watt-essential-series-led-commerical-purpose-a21-light-bulb-dimmable-2700-lumens-e26-base-120v-2700k.aspx | Green Electrical Supply | 2020 | Yes
LED Lighting | A-Type | Manufacturer: Keystone Technologies | True |  | General Purpose Replacement | A21 | E26 (Medium) | Recessed Fixtures,Damp Location Rated,Shatter Resistant,Vibration Service Home > LED Light Bulbs > LED A19 Bulbs > LED A21 Bulbs > 20 Watt Performance Series LED Commercial A21 Light Bulb Dimmable 2460 Lumens E26 Base 120V 2700K Product Specifications - Quick Reference Lamp Wattage: Working Voltage: 20 Watts 120 Volt Dimensions: Dimmability: 2.56" W x 5.26" (MOL) Yes - Dimmable CRI: Delivered Lumens: 80 CRI 2460 Lumens Replaces: Certifications: 100 Watt Incandescent ENERGY STAR, UL, RoHS Light Color: 2700K Warm White Warranty: 5 Year Limited Keystone’s Performance Series LED A and PAR lamps are the ideal, energy-efficient solution for both commercial retrofit and new construction applications. Performance Series LED lamps provide high lumen outputs at a fraction of the power consumption of legacy equivalents. Common applications for commercial A-Shape and PAR lamps include storefronts, parks, schools, churches, corporate campuses, and wherever there are recessed and outdoor corridors. This Keystone Technologies KT-LED20A21-O-E26-827-DIM Performance Series Dimmable commercial LED A21 Light Bulb produces a color temperature of 2700K warm white, operates on your existing 120V circuit and consumes just 20 watts of energy. These LED A21 commercial A lamps 100 watt incandescent equivalent retrofit lights generate 2460 lumens and have a Color Rendering Index (CRI) of 80. These 120volt commercial LED light bulbs fit fixtures with an E26 medium base. These LED A21 bulbs are dimmable and are RoHS compliant, UL Listed, and can be used in base-up or base-down positions. For Non-Dimmable versions, please refer to the related products below. Can't find what you are looking for or need a quote for a large job? Give our customer service a call at 248-276-9640. The bulb's dimensions are 2.56 inches wide by 5.26 inches MOL. The LED bulbs have a large metal heat sink for optimal heat dissipation and can be used in enclosed fixtures. Click here to see the complete Keystone Performance Series Commercial A-Shape Lamp Specification Sheet. These bulbs are damp location rated, Energy Star qualified, and have a rated life of 25,000 hours or a 5 Year limited warranty. Keystone Technologies 20 Watt Performance Series LED Commercial A21 Light Bulb Dimmable 2460 Lumens E26 Base 120V 2700K | 2700 | 81 | 2460 | 123 | 25000 | 20 | 1 | 27.61 | 27.61 | 32.4428 | 2020Q2 | https://www.greenelectricalsupply.com/20-watt-essential-series-led-commerical-purpose-a21-light-bulb-dimmable-2700-lumens-e26-base-120v-2700k.aspx | Green Electrical Supply | 2020 | Yes
LED Lighting | A-Type | Satco |  |  | General Purpose Replacement | A21 | E26 (Medium) | Damp Location Rated,Shatter Resistant,Recessed Fixtures,Vibration Service Damp Location Rated,Shatter Resistant,Recessed Fixtures,Vibration Service Description Providing a soft white light at an impressive brightness of 2450 Lumens, this LED A21 bulb is ideal for high ceilings and post tops. Replacement for incandescents and HID Long lifespan reduces replacements Cuts up to 87% in energy costs Note: If used in an enclosed fixture, the enclosed fixture must be 8.5” long x 6” wide x 6” deep or larger. 2450 Lumens - 2700 Kelvin - Medium Base - 120-277 Volt - Satco S8737 LED A21 - 20 Watt - 150 Watt Equal - Incandescent Match | 2700 | 82 | 2450 | 122.5 | 25000 | 20 | 24 | 630.24 | 26.26 | 30.8565 | 2020Q3 | https://www.1000bulbs.com/product/209576/SATCO-S8737B.html | 1000bulbs.com | 2020 | Yes
LED Lighting | A-Type | Satco |  |  | General Purpose Replacement | A21 | E26 (Medium) | Damp Location Rated,Shatter Resistant,Recessed Fixtures,Vibration Service Damp Location Rated,Shatter Resistant,Recessed Fixtures,Vibration Service Home Bulbs High Output LED Bulbs 2450 Lumens - 150W INC Equal - 20W - LED A21 Bulb - 2700K - Medium Base Back Description The Satco S8737 Hi-Pro LED offers a new design for retrofitting bollards and post tops. Satco S8737 LED A21 lamp produces 2450 lumens with a 2700K color temperature that illuminates warm light while using 20 watts instead of 125W Incandescent. This LED has E26 medium base with input voltage of 120-277V . 25000 hours rated and enclosed rated lamp Damp location rated and Energy star Type A and 84+ CRI with RoHS compliant 2450 Lumens - 150W INC Equal - 20W - LED A21 Bulb - 2700K - Medium Base | 2700 | 82 | 2450 | 122.5 | 25000 | 20 | 1 | 22.78 | 22.78 | 26.7674 | 2020Q3 | https://www.beeslighting.com/S8737 | Bee's Lighting | 2020 | Yes
LED Lighting | A-Type | Satco | False |  | General Purpose Replacement | A21 | E26 (Medium) | Damp Location Rated,Shatter Resistant,Recessed Fixtures,Vibration Service Damp Location Rated,Shatter Resistant,Recessed Fixtures,Vibration Service Color Temp.2700K4000K5000K DimmableNoYes Product Description When it's time to upgrade your general lighting, trust this 20W LED A21 lamp from your friends at Satco. With this product, you'll have an efficient replacement for 125W incandescent and halogen bulbs that emits 2700K of natural white light with a high lumen output. Energy Star certified. Product Features: Directly replaces 125W halogen and incandescent bulbs Unique A21 form factor Color accuracy of 80 CRI Suitable for use in damp locations Frosted glass and plastic Compatible with most E26 medium base fixtures Energy Star certified Lifespan of up to 25,000 hours Five-year limited warranty Applications: General lighting Alternate Product Versions $26.20 EACASE of 12 add Satco S8735 - 20W LED A21 Bulb - 2700K 2,350 Lumens - 80 CRI - 125V Incandescent Equivalent - 280° - 120V $26.90 EACASE of 12 add Satco S8778 - 20W LED A21 Bulb - 4000K 2,745 Lumens - 80 CRI - 150V Incandescent Equivalent - 280° - 120V $26.90 EACASE of 12 add Satco S8736 - 20W LED A21 Bulb - 5000K 2,860 Lumens - 80 CRI - 150V Incandescent Equivalent - 280° - 120V Medium (E26) 2,450 Lumens - 80 CRI - 125V Incandescent Equivalent - 280° - 120-277V Satco S8737 - 20W LED A21 Bulb - 2700K | 2700 | 82 | 2450 | 122.5 | 25000 | 20 | 24 | 645.6 | 26.9 | 31.6085 | 2020Q3 | https://www.energyavenue.com/Satco/S8737 | Energy Avenue | 2020 | Yes
LED Lighting | A-Type | Manufacturer: Satco | False |  | General Purpose Replacement | A21 | E26 (Medium) | Damp Location Rated,Shatter Resistant,Recessed Fixtures,Vibration Service Damp Location Rated,Shatter Resistant,Recessed Fixtures,Vibration Service Home > Energy Star Qualified Products > 20 Watt 2900 Lumen 120-277V Non- Dimmable E26 Base LED A21 Light Bulb 2700K ** Non-CEC Compliant - NOT Lawful for Sale in California ** Product Specifications - Quick Reference Input Voltage: Lumens: 120-277 Volt 2900 Lumens Dimensions: Dimmable: 5" (MOL) x 2-5/8" (MOD) NO LED Color: 2700K Warm White Life Time: 25,000 Hours Power Consumption: Luminous Efficacy: 20 Watts 145 lm/W CRI: Certifications: 80 CRI Enclosed, RoHS, Damp Satco's LED series of high lumen LED A21 Lamps are here to replace your 70 watt halogen and ceramic metal halide lamps, or 200 watt incandescent bulbs. These lamps are intended for industrial and commercial applications. This Hi Pro series of A21 LED lights bulbs are approved for enclosed fixtures and are damp location rated. They have a long life of 25,000 hours and possess a 5 Year Limited Warranty. This series comes in a 20 watt model with the color temperatures of 2700K and 5000K. They also have dimmable 120V or non-dimmable 120-277V options. This model is part number S8737, which produces 2900 lumens of a 2700K warm white color. This LED light bulb consumes just 20 watts of universal 120-277 volt energy. This bulb is RoHS compliant, cULus - damp location rated, and enclosed fixture rated. This led light bulb is NON-dimmable and has a CRI of 80, with a medium E26 base to meet all of your replacement needs. When you replace your 200A21 bulbs with these 200 watt A21 LED bulbs, your energy use decreases significantly while keeping the same look and feel of your old A21 bulbs. Typical applications include: commercial, residential, down lighting, accent lighting, display lighting, and more. Click here for the complete Satco S8737 LED A21 Light Bulb Specification Sheet. Satco 20 Watt 2900 Lumen 120-277V Non- Dimmable E26 Base LED A21 Light Bulb 2700K | 2700 | 82 | 2450 | 122.5 | 25000 | 20 | 1 | 26.95 | 26.95 | 31.6673 | 2020Q3 | https://www.greenelectricalsupply.com/20-watt-2900-lumen-led-a21-120-277v-2700k.aspx | Green Electrical Supply | 2020 | Yes
LED Lighting | A-Type | Satco | False |  | General Purpose Replacement | A21 | E26 (Medium) | Damp Location Rated,Shatter Resistant,Recessed Fixtures,Vibration Service Damp Location Rated,Shatter Resistant,Recessed Fixtures,Vibration Service Home Lamps, Bulbs, Ballasts Bulbs - LED LED - Traditional Lamps - A-Type LED A21: 20 Watt, 2450 Lumens, 2700K Color, E26 Medium base, 120-277 Volt. AKA: 20WA21/LED/27K/120-277V. Satco S8737 LED A21 High Lumen Output; 2700K | 2700 | 82 | 2450 | 122.5 | 25000 | 20 | 1 | 43.76 | 43.76 | 51.4197 | 2020Q3 | https://www.platt.com/platt-electric-supply/LED-Traditional-Lamps-A-Type/Satco/S8737/product.aspx?zpid=536969 | Platt | 2020 | Yes
LED Lighting | A-Type | Satco | False |  | General Purpose Replacement | A21 | E26 (Medium) | Damp Location Rated,Shatter Resistant,Recessed Fixtures,Vibration Service Damp Location Rated,Shatter Resistant,Recessed Fixtures,Vibration Service Home Lamps, Bulbs, Ballasts Bulbs - LED LED - Traditional Lamps - A-Type S8737 LED A21: 20 Watt, 2450 Lumens, 2700K Color, E26 Medium base, 120-277 Volt.AKA: 20WA21/LED/27K/120-277V. LED A21 High Lumen Output; 2700K Satco S8737 LED A21 High Lumen Output; 2700K | 2700 | 82 | 2450 | 122.5 | 25000 | 20 | 1 | 43.48 | 43.48 | 51.0907 | 2020Q3 | https://www.rexelusa.com/usr/Root-Category/Lamps,-Bulbs,-Ballasts/Bulbs---LED/LED---Traditional/Lamps---A-Type/Satco-S8737-LED-A21-High-Lumen-Output;-2700K/p/1206442?prevPageNumber=35 | Rexel Energy Solutions | 2020 | Yes
LED Lighting | A-Type | Satco |  |  | General Purpose Replacement | A21 | E26 (Medium) | Damp Location Rated,Shatter Resistant,Recessed Fixtures,Vibration Service Home Bulbs High Output LED A19 Bulbs 150W Equal - 20W - LED A21 bulb - 2700K Warm White - 120-277V Back Description Satco Lighting Hi-Pro LED A21 LED lamp offers a new design for retrofitting bollards and post tops. Satco S8737 LED A21 lamp offers 2450 lumens with a 2700K color temperature while using 20 watts. This LED A21 bulb can be mounted base up, base down or horizontal for operation. This retrofit A21 LED bulb is Energy Star certified and suitable to mount in damp locations. Features: Approved for enclosed fixtures Replaces traditional incandescent and CFL bulbs Suitable to mount near damp locations Color rendering index CRI 80 LED life rated at 25000 Beam angle 280Â° Energy Star certified Features advanced heat dissipation design 5 year warranty 150W Equal - 20W - LED A21 bulb - 2700K Warm White - 120-277V | 2700 | 82 | 2450 | 122.5 | 25000 | 20 | 1 | 26.95 | 26.95 | 31.6673 | 2020Q2 | https://www.beeslighting.com/S8737 | Bee's Lighting | 2020 | Yes
LED Lighting | A-Type | Manufacturer: Satco | False |  | General Purpose Replacement | A21 | E26 (Medium) | Damp Location Rated,Shatter Resistant,Recessed Fixtures,Vibration Service Home > Energy Star Qualified Products > 20 Watt 2900 Lumen 120-277V Non- Dimmable E26 Base LED A21 Light Bulb 2700K ** Non-CEC Compliant - NOT Lawful for Sale in California ** Product Specifications - Quick Reference Input Voltage: Lumens: 120-277 Volt 2900 Lumens Dimensions: Dimmable: 5" (MOL) x 2-5/8" (MOD) NO LED Color: 2700K Warm White Life Time: 25,000 Hours Power Consumption: Luminous Efficacy: 20 Watts 145 lm/W CRI: Certifications: 80 CRI Enclosed, RoHS, Damp Satco's LED series of high lumen LED A21 Lamps are here to replace your 70 watt halogen and ceramic metal halide lamps, or 200 watt incandescent bulbs. These lamps are intended for industrial and commercial applications. This Hi Pro series of A21 LED lights bulbs are approved for enclosed fixtures and are damp location rated. They have a long life of 25,000 hours and possess a 5 Year Limited Warranty. This series comes in a 20 watt model with the color temperatures of 2700K and 5000K. They also have dimmable 120V or non-dimmable 120-277V options. This model is part number S8737, which produces 2900 lumens of a 2700K warm white color. This LED light bulb consumes just 20 watts of universal 120-277 volt energy. This bulb is RoHS compliant, cULus - damp location rated, and enclosed fixture rated. This led light bulb is NON-dimmable and has a CRI of 80, with a medium E26 base to meet all of your replacement needs. When you replace your 200A21 bulbs with these 200 watt A21 LED bulbs, your energy use decreases significantly while keeping the same look and feel of your old A21 bulbs. Typical applications include: commercial, residential, down lighting, accent lighting, display lighting, and more. Click here for the complete Satco S8737 LED A21 Light Bulb Specification Sheet. Satco 20 Watt 2900 Lumen 120-277V Non- Dimmable E26 Base LED A21 Light Bulb 2700K | 2700 | 82 | 2450 | 122.5 | 25000 | 20 | 1 | 26.95 | 26.95 | 31.6673 | 2020Q2 | https://www.greenelectricalsupply.com/20-watt-2900-lumen-led-a21-120-277v-2700k.aspx | Green Electrical Supply | 2020 | Yes
LED Lighting | A-Type | Satco |  |  | General Purpose Replacement | A21 | E26 (Medium) | Damp Location Rated,Shatter Resistant,Recessed Fixtures,Vibration Service HomeLamps, Bulbs, BallastsBulbs - LEDLED - TraditionalLamps - A-Type SATCO S8737 20W A21 2700K LED Satco S8737 20 watt - LED A21 Hi-Pro HID Replacement; 2700K; Medium base; 120-277 volts | 2700 | 82 | 2450 | 122.5 | 25000 | 20 | 1 | 43.76 | 43.76 | 51.4197 | 2020Q2 | https://www.platt.com/platt-electric-supply/LED-Traditional-Lamps-A-Type/Satco/S8737/product.aspx?zpid=536969 | Platt | 2020 | Yes
LED Lighting | A-Type | Satco | True |  | A19/21 | E26 (Medium) | E26 (Medium) | Home / Light Bulbs / LED / Satco - S9845 - 9A19/CL/LED/E26/27K/120V LED with Traditional Look and Feel; Damp Location Rated; UL Listed for Totally Enclosed Locations 9W A19 LED Lamp - Universal - 1100 Lumens - Warm White (2700K) - 80 CRI - 15000 hrs. - E26 (Medium) - 120 to 130V - Clear Satco - S9845 - 9A19/CL/LED/E26/27K/120V | 2700 | 80 | 1100 | 122.2222 | 15000 | 9 | 1 | 9 | 9 | 10.5753 | 2020Q3 | https://shop.regencylighting.com/lamps/led/9a19-cl-led-e26-27k-120v-s9845.html | Regency Lighting | 2020 | Yes
LED Lighting | A-Type | Satco | True |  | A19/21 | E26 (Medium) | E26 (Medium) | Home / Light Bulbs / LED / LED A-Line / Satco - S9845 - 9A19/CL/LED/E26/27K/120V LED with Traditional Look and Feel; Damp Location Rated; UL Listed for Totally Enclosed Locations 9W A19 LED Lamp - Universal - 1100 Lumens - Warm White (2700K) - 80 CRI - 15000 hrs. - E26 (Medium) - 120 to 130V - Clear Satco - S9845 - 9A19/CL/LED/E26/27K/120V | 2700 | 80 | 1100 | 122.2222 | 15000 | 9 | 1 | 9 | 9 | 10.5753 | 2020Q3 | https://shop.regencylighting.com/lamps/led/a-line/9a19-cl-led-e26-27k-120v-s9845.html | Regency Lighting | 2020 | Yes
LED Lighting | A-Type | Satco | True |  | A19 (Arbitrary) |  | E26 (Medium Screw) | Home Lamps, Bulbs, Ballasts Bulbs - LED LED - Decorative Lamps - Vintage Dimmable Filament LED Lamp, 9W, Bulb: A19, Base: Medium (E26), Volts: 120, Lumens: 1100, Color Temp.: 2700K, Rated Life: 15,000 Hrs, Finish: Clear. Satco S9845 9 watt A19 Filament LED | 2700 | 80 | 1100 | 122.2222 |  | 9 | 1 | 10.36 | 10.36 | 12.1734 | 2020Q3 | https://www.platt.com/platt-electric-supply/LED-Decorative-Lamps-Vintage/Satco/S9845/product.aspx?zpid=1268406 | Platt | 2020 | Yes
LED Lighting | A-Type | SYLVANIA | True |  |  | A21 (Arbitrary) | Medium Screw (E26) | Home Lamps, Bulbs, Ballasts Bulbs - LED LED - Traditional Lamps - A-Type LED9A21/DIM/O/850/RP4 LED Lamp, 9 Watt, 120 Volt, Bulb: A21 (Arbitrary), Base: Medium Screw (E26), Lumens: 1100, CRI: 82, Color Temperature: 5000K, Lamp Finish: Frosted, Dimmable, Standard Pack Qty: 16 *Sylvania Part # 74973* LED Lamp, A21, 9 Watt, 1100 Lumen, 120V, 5000K, Frosted SYLVANIA LED9A21/DIM/O/850/RP4 LED Lamp, A21, 9 Watt, 1100 Lumen, 120V, 5000K, Frosted | 5000 | 82 | 1100 | 122.2222 |  | 9 | 1 | 14.73 | 14.73 | 17.3083 | 2020Q3 | https://www.rexelusa.com/usr/Root-Category/Lamps,-Bulbs,-Ballasts/Bulbs---LED/LED---Traditional/Lamps---A-Type/SYLVANIA-LED9A21-DIM-O-850-RP4-LED-Lamp,-A21,-9-Watt,-1100-Lumen,-120V,-5000K,-Frosted/p/1242089?prevPageNumber=36 | Rexel Energy Solutions | 2020 | Yes
LED Lighting | A-Type | Satco | True |  | A19 (Arbitrary) |  | E26 (Medium Screw) | HomeLamps, Bulbs, BallastsBulbs - LEDLED - DecorativeLamps - Vintage Dimmable Filament LED Lamp, 9W, Bulb: A19, Base: Medium (E26), Volts: 120, Lumens: 1100, Color Temp.: 2700K, Rated Life: 15,000 Hrs, Finish: Clear. Satco S9845 9 watt A19 Filament LED | 2700 | 80 | 1100 | 122.2222 |  | 9 | 1 | 10.36 | 10.36 | 12.1734 | 2020Q2 | https://www.platt.com/platt-electric-supply/LED-Decorative-Lamps-Vintage/Satco/S9845/product.aspx?zpid=1268406 | Platt | 2020 | Yes
LED Lighting | A-Type | Satco | True |  | A19/21 | E26 (Medium) | E26 (Medium) | Home / Light Bulbs / LED / Satco - S9845 - 9A19/CL/LED/E26/27K/120V LED with Traditional Look and Feel; Damp Location Rated; UL Listed for Totally Enclosed Locations 9W A19 LED Lamp - Universal - 1100 Lumens - Warm White (2700K) - 80 CRI - 15000 hrs. - E26 (Medium) - 120 to 130V - Clear Satco - S9845 - 9A19/CL/LED/E26/27K/120V | 2700 | 80 | 1100 | 122.2222 | 15000 | 9 | 1 | 8.69 | 8.69 | 10.2111 | 2020Q2 | https://shop.regencylighting.com/lamps/led/9a19-cl-led-e26-27k-120v-s9845.html | Regency Lighting | 2020 | Yes
LED Lighting | A-Type | Satco | True |  | A19/21 | E26 (Medium) | E26 (Medium) | Home / Light Bulbs / LED / LED A-Line / Satco - S9845 - 9A19/CL/LED/E26/27K/120V LED with Traditional Look and Feel; Damp Location Rated; UL Listed for Totally Enclosed Locations 9W A19 LED Lamp - Universal - 1100 Lumens - Warm White (2700K) - 80 CRI - 15000 hrs. - E26 (Medium) - 120 to 130V - Clear Satco - S9845 - 9A19/CL/LED/E26/27K/120V | 2700 | 80 | 1100 | 122.2222 | 15000 | 9 | 1 | 8.69 | 8.69 | 10.2111 | 2020Q2 | https://shop.regencylighting.com/lamps/led/a-line/9a19-cl-led-e26-27k-120v-s9845.html | Regency Lighting | 2020 | Yes
LED Lighting | A-Type | TCP | True |  | General Purpose Replacement | A21 | GU24 | Damp Location Rated Damp Location Rated Description An excellent alternative to CFL bulbs, this LED A21 saves on energy and maintenance costs with its amazing 114 Lumens per watt efficiency and long lifespan. Cool white color improves visibility GU24 twist and lock base Brightness is adjustable 1700 Lumens - 4100 Kelvin - GU24 Base -120 Volt - TCP L14A21GUD2541K LED A21 - 14 Watt - 100 Watt Equal - Cool White | 4000 | 82 | 1700 | 121.4286 | 25000 | 14 | 48 | 264 | 5.5 | 6.4627 | 2020Q3 | https://www.1000bulbs.com/product/216660/TCP-10461.html | 1000bulbs.com | 2020 | Yes
LED Lighting | A-Type | TCP | True | Daylighting/Photocell, | General Purpose Replacement | A21 | GU24 | Damp Location Rated Damp Location Rated Description This LED A21 bulb provides 114 Lumens per watt efficacy for powerful illumination that saves on energy costs. Bright 1,600 Lumen output GU24 twists and lock base Color improves visibility Dimmable 1700 Lumens - 5000 Kelvin - GU24 Base - 120 Volt - TCP L14A21GUD2550K LED A21 - 14 Watt - 100 Watt Equal - Daylight White | 5000 | 84 | 1700 | 121.4286 | 25000 | 14 | 48 | 264 | 5.5 | 6.4627 | 2020Q3 | https://www.1000bulbs.com/product/216665/TCP-10462.html | 1000bulbs.com | 2020 | Yes
LED Lighting | A-Type | TCP | True |  | General Purpose Replacement | A21 | GU24 | Damp Location Rated Damp Location Rated LED A-Style Light Bulbs TCP 14 watt dimmable 4100K A21 LED bulb with GU24 base generates as much light as a 100 watt incandescent bulb. Suitable for enclosed fixtures No lead or mercury means easy and environmentally safe disposal Saves 86 watt of electricity compared to a 100 watt incandescent bulb Very long life - Rated to still put out 70% as much light after 25,000 hours of operation as it does when brand new Compatible with Lutron CTCL-153P dimmer Do not "hot swap" this bulb. Turn off fixture before replacing existing bulb. Suitable for enclosed fixtures No lead or mercury means easy and environmentally safe disposal Saves 86 watt of electricity compared to a 100 watt incandescent bulb Very long life - Rated to still put out 70% as much light after 25,000 hours of operation as it does when brand new Compatible with Lutron CTCL-153P dimmer TCP Dimmable 14W 4100K A21 LED Bulb, GU24 Base, Enclosed Fixture Rated | 4000 | 82 | 1700 | 121.4286 | 25000 | 14 | 12 | 5.29 | 0.44083 | 0.518 | 2020Q3 | https://www.bulbs.com/product/L14A21GUD2541K | Bulbs.com | 2020 | Yes
LED Lighting | A-Type | TCP | True |  | General Purpose Replacement | A21 | GU24 | Damp Location Rated Damp Location Rated LED A-Style Light Bulbs TCP 14 watt dimmable 5000K A21 LED bulb with GU24 base generates as much light as a 100 watt incandescent bulb. Suitable for enclosed fixtures No lead or mercury means easy and environmentally safe disposal Saves 86 watt of electricity compared to a 100 watt incandescent bulb Very long life - Rated to still put out 70% as much light after 25,000 hours of operation as it does when brand new Compatible with Lutron CTCL-153P dimmer Do not "hot swap" this bulb. Turn off fixture before replacing existing bulb. Suitable for enclosed fixtures No lead or mercury means easy and environmentally safe disposal Saves 86 watt of electricity compared to a 100 watt incandescent bulb Very long life - Rated to still put out 70% as much light after 25,000 hours of operation as it does when brand new Compatible with Lutron CTCL-153P dimmer TCP Dimmable 14W 5000K A21 LED Bulb, GU24 Base, Enclosed Fixture Rated | 5000 | 84 | 1700 | 121.4286 | 25000 | 14 | 12 | 5.29 | 0.44083 | 0.518 | 2020Q3 | https://www.bulbs.com/product/L14A21GUD2550K | Bulbs.com | 2020 | Yes
LED Lighting | A-Type | Green Creative | True |  | LED | A21 | Medium (E26) | Wattage14 Watt15 Watt16.5 Watt Color Temp.2700K3000K Product Description The Green Creative 97962 14A21DIM/830 is a compact, smooth, and innovative energy-saving bulb that seamlessly fits A-lamp installations. The slim feature doesn't sacrifice its comfortable 3000K warm white illumination shining bright at a 230-degree omni-directional beam angle. This 14W A21 LED offers a dimmable feature if the light is too bright. Green Creative 14A21DIM/830 97962 Features: 25,000 life hours 100W incandescent bulb replacement 3-year warranty Green Creative 14A21DIM/830 97962 Applications: Enclosed fixtures General lighting applications Indoor use Alternate Product Versions $7.48 add Green Creative 98144 - 15W LED A21 - 2700K 15A21DIM/827 - 1600 Lumens - 82 CRI - 100W Incandescent Equivalent - 240° - 120V $36.48 EACASE of 6 add Green Creative 58238 - 16.5W LED A21 HO - 3000K 16.5A21/830/277V - E26 Medium Base - 50-70W HID Equivalent - 2,000 Lumens - 82 CRI - 330° Beam Angle - 120/277V $36.48 add Green Creative 58239 - 16.5W LED A21 HO - 4000K 16.5A21/840/277V -E26 Medium Base - 50-70W HID Equivalent - 2000 Lumens - 82 CRI - 330° Beam Angle - 120-277V $36.48 EACASE of 6 add Green Creative 58240 - 16.5W LED A21 HO - 5000K - E26 16.5A21/850/277V - 125 Watt Incandescent Equivalent - 2050 Lumens - 82 CRI - 330° Beam Angle - 120-277V $9.33 add Green Creative 97961 - 14W LED A21 - 2700K 14A21DIM/827 - E26 Medium Base - 100 Watt Incandescent Equivalent - 1600 Lumens - 120V - Dimmable Medium (E26) 14A21DIM/830 - E26 Medium Base - 100 Watt Incandescent Equivalent - 1,700 - Lumens - 120V - Dimmable Green Creative 97962 - 14W LED A21 - 3000K | 3000 | 82 | 1700 | 121.4286 | 25000 | 14 | 1 | 6.3 | 6.3 | 7.4027 | 2020Q3 | https://www.energyavenue.com/Green-Creative/97962 | Energy Avenue | 2020 | Yes
LED Lighting | A-Type | Green Creative | True |  | A21 (Arbitrary) |  | E26 (Medium Screw) | HomeLamps, Bulbs, BallastsBulbs - LEDLED - TraditionalLamps - A-Type Dimmable LED Lamp, 14W, 120V 60Hz, Bulb: A-Type (A21), Base: Medium Screw (E26), Lumens: 1650, CRI: 82, Color Temperature: 4000K, Beam Angle: 230°, Rated Average Life: 25,000 Hrs. Green Creative 97963 Dimmable LED Lamp, 14W, 120V | 4000 | 82 | 1700 | 121.4286 |  | 14 | 1 | 10.5 | 10.5 | 12.3379 | 2020Q2 | https://www.platt.com/platt-electric-supply/LED-Traditional-Lamps-A-Type/Green-Creative/97963/product.aspx?zpid=1193478 | Platt | 2020 | Yes
LED Lighting | A-Type | Green Creative | False |  | General Purpose Replacement | A21 | E26 (Medium) | Damp Location Rated Damp Location Rated Home / Light Bulbs / LED / Green Creative - 58238 - 16.5A21/830/277V Not Compatible with Ballasts; Energy Star; Suitable For Use in Totally Enclosed Fixtures; Compact Form Factor - Ideal for Bollards & Post Tops 16.5W A21 LED Lamp - Universal - 2000 Lumens - Warm White (3000K) - 82 CRI - 40000 Hours - E26 (Medium) - 120 to 277V (Universal) Green Creative - 58238 - 16.5A21/830/277V | 3000 | 83 | 2000 | 121.2121 | 25000 | 16.5 | 1 | 17.28 | 17.28 | 20.3047 | 2020Q3 | https://shop.regencylighting.com/lamps/led/16-5a21-830-277v-grc.html | Regency Lighting | 2020 | Yes
LED Lighting | A-Type | Green Creative | False |  | General Purpose Replacement | A21 | E26 (Medium) | Damp Location Rated Damp Location Rated Home / Light Bulbs / LED / Green Creative - 58239 - 16.5A21/840/277V Not Compatible with Ballasts; Energy Star; Suitable For Use in Totally Enclosed Fixtures; Compact Form Factor - Ideal for Bollards & Post Tops 16.5W A21 LED Lamp - Universal - 2000 Lumens - Cool White (4000K) - 82 CRI - 40000 Hours - E26 (Medium) - 120 to 277V (Universal) - Frost Green Creative - 58239 - 16.5A21/840/277V | 4000 | 83 | 2000 | 121.2121 | 25000 | 16.5 | 6 | 103.68 | 17.28 | 20.3047 | 2020Q3 | https://shop.regencylighting.com/lamps/led/16-5a21-840-277v-grc.html | Regency Lighting | 2020 | Yes
LED Lighting | A-Type | Green Creative | False |  | General Purpose Replacement | A21 | E26 (Medium) | Damp Location Rated Damp Location Rated Home / Light Bulbs / LED / LED A-Line / Green Creative - 58238 - 16.5A21/830/277V Not Compatible with Ballasts; Energy Star; Suitable For Use in Totally Enclosed Fixtures; Compact Form Factor - Ideal for Bollards & Post Tops 16.5W A21 LED Lamp - Universal - 2000 Lumens - Warm White (3000K) - 82 CRI - 40000 Hours - E26 (Medium) - 120 to 277V (Universal) Green Creative - 58238 - 16.5A21/830/277V | 3000 | 83 | 2000 | 121.2121 | 25000 | 16.5 | 1 | 17.28 | 17.28 | 20.3047 | 2020Q3 | https://shop.regencylighting.com/lamps/led/a-line/16-5a21-830-277v-grc.html | Regency Lighting | 2020 | Yes
LED Lighting | A-Type | Green Creative | False |  | General Purpose Replacement | A21 | E26 (Medium) | Damp Location Rated Damp Location Rated Home / Light Bulbs / LED / LED A-Line / Green Creative - 58239 - 16.5A21/840/277V Not Compatible with Ballasts; Energy Star; Suitable For Use in Totally Enclosed Fixtures; Compact Form Factor - Ideal for Bollards & Post Tops 16.5W A21 LED Lamp - Universal - 2000 Lumens - Cool White (4000K) - 82 CRI - 40000 Hours - E26 (Medium) - 120 to 277V (Universal) - Frost Green Creative - 58239 - 16.5A21/840/277V | 4000 | 83 | 2000 | 121.2121 | 25000 | 16.5 | 6 | 103.68 | 17.28 | 20.3047 | 2020Q3 | https://shop.regencylighting.com/lamps/led/a-line/16-5a21-840-277v-grc.html | Regency Lighting | 2020 | Yes
LED Lighting | A-Type | Green Creative | False |  | General Purpose Replacement | A21 | E26 (Medium) | Damp Location Rated Damp Location Rated Home / Light Bulbs / LED / LED HID Bulbs / Green Creative - 58239 - 16.5A21/840/277V Not Compatible with Ballasts; Energy Star; Suitable For Use in Totally Enclosed Fixtures; Compact Form Factor - Ideal for Bollards & Post Tops 16.5W A21 LED Lamp - Universal - 2000 Lumens - Cool White (4000K) - 82 CRI - 40000 Hours - E26 (Medium) - 120 to 277V (Universal) - Frost Green Creative - 58239 - 16.5A21/840/277V | 4000 | 83 | 2000 | 121.2121 | 25000 | 16.5 | 6 | 103.68 | 17.28 | 20.3047 | 2020Q3 | https://shop.regencylighting.com/lamps/led/hid/16-5a21-840-277v-grc.html | Regency Lighting | 2020 | Yes
LED Lighting | A-Type | Green Creative |  |  | General Purpose Replacement | A21 | E26 (Medium) | Damp Location Rated Damp Location Rated Home Bulbs High Output LED Bulbs 2000 Lumens - 70W MH Equal - 16.5W - LED A21 Bulb - 3000K - Medium Base Back Description The Green Creative 16.5A21/830/277V LED A21 HID retrofit bulb offers a new design for enclosed fixtures like low bays, post top, bollards and outdoor lighting applications. This LED A21 retrofit bulb offers a high lumen output of 2000 lumens with a 3000K color temperature while only using 16.5 watts. Green Creative A21 LED HID retrofit bulb can replace a 70W HID bulb. This omni directional LED bulb is a suitable LED solution for traditional bulbs and HID replacements. Uses an E26 base type. Suitable for use in enclosed fixtures Suitable for use in damp locations and outdoor applications. This bulb is not compatible with ballast and requires direct line to work Omnidirectional: 330Â° beam angle This A21 bulb is compatible with E26 base sockets Color rendering index CRI 82 Efficacy rating lm/w 121 LED life rated at 40,000 hours Color equivalent to halogen white color temperature cULus classified and Energy Star 5 year warranty 2000 Lumens - 70W MH Equal - 16.5W - LED A21 Bulb - 3000K - Medium Base | 3000 | 83 | 2000 | 121.2121 | 25000 | 16.5 | 1 | 36.48 | 36.48 | 42.8654 | 2020Q3 | https://www.beeslighting.com/16.5A21-830-277V | Bee's Lighting | 2020 | Yes
LED Lighting | A-Type | Green Creative |  |  | General Purpose Replacement | A21 | E26 (Medium) | Damp Location Rated Damp Location Rated Home Bulbs High Output LED Bulbs 2000 Lumens - 125W Equal - 16.5W - LED A21 bulb - 4000K - Medium base Back Description The Green Creative 16.5A21/840/277V LED A21 HID retrofit bulb offers a new design for enclosed fixtures like low bays, post top, bollards and outdoor lighting applications. This LED A21 retrofit bulb offers a high lumen output of 2000 lumens with a 4000K color temperature while only using 16.5 watts. Green Creative A21 LED HID retrofit bulb can replace a 70W HID bulb. This omni directional LED bulb is a suitable LED solution for traditional bulbs and HID replacements. Uses an E26 base type. Suitable for use in enclosed fixtures Suitable for use in damp locations and outdoor applications. This bulb is not compatible with ballast and requires direct line to work Omnidirectional: 330Â° beam angle This A21 bulb is compatible with E26 base sockets Color rendering index CRI 82 Efficacy rating lm/w 121 LED life rated at 40,000 hours Color equivalent to halogen white color temperature cULus classified and Energy Star 5 year warranty 2000 Lumens - 125W Equal - 16.5W - LED A21 bulb - 4000K - Medium base | 4000 | 83 | 2000 | 121.2121 | 25000 | 16.5 | 1 | 36.48 | 36.48 | 42.8654 | 2020Q3 | https://www.beeslighting.com/16.5A21-840-277V | Bee's Lighting | 2020 | Yes
LED Lighting | A-Type | Green Creative | False |  | General Purpose Replacement | A21 | E26 (Medium) | Damp Location Rated Damp Location Rated Home Lamps, Bulbs, Ballasts Bulbs - LED LED - Traditional Lamps - A-Type LED Lamp, 16.5W, 120-277V, Bulb: A-Type (A21), Base: Medium Screw (E26), Lumens: 2050, CRI: 82, Color Temperature: 3000K, Rated Average Life: 40,000 Hrs. Suitable for Enclosed Fixtures. Replaces up to 50W-70W HID. Green Creative 58238 16.5A21/830/277V LED Lamp, 16.5W, 120-277V, 3000K, A-Type | 3000 | 83 | 2000 | 121.2121 | 25000 | 16.5 | 1 | 47.35 | 47.35 | 55.6381 | 2020Q3 | https://www.platt.com/platt-electric-supply/LED-Traditional-Lamps-A-Type/Green-Creative/58238-16-5A21-830-277V/product.aspx?zpid=222992 | Platt | 2020 | Yes
LED Lighting | A-Type | Green Creative | False |  | General Purpose Replacement | A21 | E26 (Medium) | Damp Location Rated Damp Location Rated Home Lamps, Bulbs, Ballasts Bulbs - LED LED - Traditional Lamps - A-Type LED Lamp, 16.5W, 120-277V, Bulb: A-Type (A21), Base: Medium Screw (E26), Lumens: 2000, CRI: 82, Color Temperature: 4000K, Rated Average Life: 40,000 Hrs. Suitable for enclosed fixtures. Replaces up to 50W-70W HID Green Creative 58239 16.5A21/840/277V LED Lamp, 16.5W, 120-277V, 4000K, A-Type | 4000 | 83 | 2000 | 121.2121 | 25000 | 16.5 | 1 | 47.35 | 47.35 | 55.6381 | 2020Q3 | https://www.platt.com/platt-electric-supply/LED-Traditional-Lamps-A-Type/Green-Creative/58239-16-5A21-840-277V/product.aspx?zpid=222993 | Platt | 2020 | Yes
LED Lighting | A-Type | Light Efficient Design |  |  | General Purpose Replacement | A21 | E26 (Medium) | Damp Location Rated Damp Location Rated Home Lamps, Bulbs, Ballasts Bulbs - LED LED - Traditional Lamps - A-Type LED Lamp, 16.5W, 120-277V, Bulb: A-Type (A21), Base: Medium Screw (E26), Lumens: 2000, CRI: >80, Color Temperature: 3000K, 360° Omni Directional Design, Rated Average Life: 25,000 Hrs. Suitable for Enclosed Fixtures. Replaces 50-70W HID/125W Incandescent. Energy Star approved. Light Efficient Design LED-8016E30-A LED Screw-In RetroFit | 3000 | 83 | 2000 | 121.2121 | 25000 | 16.5 | 1 | 27.64 | 27.64 | 32.4781 | 2020Q3 | https://www.platt.com/platt-electric-supply/LED-Traditional-Lamps-A-Type/Light-Efficient-Design/LED-8016E30-A/product.aspx?zpid=1585282 | Platt | 2020 | Yes
LED Lighting | A-Type | Light Efficient Design | False |  | General Purpose Replacement | A21 | E26 (Medium) | Damp Location Rated Damp Location Rated Home Lamps, Bulbs, Ballasts Bulbs - LED LED - Traditional Lamps - A-Type LED Lamp, 16.5W, 120-277V, Bulb: A-Type (A21), Base: Medium Screw (E26), Lumens: 2000, CRI: >80, Color Temperature: 4000K, 360° Omni Directional Design, Rated Average Life: 25,000 Hrs. Suitable for Enclosed Fixtures. Replaces 50-70W HID/125W Incandescent. Energy Star approved. Light Efficient Design LED-8016E40-A LED Screw-In RetroFit | 4000 | 83 | 2000 | 121.2121 | 25000 | 16.5 | 1 | 27.64 | 27.64 | 32.4781 | 2020Q3 | https://www.platt.com/platt-electric-supply/LED-Traditional-Lamps-A-Type/Light-Efficient-Design/LED-8016E40-A/product.aspx?zpid=1448410 | Platt | 2020 | Yes
LED Lighting | A-Type | Light Efficient Design | False |  | General Purpose Replacement | A21 | E26 (Medium) | Damp Location Rated Damp Location Rated Home Lamps, Bulbs, Ballasts Bulbs - LED LED - Traditional Lamps - A-Type LED Lamp, 16.5W, 120-277V, Bulb: A-Type (A21), Base: Medium Screw (E26), Lumens: 2000, CRI: >80, Color Temperature: 5000K, 360° Omni Directional Design, Rated Average Life: 40,000 Hrs. Suitable for Enclosed Fixtures. Replaces 50-70W HID/125W Incandescent. Energy Star approved. Light Efficient Design LED-8016E50-A LED Screw-In RetroFit | 5000 | 86 | 2000 | 121.2121 | 25000 | 16.5 | 1 | 18 | 18 | 21.1507 | 2020Q3 | https://www.platt.com/platt-electric-supply/LED-Traditional-Lamps-A-Type/Light-Efficient-Design/LED-8016E50-A/product.aspx?zpid=1585280 | Platt | 2020 | Yes
LED Lighting | A-Type | Green Creative | False |  | General Purpose Replacement | A21 | E26 (Medium) | Damp Location Rated Home / Light Bulbs / LED / Green Creative - 58238 - 16.5A21/830/277V Not Compatible with Ballasts; Energy Star; Suitable For Use in Totally Enclosed Fixtures; Compact Form Factor - Ideal for Bollards & Post Tops 16.5W A21 LED Lamp - Universal - 2000 Lumens - Warm White (3000K) - 82 CRI - 40000 Hours - E26 (Medium) - 120 to 277V (Universal) Green Creative - 58238 - 16.5A21/830/277V | 3000 | 83 | 2000 | 121.2121 | 25000 | 16.5 | 1 | 16.67 | 16.67 | 19.5879 | 2020Q2 | https://shop.regencylighting.com/lamps/led/16-5a21-830-277v-grc.html | Regency Lighting | 2020 | Yes
LED Lighting | A-Type | Green Creative | False |  | General Purpose Replacement | A21 | E26 (Medium) | Damp Location Rated Home / Light Bulbs / LED / Green Creative - 58239 - 16.5A21/840/277V Not Compatible with Ballasts; Energy Star; Suitable For Use in Totally Enclosed Fixtures; Compact Form Factor - Ideal for Bollards & Post Tops 16.5W A21 LED Lamp - Universal - 2000 Lumens - Cool White (4000K) - 82 CRI - 40000 Hours - E26 (Medium) - 120 to 277V (Universal) - Frost Green Creative - 58239 - 16.5A21/840/277V | 4000 | 83 | 2000 | 121.2121 | 25000 | 16.5 | 6 | 100.02 | 16.67 | 19.5879 | 2020Q2 | https://shop.regencylighting.com/lamps/led/16-5a21-840-277v-grc.html | Regency Lighting | 2020 | Yes
LED Lighting | A-Type | Green Creative | False |  | General Purpose Replacement | A21 | E26 (Medium) | Damp Location Rated Home / Light Bulbs / LED / LED A-Line / Green Creative - 58238 - 16.5A21/830/277V Not Compatible with Ballasts; Energy Star; Suitable For Use in Totally Enclosed Fixtures; Compact Form Factor - Ideal for Bollards & Post Tops 16.5W A21 LED Lamp - Universal - 2000 Lumens - Warm White (3000K) - 82 CRI - 40000 Hours - E26 (Medium) - 120 to 277V (Universal) Green Creative - 58238 - 16.5A21/830/277V | 3000 | 83 | 2000 | 121.2121 | 25000 | 16.5 | 1 | 16.67 | 16.67 | 19.5879 | 2020Q2 | https://shop.regencylighting.com/lamps/led/a-line/16-5a21-830-277v-grc.html | Regency Lighting | 2020 | Yes
LED Lighting | A-Type | Green Creative | False |  | General Purpose Replacement | A21 | E26 (Medium) | Damp Location Rated Home / Light Bulbs / LED / LED A-Line / Green Creative - 58239 - 16.5A21/840/277V Not Compatible with Ballasts; Energy Star; Suitable For Use in Totally Enclosed Fixtures; Compact Form Factor - Ideal for Bollards & Post Tops 16.5W A21 LED Lamp - Universal - 2000 Lumens - Cool White (4000K) - 82 CRI - 40000 Hours - E26 (Medium) - 120 to 277V (Universal) - Frost Green Creative - 58239 - 16.5A21/840/277V | 4000 | 83 | 2000 | 121.2121 | 25000 | 16.5 | 6 | 100.02 | 16.67 | 19.5879 | 2020Q2 | https://shop.regencylighting.com/lamps/led/a-line/16-5a21-840-277v-grc.html | Regency Lighting | 2020 | Yes
LED Lighting | A-Type | Green Creative | False |  | General Purpose Replacement | A21 | E26 (Medium) | Damp Location Rated Home / Light Bulbs / LED / LED HID Bulbs / Green Creative - 58239 - 16.5A21/840/277V Not Compatible with Ballasts; Energy Star; Suitable For Use in Totally Enclosed Fixtures; Compact Form Factor - Ideal for Bollards & Post Tops 16.5W A21 LED Lamp - Universal - 2000 Lumens - Cool White (4000K) - 82 CRI - 40000 Hours - E26 (Medium) - 120 to 277V (Universal) - Frost Green Creative - 58239 - 16.5A21/840/277V | 4000 | 83 | 2000 | 121.2121 | 25000 | 16.5 | 6 | 100.02 | 16.67 | 19.5879 | 2020Q2 | https://shop.regencylighting.com/lamps/led/hid/16-5a21-840-277v-grc.html | Regency Lighting | 2020 | Yes
LED Lighting | A-Type | Green Creative |  |  | General Purpose Replacement | A21 | E26 (Medium) | Damp Location Rated Home Bulbs High Output LED A19 Bulbs 125W Equal - 16.5W - LED A21 bulb - 3000K Soft White - 120-277V Back Description The Green Creative 16.5A21/830/277V LED A21 HID retrofit bulb offers a new design for enclosed fixtures like low bays, post top, bollards and outdoor lighting applications. This LED A21 retrofit bulb offers a high lumen output of 2000 lumens with a 3000K color temperature while only using 16.5 watts. Green Creative A21 LED HID retrofit bulb can replace a 70W HID bulb. This omni directional LED bulb is a suitable LED solution for traditional bulbs and HID replacements. Uses an E26 base type. Suitable for use in enclosed fixtures Suitable for use in damp locations and outdoor applications. This bulb is not compatible with ballast and requires direct line to work Omnidirectional: 330Â° beam angle This A21 bulb is compatible with E26 base sockets Color rendering index CRI 82 Efficacy rating lm/w 121 LED life rated at 40,000 hours Color equivalent to halogen white color temperature cULus classified and Energy Star 5 year warranty 125W Equal - 16.5W - LED A21 bulb - 3000K Soft White - 120-277V | 3000 | 83 | 2000 | 121.2121 | 25000 | 16.5 | 1 | 36.48 | 36.48 | 42.8654 | 2020Q2 | https://www.beeslighting.com/16.5A21-830-277V | Bee's Lighting | 2020 | Yes
LED Lighting | A-Type | Green Creative |  |  | General Purpose Replacement | A21 | E26 (Medium) | Damp Location Rated Home Bulbs High Output LED A19 Bulbs 125W Equal - 16.5W - LED A21 bulb - 4000K Cool White - 120-277V Back Description The Green Creative 16.5A21/840/277V LED A21 HID retrofit bulb offers a new design for enclosed fixtures like low bays, post top, bollards and outdoor lighting applications. This LED A21 retrofit bulb offers a high lumen output of 2000 lumens with a 4000K color temperature while only using 16.5 watts. Green Creative A21 LED HID retrofit bulb can replace a 70W HID bulb. This omni directional LED bulb is a suitable LED solution for traditional bulbs and HID replacements. Uses an E26 base type. Suitable for use in enclosed fixtures Suitable for use in damp locations and outdoor applications. This bulb is not compatible with ballast and requires direct line to work Omnidirectional: 330Â° beam angle This A21 bulb is compatible with E26 base sockets Color rendering index CRI 82 Efficacy rating lm/w 121 LED life rated at 40,000 hours Color equivalent to halogen white color temperature cULus classified and Energy Star 5 year warranty 125W Equal - 16.5W - LED A21 bulb - 4000K Cool White - 120-277V | 4000 | 83 | 2000 | 121.2121 | 25000 | 16.5 | 1 | 36.48 | 36.48 | 42.8654 | 2020Q2 | https://www.beeslighting.com/16.5A21-840-277V | Bee's Lighting | 2020 | Yes
LED Lighting | A-Type | Green Creative | False |  | General Purpose Replacement | A21 | E26 (Medium) | Damp Location Rated HomeLamps, Bulbs, BallastsBulbs - LEDLED - TraditionalLamps - A-Type LED Lamp, 16.5W, 120-277V, Bulb: A-Type (A21), Base: Medium Screw (E26), Lumens: 2050, CRI: 82, Color Temperature: 3000K, Rated Average Life: 40,000 Hrs. Suitable for Enclosed Fixtures. Replaces up to 50W-70W HID. Green Creative 58238 16.5A21/830/277V LED Lamp, 16.5W, 120-277V, 3000K, A-Type | 3000 | 83 | 2000 | 121.2121 | 25000 | 16.5 | 1 | 47.35 | 47.35 | 55.6381 | 2020Q2 | https://www.platt.com/platt-electric-supply/LED-Traditional-Lamps-A-Type/Green-Creative/58238-16-5A21-830-277V/product.aspx?zpid=222992 | Platt | 2020 | Yes
LED Lighting | A-Type | Green Creative | False |  | General Purpose Replacement | A21 | E26 (Medium) | Damp Location Rated HomeLamps, Bulbs, BallastsBulbs - LEDLED - TraditionalLamps - A-Type LED Lamp, 16.5W, 120-277V, Bulb: A-Type (A21), Base: Medium Screw (E26), Lumens: 2000, CRI: 82, Color Temperature: 4000K, Rated Average Life: 40,000 Hrs. Suitable for enclosed fixtures. Replaces up to 50W-70W HID Green Creative 58239 16.5A21/840/277V LED Lamp, 16.5W, 120-277V, 4000K, A-Type | 4000 | 83 | 2000 | 121.2121 | 25000 | 16.5 | 1 | 47.35 | 47.35 | 55.6381 | 2020Q2 | https://www.platt.com/platt-electric-supply/LED-Traditional-Lamps-A-Type/Green-Creative/58239-16-5A21-840-277V/product.aspx?zpid=222993 | Platt | 2020 | Yes
LED Lighting | A-Type | Light Efficient Design |  |  | General Purpose Replacement | A21 | E26 (Medium) | Damp Location Rated HomeLamps, Bulbs, BallastsBulbs - LEDLED - TraditionalLamps - A-Type LED Lamp, 16.5W, 120-277V, Bulb: A-Type (A21), Base: Medium Screw (E26), Lumens: 2000, CRI: >80, Color Temperature: 3000K, 360° Omni Directional Design, Rated Average Life: 25,000 Hrs. Suitable for Enclosed Fixtures. Replaces 50-70W HID/125W Incandescent. Energy Star approved. Light Efficient Design LED-8016E30-A LED Screw-In RetroFit | 3000 | 83 | 2000 | 121.2121 | 25000 | 16.5 | 1 | 27.64 | 27.64 | 32.4781 | 2020Q2 | https://www.platt.com/platt-electric-supply/LED-Traditional-Lamps-A-Type/Light-Efficient-Design/LED-8016E30-A/product.aspx?zpid=1585282 | Platt | 2020 | Yes
LED Lighting | A-Type | Light Efficient Design | False |  | General Purpose Replacement | A21 | E26 (Medium) | Damp Location Rated HomeLamps, Bulbs, BallastsBulbs - LEDLED - TraditionalLamps - A-Type LED Lamp, 16.5W, 120-277V, Bulb: A-Type (A21), Base: Medium Screw (E26), Lumens: 2000, CRI: >80, Color Temperature: 4000K, 360° Omni Directional Design, Rated Average Life: 25,000 Hrs. Suitable for Enclosed Fixtures. Replaces 50-70W HID/125W Incandescent. Energy Star approved. Light Efficient Design LED-8016E40-A LED Screw-In RetroFit | 4000 | 83 | 2000 | 121.2121 | 25000 | 16.5 | 1 | 27.64 | 27.64 | 32.4781 | 2020Q2 | https://www.platt.com/platt-electric-supply/LED-Traditional-Lamps-A-Type/Light-Efficient-Design/LED-8016E40-A/product.aspx?zpid=1448410 | Platt | 2020 | Yes
LED Lighting | A-Type | Light Efficient Design | False |  | General Purpose Replacement | A21 | E26 (Medium) | Damp Location Rated HomeLamps, Bulbs, BallastsBulbs - LEDLED - TraditionalLamps - A-Type LED Lamp, 16.5W, 120-277V, Bulb: A-Type (A21), Base: Medium Screw (E26), Lumens: 2000, CRI: >80, Color Temperature: 5000K, 360° Omni Directional Design, Rated Average Life: 40,000 Hrs. Suitable for Enclosed Fixtures. Replaces 50-70W HID/125W Incandescent. Energy Star approved. Light Efficient Design LED-8016E50-A LED Screw-In RetroFit | 5000 | 86 | 2000 | 121.2121 | 25000 | 16.5 | 1 | 27.64 | 27.64 | 32.4781 | 2020Q2 | https://www.platt.com/platt-electric-supply/LED-Traditional-Lamps-A-Type/Light-Efficient-Design/LED-8016E50-A/product.aspx?zpid=1585280 | Platt | 2020 | Yes
LED Lighting | A-Type | Green Creative |  |  |  | A21 |  | 50-70W HID replacement Lamp extender available for use in larger fixtures Suitable for use in totally enclosed fixtures More Information This TITANIUM LED SERIES HID LED HO has been designed to run on universal voltage 120-277V. Features: Wattage: 16.5W LED Bulb Base: E26 Base Voltage: 120-277V Rated Life: 40,000 hours Color Temperature: 3000K, 4000K, 5000K Finish: White CRI: 82 Lumens: 2000 Beam Angle: 330 degrees 50-70W HID replacement Lamp extender available for use in larger fixtures Suitable for use in totally enclosed fixtures Models: 58238 , 58239 , 58240 *MFG Part Number*: 58238 , 58239 , 58240 This TITANIUM LED SERIES HID LED HO has been designed to run on universal voltage 120-277V. Green Creative 16.5W HID LED Bulb - E26 Base, 120-277V | 3000 | 82 | 2000 | 121.2121 | 40000 | 16.5 | 1 | 43.77 | 43.77 | 51.4314 | 2020Q2 | https://www.lbclighting.com/led/light-bulb-led/grnc-58238.html | LBC Lighting | 2020 | Yes
LED Lighting | A-Type | Green Creative | True |  |  | A19 | Medium (E26) | Description Whether you are adding a vintage touch to a DIY project or renovating an antique fixture, this LED A19 bulb provides an artful mix of elegant aesthetics and high efficiency. Tint and color make for a soothing atmosphere Smooth dimming capabilities Saves up to 82% in energy 600 Lumens - 2000 Kelvin - Color Matched for Incandescent Replacement - 120 Volt - Green Creative 98448 LED A19 Bulb - 7.5 Watt - 40 Watt Equal | 2000 |  | 600 | 120 |  | 5 | 6 | 26.58 | 4.43 | 5.2054 | 2020Q3 | https://www.1000bulbs.com/product/211191/GREENCREATIVE-98448.html | 1000bulbs.com | 2020 | Yes
LED Lighting | A-Type | Green Creative | True |  | A21 (Arbitrary) |  | Medium Screw (E26), Medium Screw (E26), Medium Screw (E26) | Home Lamps, Bulbs, Ballasts Bulbs - LED LED - Traditional Lamps - A-Type Dimmable LED Lamp, 14W, 120V 60Hz, Bulb: A-Type (A21), Base: Medium Screw (E26), Lumens: 1650, CRI: 82, Color Temperature: 3000K, Beam Angle: 230°, Rated Average Life: 25,000 Hrs. Green Creative 97962 14A21DIM/830 | 3000 | 82 | 1650 | 117.8571 |  | 14 | 1 | 7.7 | 7.7 | 9.0478 | 2020Q3 | https://www.platt.com/platt-electric-supply/LED-Traditional-Lamps-A-Type/Green-Creative/97962/product.aspx?zpid=1084968 | Platt | 2020 | Yes
LED Lighting | A-Type | Green Creative | True |  | A21 (Arbitrary) |  | E26 (Medium Screw) | HomeLamps, Bulbs, BallastsBulbs - LEDLED - TraditionalLamps - A-Type Dimmable LED Lamp, 14W, 120V 60Hz, Bulb: A-Type (A21), Base: Medium Screw (E26), Lumens: 1650, CRI: 82, Color Temperature: 3000K, Beam Angle: 230°, Rated Average Life: 25,000 Hrs. Green Creative 97962 14A21DIM/830 | 3000 | 82 | 1650 | 117.8571 |  | 14 | 1 | 7.69 | 7.69 | 9.036 | 2020Q2 | https://www.platt.com/platt-electric-supply/LED-Traditional-Lamps-A-Type/Green-Creative/97962/product.aspx?zpid=1084968 | Platt | 2020 | Yes
LED Lighting | A-Type | Westinghouse |  |  | General Purpose Replacement | A21 | E26 (Medium) | Damp Location Rated Damp Location Rated Home Fixtures Outdoor Lighting Outdoor Wall Lights 12 in. - Outdoor Wall Lanterns - Nickel Finish Back Description From the hands of the artisan to your front porch, this one-light wall lantern captures the beautiful simplicity of Arts and Crafts design. Clear textured glass panels and a decorative windowpane pattern provide warm, inviting light and rustic appeal. This lantern also features a brushed nickel finish, scroll arm, loop finial, and rectangular back plate. Formed of steel for durability, this lantern will add rustic charm to your front or back entryway. You can also use it as an accent for your porch, deck, patio, balcony, or side entrance. No matter where you place it, you will enjoy the lantern's welcoming lighting and Arts and Crafts design. 12 in. - Outdoor Wall Lanterns - Nickel Finish | 5000 | 82 | 2000 | 117.6471 | 25000 | 17 | 1 | 57.12 | 57.12 | 67.1182 | 2020Q3 | https://www.beeslighting.com/6991900 | Bee's Lighting | 2020 | Yes
LED Lighting | A-Type | Manufacturer: MaxLite | True |  |  | A19/A21 | Medium E26 | Home > LED Light Bulbs > LED A19 Bulbs > Over 2000 Lumens (High Ouput) > 2700K Warm White > 17 Watt High Ouput LED A21 Light Bulb Dimmable 2700K - 2000 Lumens Product Specifications - Quick Reference Input Voltage: Dimming: 120 Volt AC Yes Dimensions: Base: 2.55" D x 4.92" MOL E26 Medium LED Color: 2700K Warm White Life Time: 25,000 Hours Power Consumption: Luminous Efficacy: 17 Watts 118 lm/W CRI / Lumens: Certifications: 80 CRI / 2000 Lumens Energy Star, Damp Location Every industry thrives on new and forward thinking technology. While LEDs are not new, in recent years their performance and reliability have improved to make them a more viable option for general and task-oriented lighting. MaxLite's LED High Output A21 and A23 incandescent replacement lamps truly represent the next generation in lighting by saving you time, money, and energy through the use of quality LED chips for long life and superior lumen and color maintenance. They also feature instant, flicker-free start-up. We have seen where some people are looking for the cheapest LED light bulbs, or, lowest cost LED bulb, or, even, the best price LED light bulbs. You don't have to hunt because you have just found it - and - it has great quality to boot! This item is the MaxLite 17A21D27 (102721). Energy Star Certified and Damp Location Rated it is a cost-effective A21 LED Light Bulb replacement for up to 125 watt incandescent light bulbs. They consume 85% less energy while lasting 25x longer than the 125W incandescent light bulbs they replace. The 17A21D27 is a dimmable high output LED light bulb. Not only do they look like your 125 watt incandescent light bulb, they are also instant-on with no warm up. MaxLite's LED Omni-directional A-Line lamp replicate A21 incandescent bulbs that produce even light in all directions. These can be used in residential or commercial applications - where more light is required. Click here to see the MaxLite High Output LED A21 and A23 Specification Sheet. Now for the specifics on the 102721: It replaces your 125W incandescent light bulb but consumes just 17 Watts of 120V input power and generates 2000 lumens of 80 CRI 2700K Warm White light (that is a very nice 118 lumens per watt). These A21 LED light bulbs fit most fixtures with the standard E26 medium base socket. The MaxLite 17A21D27 bulbs are 2.55 inches wide and 4.92 inches MOL. They have long life - 25,000 hours - and replicate A21 incandescent light bulbs that produce even light in all directions. They are suited to a wide variety of residential and commercial applications, including pendants, wall sconces and table and floor lamps. They carry a 1 year limited warranty. MaxLite 17 Watt High Ouput LED A21 Light Bulb Dimmable 2700K - 2000 Lumens | 2700 | 80 | 2000 | 117.6471 | 25000 | 17 | 1 | 6.97 | 6.97 | 8.19 | 2020Q2 | https://www.greenelectricalsupply.com/17-watt-high-ouput-led-a21-light-bulb-dimmable-2700k-2000-lumens.aspx | Green Electrical Supply | 2020 | Yes
LED Lighting | A-Type | Manufacturer: MaxLite | True |  |  | A19/A21 | Medium E26 | Home > LED Light Bulbs > LED A19 Bulbs > Over 2000 Lumens (High Ouput) > 3000K Warm White > 17 Watt High Ouput LED A21 Light Bulb Dimmable 3000K - 2000 Lumens Product Specifications - Quick Reference Input Voltage: Dimming: 120 Volt AC Yes Dimensions: Base: 2.55" D x 4.92" MOL E26 Medium LED Color: 3000K Warm White Life Time: 25,000 Hours Power Consumption: Luminous Efficacy: 17 Watts 118 lm/W CRI / Lumens: Certifications: 80 CRI / 2000 Lumens Energy Star, Damp Location Every industry thrives on new and forward thinking technology. While LEDs are not new, in recent years their performance and reliability have improved to make them a more viable option for general and task-oriented lighting. MaxLite's LED High Output A21 and A23 incandescent replacement lamps truly represent the next generation in lighting by saving you time, money, and energy through the use of quality LED chips for long life and superior lumen and color maintenance. They also feature instant, flicker-free start-up. We have seen where some people are looking for the cheapest LED light bulbs, or, lowest cost LED bulb, or, even, the best price LED light bulbs. You don't have to hunt because you have just found it - and - it has great quality to boot! This item is the MaxLite 17A21D30 (102722). Energy Star Certified and Damp Location Rated it is a cost-effective A21 LED Light Bulb replacement for up to 125 watt incandescent light bulbs. They consume 85% less energy while lasting 25x longer than the 125W incandescent light bulbs they replace. The 17A21D30 is a dimmable high output LED light bulb. Not only do they look like your 125 watt incandescent light bulb, they are also instant-on with no warm up. MaxLite's LED Omni-directional A-Line lamp replicate A21 incandescent bulbs that produce even light in all directions. These can be used in residential or commercial applications - where more light is required. Click here to see the MaxLite High Output LED A21 and A23 Specification Sheet. Now for the specifics on the 102722: It replaces your 125W incandescent light bulb but consumes just 17 Watts of 120V input power and generates 2000 lumens of 80 CRI 3000K Warm White light (that is a very nice 118 lumens per watt). These A21 LED light bulbs fit most fixtures with the standard E26 medium base socket. The MaxLite 17A21D30 bulbs are 2.55 inches wide and 4.92 inches MOL. They have long life - 25,000 hours - and replicate A21 incandescent light bulbs that produce even light in all directions. They are suited to a wide variety of residential and commercial applications, including pendants, wall sconces and table and floor lamps. They carry a 1 year limited warranty. MaxLite 17 Watt High Ouput LED A21 Light Bulb Dimmable 3000K - 2000 Lumens | 3000 | 80 | 2000 | 117.6471 | 25000 | 17 | 1 | 6.97 | 6.97 | 8.19 | 2020Q2 | https://www.greenelectricalsupply.com/17-watt-high-ouput-led-a21-light-bulb-dimmable-3000k-2000-lumens.aspx | Green Electrical Supply | 2020 | Yes
LED Lighting | A-Type | Manufacturer: MaxLite | True |  |  | A19/A21 | Medium E26 | Home > LED Light Bulbs > LED A19 Bulbs > Over 2000 Lumens (High Ouput) > 4000K Cool White > 17 Watt High Ouput LED A21 Light Bulb Dimmable 4000K - 2000 Lumens Product Specifications - Quick Reference Input Voltage: Dimming: 120 Volt AC Dimmable Dimensions: Base: 2.55" D x 4.92" MOL E26 Medium LED Color: 4000K Cool White Life Time: 25,000 Hours Power Consumption: Luminous Efficacy: 17 Watts 118 lm/W CRI / Lumens: Certifications: 80 CRI / 2000 Lumens Energy Star, Damp Location Every industry thrives on new and forward thinking technology. While LEDs are not new, in recent years their performance and reliability have improved to make them a more viable option for general and task-oriented lighting. MaxLite's LED High Output A21 and A23 incandescent replacement lamps truly represent the next generation in lighting by saving you time, money, and energy through the use of quality LED chips for long life and superior lumen and color maintenance. They also feature instant, flicker-free start-up. We have seen where some people are looking for the cheapest LED light bulbs, or, lowest cost LED bulb, or, even, the best price LED light bulbs. You don't have to hunt because you have just found it - and - it has great quality to boot! This item is the MaxLite 17A21D40 (102723). Energy Star Certified and Damp Location Rated it is a cost-effective A21 LED Light Bulb replacement for up to 125 watt incandescent light bulbs. They consume 85% less energy while lasting 25x longer than the 125W incandescent light bulbs they replace. The 17A21ND40 is a dimmable high output LED light bulb. Not only do they look like your 125 watt incandescent light bulb, they are also instant-on with no warm up. MaxLite's LED Omni-directional A-Line lamp replicate A21 incandescent bulbs that produce even light in all directions. These can be used in residential or commercial applications - where more light is required. Click here to see the MaxLite High Output LED A21 and A23 Specification Sheet. Now for the specifics on the 102723: It replaces your 125W incandescent light bulb but consumes just 17 Watts of 120V input power and generates 2000 lumens of 80 CRI 4000K Cool White light (that is a very nice 118 lumens per watt). These A21 LED light bulbs fit most fixtures with the standard E26 medium base socket. The MaxLite 17A21D40 bulbs are 2.55 inches wide and 4.92 inches MOL. They have long life - 25,000 hours - and replicate A21 incandescent light bulbs that produce even light in all directions. They are suited to a wide variety of residential and commercial applications, including pendants, wall sconces and table and floor lamps. They carry a 1 year limited warranty. MaxLite 17 Watt High Ouput LED A21 Light Bulb Dimmable 4000K - 2000 Lumens | 4000 | 80 | 2000 | 117.6471 | 25000 | 17 | 1 | 6.97 | 6.97 | 8.19 | 2020Q2 | https://www.greenelectricalsupply.com/17-watt-high-ouput-led-a21-light-bulb-dimmable-4000k-2000-lumens.aspx | Green Electrical Supply | 2020 | Yes
LED Lighting | A-Type | Manufacturer: MaxLite | True | Daylighting/Photocell, |  | A19/A21 | Medium E26 | Home > LED Light Bulbs > LED A19 Bulbs > Over 2000 Lumens (High Ouput) > 5000K Daylight > 17 Watt High Ouput LED A21 Light Bulb Dimmable 5000K - 2000 Lumens Product Specifications - Quick Reference Input Voltage: Dimming: 120 Volt AC Dimmable Dimensions: Base: 2.55" D x 4.92" MOL E26 Medium LED Color: 5000K Daylight Life Time: 25,000 Hours Power Consumption: Luminous Efficacy: 17 Watts 118 lm/W CRI / Lumens: Certifications: 80 CRI / 2000 Lumens Energy Star, Damp Location Every industry thrives on new and forward thinking technology. While LEDs are not new, in recent years their performance and reliability have improved to make them a more viable option for general and task-oriented lighting. MaxLite's LED High Output A21 and A23 incandescent replacement lamps truly represent the next generation in lighting by saving you time, money, and energy through the use of quality LED chips for long life and superior lumen and color maintenance. They also feature instant, flicker-free start-up. We have seen where some people are looking for the cheapest LED light bulbs, or, lowest cost LED bulb, or, even, the best price LED light bulbs. You don't have to hunt because you have just found it - and - it has great quality to boot! This item is the MaxLite 17A21D50 (102724). Energy Star Certified and Damp Location Rated it is a cost-effective A21 LED Light Bulb replacement for up to 125 watt incandescent light bulbs. They consume 85% less energy while lasting 25x longer than the 125W incandescent light bulbs they replace. The 17A21D50 is a dimmable high output LED light bulb. Not only do they look like your 125 watt incandescent light bulb, they are also instant-on with no warm up. MaxLite's LED Omni-directional A-Line lamp replicate A21 incandescent bulbs that produce even light in all directions. These can be used in residential or commercial applications - where more light is required. Click here to see the MaxLite High Output LED A21 and A23 Specification Sheet. Now for the specifics on the 102724: It replaces your 125W incandescent light bulb but consumes just 17 Watts of 120V input power and generates 2000 lumens of 80 CRI 5000K Daylight light (that is a very nice 118 lumens per watt). These A21 LED light bulbs fit most fixtures with the standard E26 medium base socket. The MaxLite 17A21D50 bulbs are 2.55 inches wide and 4.92 inches MOL. They have long life - 25,000 hours - and replicate A21 incandescent light bulbs that produce even light in all directions. They are suited to a wide variety of residential and commercial applications, including pendants, wall sconces and table and floor lamps. They carry a 1 year limited warranty. MaxLite 17 Watt High Ouput LED A21 Light Bulb Dimmable 5000K - 2000 Lumens | 5000 | 80 | 2000 | 117.6471 | 25000 | 17 | 1 | 6.97 | 6.97 | 8.19 | 2020Q2 | https://www.greenelectricalsupply.com/17-watt-high-ouput-led-a21-light-bulb-dimmable-5000k-2000-lumens.aspx | Green Electrical Supply | 2020 | Yes
LED Lighting | A-Type | Manufacturer: MaxLite | False |  |  | A19/A21 | Medium E26 | Home > LED Light Bulbs > LED A19 Bulbs > Over 2000 Lumens (High Ouput) > 2700K Warm White > 17 Watt High Ouput LED A21 Light Bulb Non-Dimmable 2700K - 2000 Lumens Product Specifications - Quick Reference Input Voltage: Dimming: 120 Volt AC NOT Dimmable Dimensions: Base: 2.55" D x 4.92" MOL E26 Medium LED Color: 2700K Warm White Life Time: 25,000 Hours Power Consumption: Luminous Efficacy: 17 Watts 118 lm/W CRI / Lumens: Certifications: 80 CRI / 2000 Lumens Energy Star, Damp Location Every industry thrives on new and forward thinking technology. While LEDs are not new, in recent years their performance and reliability have improved to make them a more viable option for general and task-oriented lighting. MaxLite's LED High Output A21 and A23 incandescent replacement lamps truly represent the next generation in lighting by saving you time, money, and energy through the use of quality LED chips for long life and superior lumen and color maintenance. They also feature instant, flicker-free start-up. We have seen where some people are looking for the cheapest LED light bulbs, or, lowest cost LED bulb, or, even, the best price LED light bulbs. You don't have to hunt because you have just found it - and - it has great quality to boot! This item is the MaxLite 17A21ND27 (102733). Energy Star Certified and Damp Location Rated it is a cost-effective A21 LED Light Bulb replacement for up to 125 watt incandescent light bulbs. They consume 85% less energy while lasting 25x longer than the 125W incandescent light bulbs they replace. The 17A21ND27 is a NON- dimmable high output LED light bulb. Not only do they look like your 125 watt incandescent light bulb, they are also instant-on with no warm up. MaxLite's LED Omni-directional A-Line lamp replicate A21 incandescent bulbs that produce even light in all directions. These can be used in residential or commercial applications - where more light is required. Click here to see the MaxLite High Output LED A21 and A23 Specification Sheet. Now for the specifics on the 102733: It replaces your 125W incandescent light bulb but consumes just 17 Watts of 120V input power and generates 2000 lumens of 80 CRI 2700K Warm White light (that is a very nice 118 lumens per watt). These A21 LED light bulbs fit most fixtures with the standard E26 medium base socket. The MaxLite 17A21ND27 bulbs are 2.55 inches wide and 4.92 inches MOL. They have long life - 25,000 hours - and replicate A21 incandescent light bulbs that produce even light in all directions. They are suited to a wide variety of residential and commercial applications, including pendants, wall sconces and table and floor lamps. They carry a 5 year limited warranty. MaxLite 17 Watt High Ouput LED A21 Light Bulb Non-Dimmable 2700K - 2000 Lumens | 2700 | 80 | 2000 | 117.6471 | 25000 | 17 | 1 | 6.46 | 6.46 | 7.5907 | 2020Q2 | https://www.greenelectricalsupply.com/17-watt-high-ouput-led-a21-light-bulb-non-dimmable-2700k-2000-lumens.aspx | Green Electrical Supply | 2020 | Yes
LED Lighting | A-Type | Manufacturer: MaxLite | False |  |  | A19/A21 | Medium E26 | Home > LED Light Bulbs > LED A19 Bulbs > Over 2000 Lumens (High Ouput) > 3000K Warm White > 17 Watt High Ouput LED A21 Light Bulb Non-Dimmable 3000K - 2000 Lumens Product Specifications - Quick Reference Input Voltage: Dimming: 120 Volt AC NOT Dimmable Dimensions: Base: 2.55" D x 4.92" MOL E26 Medium LED Color: 3000K Warm White Life Time: 25,000 Hours Power Consumption: Luminous Efficacy: 17 Watts 118 lm/W CRI / Lumens: Certifications: 80 CRI / 2000 Lumens Energy Star, Damp Location Every industry thrives on new and forward thinking technology. While LEDs are not new, in recent years their performance and reliability have improved to make them a more viable option for general and task-oriented lighting. MaxLite's LED High Output A21 and A23 incandescent replacement lamps truly represent the next generation in lighting by saving you time, money, and energy through the use of quality LED chips for long life and superior lumen and color maintenance. They also feature instant, flicker-free start-up. We have seen where some people are looking for the cheapest LED light bulbs, or, lowest cost LED bulb, or, even, the best price LED light bulbs. You don't have to hunt because you have just found it - and - it has great quality to boot! This item is the MaxLite 17A21ND30 (102734). Energy Star Certified and Damp Location Rated it is a cost-effective A21 LED Light Bulb replacement for up to 125 watt incandescent light bulbs. They consume 85% less energy while lasting 25x longer than the 125W incandescent light bulbs they replace. The 17A21ND30 is a NON- dimmable high output LED light bulb. Not only do they look like your 125 watt incandescent light bulb, they are also instant-on with no warm up. MaxLite's LED Omni-directional A-Line lamp replicate A21 incandescent bulbs that produce even light in all directions. These can be used in residential or commercial applications - where more light is required. Click here to see the MaxLite High Output LED A21 and A23 Specification Sheet. Now for the specifics on the 102734: It replaces your 125W incandescent light bulb but consumes just 17 Watts of 120V input power and generates 2000 lumens of 80 CRI 3000K Warm White light (that is a very nice 118 lumens per watt). These A21 LED light bulbs fit most fixtures with the standard E26 medium base socket. The MaxLite 17A21ND30 bulbs are 2.55 inches wide and 4.92 inches MOL. They have long life - 25,000 hours - and replicate A21 incandescent light bulbs that produce even light in all directions. They are suited to a wide variety of residential and commercial applications, including pendants, wall sconces and table and floor lamps. They carry a 5 year limited warranty. MaxLite 17 Watt High Ouput LED A21 Light Bulb Non-Dimmable 3000K - 2000 Lumens | 3000 | 80 | 2000 | 117.6471 | 25000 | 17 | 1 | 6.46 | 6.46 | 7.5907 | 2020Q2 | https://www.greenelectricalsupply.com/17-watt-high-ouput-led-a21-light-bulb-non-dimmable-3000k-2000-lumens.aspx | Green Electrical Supply | 2020 | Yes
LED Lighting | A-Type | Manufacturer: MaxLite | False |  |  | A19/A21 | Medium E26 | Home > LED Light Bulbs > LED A19 Bulbs > Over 2000 Lumens (High Ouput) > 4000K Cool White > 17 Watt High Ouput LED A21 Light Bulb Non-Dimmable 4000K - 2000 Lumens Product Specifications - Quick Reference Input Voltage: Dimming: 120 Volt AC NOT Dimmable Dimensions: Base: 2.55" D x 4.92" MOL E26 Medium LED Color: 4000K Cool White Life Time: 25,000 Hours Power Consumption: Luminous Efficacy: 17 Watts 118 lm/W CRI / Lumens: Certifications: 80 CRI / 2000 Lumens Energy Star, Damp Location Every industry thrives on new and forward thinking technology. While LEDs are not new, in recent years their performance and reliability have improved to make them a more viable option for general and task-oriented lighting. MaxLite's LED High Output A21 and A23 incandescent replacement lamps truly represent the next generation in lighting by saving you time, money, and energy through the use of quality LED chips for long life and superior lumen and color maintenance. They also feature instant, flicker-free start-up. We have seen where some people are looking for the cheapest LED light bulbs, or, lowest cost LED bulb, or, even, the best price LED light bulbs. You don't have to hunt because you have just found it - and - it has great quality to boot! This item is the MaxLite 17A21ND40 (102735). Energy Star Certified and Damp Location Rated it is a cost-effective A21 LED Light Bulb replacement for up to 125 watt incandescent light bulbs. They consume 85% less energy while lasting 25x longer than the 125W incandescent light bulbs they replace. The 17A21ND40 is a NON- dimmable high output LED light bulb. Not only do they look like your 125 watt incandescent light bulb, they are also instant-on with no warm up. MaxLite's LED Omni-directional A-Line lamp replicate A21 incandescent bulbs that produce even light in all directions. These can be used in residential or commercial applications - where more light is required. Click here to see the MaxLite High Output LED A21 and A23 Specification Sheet. Now for the specifics on the 102735: It replaces your 125W incandescent light bulb but consumes just 17 Watts of 120V input power and generates 2000 lumens of 80 CRI 4000K Cool White light (that is a very nice 118 lumens per watt). These A21 LED light bulbs fit most fixtures with the standard E26 medium base socket. The MaxLite 17A21ND40 bulbs are 2.55 inches wide and 4.92 inches MOL. They have long life - 25,000 hours - and replicate A21 incandescent light bulbs that produce even light in all directions. They are suited to a wide variety of residential and commercial applications, including pendants, wall sconces and table and floor lamps. They carry a 5 year limited warranty. MaxLite 17 Watt High Ouput LED A21 Light Bulb Non-Dimmable 4000K - 2000 Lumens | 4000 | 80 | 2000 | 117.6471 | 25000 | 17 | 1 | 6.46 | 6.46 | 7.5907 | 2020Q2 | https://www.greenelectricalsupply.com/17-watt-high-ouput-led-a21-light-bulb-non-dimmable-4000k-2000-lumens.aspx | Green Electrical Supply | 2020 | Yes
LED Lighting | A-Type | Manufacturer: MaxLite | False | Daylighting/Photocell, |  | A19/A21 | Medium E26 | Home > LED Light Bulbs > LED A19 Bulbs > Over 2000 Lumens (High Ouput) > 5000K Daylight > 17 Watt High Ouput LED A21 Light Bulb Non-Dimmable 5000K - 2000 Lumens Product Specifications - Quick Reference Input Voltage: Dimming: 120 Volt AC NOT Dimmable Dimensions: Base: 2.55" D x 4.92" MOL E26 Medium LED Color: 5000K Daylight Life Time: 25,000 Hours Power Consumption: Luminous Efficacy: 17 Watts 118 lm/W CRI / Lumens: Certifications: 80 CRI / 2000 Lumens Energy Star, Damp Location Every industry thrives on new and forward thinking technology. While LEDs are not new, in recent years their performance and reliability have improved to make them a more viable option for general and task-oriented lighting. MaxLite's LED High Output A21 and A23 incandescent replacement lamps truly represent the next generation in lighting by saving you time, money, and energy through the use of quality LED chips for long life and superior lumen and color maintenance. They also feature instant, flicker-free start-up. We have seen where some people are looking for the cheapest LED light bulbs, or, lowest cost LED bulb, or, even, the best price LED light bulbs. You don't have to hunt because you have just found it - and - it has great quality to boot! This item is the MaxLite 17A21ND50 (102736). Energy Star Certified and Damp Location Rated it is a cost-effective A21 LED Light Bulb replacement for up to 125 watt incandescent light bulbs. They consume 85% less energy while lasting 25x longer than the 125W incandescent light bulbs they replace. The 17A21ND50 is a NON- dimmable high output LED light bulb. Not only do they look like your 125 watt incandescent light bulb, they are also instant-on with no warm up. MaxLite's LED Omni-directional A-Line lamp replicate A21 incandescent bulbs that produce even light in all directions. These can be used in residential or commercial applications - where more light is required. Click here to see the MaxLite High Output LED A21 and A23 Specification Sheet. Now for the specifics on the 102736: It replaces your 125W incandescent light bulb but consumes just 17 Watts of 120V input power and generates 2000 lumens of 80 CRI 5000K Daylight light (that is a very nice 118 lumens per watt). These A21 LED light bulbs fit most fixtures with the standard E26 medium base socket. The MaxLite 17A21ND50 bulbs are 2.55 inches wide and 4.92 inches MOL. They have long life - 25,000 hours - and replicate A21 incandescent light bulbs that produce even light in all directions. They are suited to a wide variety of residential and commercial applications, including pendants, wall sconces and table and floor lamps. They carry a 5 year limited warranty. MaxLite 17 Watt High Ouput LED A21 Light Bulb Non-Dimmable 5000K - 2000 Lumens | 5000 | 80 | 2000 | 117.6471 | 25000 | 17 | 1 | 6.46 | 6.46 | 7.5907 | 2020Q2 | https://www.greenelectricalsupply.com/17-watt-high-ouput-led-a21-light-bulb-non-dimmable-5000K-2000-lumens.aspx | Green Electrical Supply | 2020 | Yes
LED Lighting | A-Type | Satco | True |  | General Purpose Replacement | A21 | E26 (Medium) | Damp Location Rated,Recessed Fixtures,Shatter Resistant,Vibration Service Damp Location Rated,Recessed Fixtures,Shatter Resistant,Vibration Service Home Bulbs High Output LED Bulbs 125W INC Equal - 20W - LED A21 bulb - 2700k Warm light- 120V Back Description The Satco S8735 Hi-Pro LED offers a new design for retrofitting bollards and post tops. Satco S8735 LED A21 lamp produces 2450 lumens with a 2700K color temperature that illuminates warm light LED has E26 medium base with input voltage of 120V. Dimmiable and enclosed rated lamp Damp location rated and Energy star Type A and 84+ CRI with RoHS compliant 125W INC Equal - 20W - LED A21 bulb - 2700k Warm light- 120V | 2700 | 84 | 2350 | 117.5 | 25000 | 20 | 1 | 22.78 | 22.78 | 26.7674 | 2020Q3 | https://www.beeslighting.com/S8735 | Bee's Lighting | 2020 | Yes
LED Lighting | A-Type | Satco | True |  | General Purpose Replacement | A21 | E26 (Medium) | Damp Location Rated,Recessed Fixtures,Shatter Resistant,Vibration Service Damp Location Rated,Recessed Fixtures,Shatter Resistant,Vibration Service Color Temp.2700K4000K5000K DimmableNoYes Product Description Unique design and energy-efficiency are your with this frosted 20W LED A21 lamp from Satco. This product offers a high lumen output and 2700K of warm white light for up to 25,000 hours, and it's compatible with S8735 dimmers. Energy Star certified. Product Features: Replaces 125W incandescent bulbs A21 form factor Compatible with E26 medium base fixtures Works with S8735 dimmers Color accuracy of 80 CRI Energy Star certified Suitable for use in enclosed fixtures Rated for damp locations Lifespan of up to 25,000 hours Five-year warranty Applications: General lighting Alternate Product Versions $26.90 EACASE of 12 add Satco S8778 - 20W LED A21 Bulb - 4000K 2,745 Lumens - 80 CRI - 150V Incandescent Equivalent - 280° - 120V $26.90 EACASE of 12 add Satco S8736 - 20W LED A21 Bulb - 5000K 2,860 Lumens - 80 CRI - 150V Incandescent Equivalent - 280° - 120V $26.90 EACASE of 12 add Satco S8737 - 20W LED A21 Bulb - 2700K 2,450 Lumens - 80 CRI - 125V Incandescent Equivalent - 280° - 120-277V Medium (E26) 2,350 Lumens - 80 CRI - 125V Incandescent Equivalent - 280° - 120V Satco S8735 - 20W LED A21 Bulb - 2700K | 2700 | 84 | 2350 | 117.5 | 25000 | 20 | 24 | 628.8 | 26.2 | 30.786 | 2020Q3 | https://www.energyavenue.com/Satco/S8735 | Energy Avenue | 2020 | Yes
LED Lighting | A-Type | Manufacturer: Satco | True |  | General Purpose Replacement | A21 | E26 (Medium) | Damp Location Rated,Recessed Fixtures,Shatter Resistant,Vibration Service Damp Location Rated,Recessed Fixtures,Shatter Resistant,Vibration Service Home > Energy Star Qualified Products > 20 Watt 2900 Lumen 120V E26 Base Dimmable LED A21 Light Bulb 2700K ** Non-CEC Compliant - NOT Lawful for Sale in California ** Product Specifications - Quick Reference Input Voltage: Lumens: 120 Volt 2900 Lumens Dimensions: Dimmable: 5" (MOL) x 2-5/8" (MOD) Yes LED Color: 2700K Warm White Life Time: 25,000 Hours Power Consumption: Luminous Efficacy: 20 Watts 145 lm/W CRI: Certifications: 80 CRI Enclosed, RoHS, Damp Satco's LED series of high lumen LED A21 Lamps are here to replace your 70 watt halogens and ceramic metal halide lamps, or 200 watt incandescent bulbs. These lamps are intended for industrial and commercial applications. This Hi Pro series of A21 LED lights bulbs are approved for enclosed fixtures and are damp location rated. They have a long life of 25,000 hours and possess a 5 Year Limited Warranty. This series comes in a 20 watt model with the color temperatures of 2700K and 5000K. They also have dimmable 120V or non-dimmable 120-277V options. This model is part number S8735, which produces 2900 lumens of a 2700K warm white color. This LED light bulb consumes just 20 watts of 120 volt energy. This bulb is RoHS compliant, cULus - damp location rated, and enclosed fixture rated. This led light bulb is dimmable and has a CRI of 80, with a medium E26 base to meet all of your replacement needs. When you replace your 200A21 bulbs with these 200 watt A21 LED bulbs, your energy use decreases significantly while keeping the same look and feel of your old A21 bulbs. Typical applications include: commercial, residential, down lighting, accent lighting, display lighting, and more. Click here for the complete Satco S8735 LED A21 Light Bulb Specification Sheet. Satco 20 Watt 2900 Lumen 120V E26 Base Dimmable LED A21 Light Bulb 2700K | 2700 | 84 | 2350 | 117.5 | 25000 | 20 | 1 | 26.95 | 26.95 | 31.6673 | 2020Q3 | https://www.greenelectricalsupply.com/20-watt-2900-lumen-dimmable-led-a21-120v-2700k.aspx | Green Electrical Supply | 2020 | Yes
LED Lighting | A-Type | Satco | True |  | General Purpose Replacement | A21 | E26 (Medium) | Damp Location Rated,Recessed Fixtures,Shatter Resistant,Vibration Service Damp Location Rated,Recessed Fixtures,Shatter Resistant,Vibration Service Home Lamps, Bulbs, Ballasts Bulbs - LED LED - Traditional Lamps - A-Type S8735 LED Lamp, 20 Watt, A21, 2350 Lumen, 2700K, 80 CRI, Medium Base, 120 Volt, Dimmable LED Lamp, 20 Watt, A21, 2350 Lumen, 2700K, Medium Base, 120V Satco S8735 LED Lamp, 20 Watt, A21, 2350 Lumen, 2700K, Medium Base, 120V | 2700 | 84 | 2350 | 117.5 | 25000 | 20 | 1 | 43.48 | 43.48 | 51.0907 | 2020Q3 | https://www.rexelusa.com/usr/Root-Category/Lamps,-Bulbs,-Ballasts/Bulbs---LED/LED---Traditional/Lamps---A-Type/Satco-S8735-LED-Lamp,-20-Watt,-A21,-2350-Lumen,-2700K,-Medium-Base,-120V/p/1263860?prevPageNumber=96 | Rexel Energy Solutions | 2020 | Yes
LED Lighting | A-Type | Manufacturer: Satco | True |  | General Purpose Replacement | A21 | E26 (Medium) | Damp Location Rated,Recessed Fixtures,Shatter Resistant,Vibration Service Home > Energy Star Qualified Products > 20 Watt 2900 Lumen 120V E26 Base Dimmable LED A21 Light Bulb 2700K ** Non-CEC Compliant - NOT Lawful for Sale in California ** Product Specifications - Quick Reference Input Voltage: Lumens: 120 Volt 2900 Lumens Dimensions: Dimmable: 5" (MOL) x 2-5/8" (MOD) Yes LED Color: 2700K Warm White Life Time: 25,000 Hours Power Consumption: Luminous Efficacy: 20 Watts 145 lm/W CRI: Certifications: 80 CRI Enclosed, RoHS, Damp Satco's LED series of high lumen LED A21 Lamps are here to replace your 70 watt halogens and ceramic metal halide lamps, or 200 watt incandescent bulbs. These lamps are intended for industrial and commercial applications. This Hi Pro series of A21 LED lights bulbs are approved for enclosed fixtures and are damp location rated. They have a long life of 25,000 hours and possess a 5 Year Limited Warranty. This series comes in a 20 watt model with the color temperatures of 2700K and 5000K. They also have dimmable 120V or non-dimmable 120-277V options. This model is part number S8735, which produces 2900 lumens of a 2700K warm white color. This LED light bulb consumes just 20 watts of 120 volt energy. This bulb is RoHS compliant, cULus - damp location rated, and enclosed fixture rated. This led light bulb is dimmable and has a CRI of 80, with a medium E26 base to meet all of your replacement needs. When you replace your 200A21 bulbs with these 200 watt A21 LED bulbs, your energy use decreases significantly while keeping the same look and feel of your old A21 bulbs. Typical applications include: commercial, residential, down lighting, accent lighting, display lighting, and more. Click here for the complete Satco S8735 LED A21 Light Bulb Specification Sheet. Satco 20 Watt 2900 Lumen 120V E26 Base Dimmable LED A21 Light Bulb 2700K | 2700 | 84 | 2350 | 117.5 | 25000 | 20 | 1 | 26.95 | 26.95 | 31.6673 | 2020Q2 | https://www.greenelectricalsupply.com/20-watt-2900-lumen-dimmable-led-a21-120v-2700k.aspx | Green Electrical Supply | 2020 | Yes
LED Lighting | A-Type | Satco | True |  | General Purpose Replacement | A21 | E26 (Medium) | Damp Location Rated,Recessed Fixtures,Shatter Resistant,Vibration Service HomeLamps, Bulbs, BallastsBulbs - LEDLED - TraditionalLamps - A-Type LED Lamp, 20 Watt, A21, 2350 Lumen, 2700K, 80 CRI, Medium Base, 120 Volt, Dimmable Satco S8735 LED Lamp, 20 Watt, A21, 2350 Lumen, 2700K, Medium Base, 120V | 2700 | 84 | 2350 | 117.5 | 25000 | 20 | 1 | 43.76 | 43.76 | 51.4197 | 2020Q2 | https://www.platt.com/platt-electric-supply/LED-Traditional-Lamps-A-Type/Satco/S8735/product.aspx?zpid=1277584 | Platt | 2020 | Yes
LED Lighting | A-Type | Standard Products | False |  | LED | A21 | E26 (Medium) | Topbulb » LED Bulbs » LED Standard Shape » LED 3-Way » Standard - 3.5W/7W/14.5W LED - 3 Way - 40W/60W/100W Equal - Halogen White Light This 3-way LED replaces a 40 watt / 60 watt / 100 watt standard 3-way incandescent. Use in table lamps and floor lamps to provide both general ambient light levels as well as task lighting illumination. Note: when the bulb is turned ON it will be in the highest wattage and work down to the lowest wattage with each turn of the switch. Energy Star qualifed. Shipping Notice This item has certain shipping restrictions. Please refer to specifications table on this page for restricted shipping zones. LED Technology Notice Due to constantly evolving nature of LED technology, manufacturers will reserve the right to replace this product with next generation technology. We appreciate your understanding and acceptance of this policy. Utility/Government Incentives Documents Standard 64295 Specification Sheet About Standard Standard Products Inc., head office located in Montreal, Canada, supplies a full range of lighting solutions to the North American market. Standard surpasses market norms on quality products and innovative ideas across their entire line of lamps. Standard Products Inc. is a Gold Standard Winner as one of Canada's Best Managed Companies. 25,000 Hour Life • A21 Shape • Energy Star Standard - 3.5W/7W/14.5W LED - 3 Way - 40W/60W/100W Equal - Halogen White Light | 3000 | 81 | 410 | 117.1429 | 25000 | 3.5 | 1 | 18.95 | 18.95 | 22.267 | 2020Q3 | https://www.topbulb.com/standard-3-5w-7w-14-5w-led-3-way-40w-60w-100w-equal-halogen-white-light | Top Bulb | 2020 | Yes
LED Lighting | A-Type | Standard Products | False |  | LED | A21 | E26 (Medium) | Topbulb » LED Bulbs » LED Standard Shape » LED 3-Way » Standard - 3.5W/7W/14.5W LED - 3 Way - 40W/60W/100W Equal - Warm White Light This 3-way LED replaces a 40 watt / 60 watt / 100 watt standard 3-way incandescent. Use in table lamps and floor lamps to provide both general ambient light levels as well as task lighting illumination. Note: when the bulb is turned ON it will be in the highest wattage and work down to the lowest wattage with each turn of the switch. Energy Star qualifed. Shipping Notice This item has certain shipping restrictions. Please refer to specifications table on this page for restricted shipping zones. LED Technology Notice Due to constantly evolving nature of LED technology, manufacturers will reserve the right to replace this product with next generation technology. We appreciate your understanding and acceptance of this policy. Utility/Government Incentives Documents Standard 64294 Specification Sheet About Standard Standard Products Inc., head office located in Montreal, Canada, supplies a full range of lighting solutions to the North American market. Standard surpasses market norms on quality products and innovative ideas across their entire line of lamps. Standard Products Inc. is a Gold Standard Winner as one of Canada's Best Managed Companies. 25,000 Hour Life • A21 Shape • Energy Star Standard - 3.5W/7W/14.5W LED - 3 Way - 40W/60W/100W Equal - Warm White Light | 2700 | 81 | 410 | 117.1429 | 25000 | 3.5 | 1 | 18.95 | 18.95 | 22.267 | 2020Q3 | https://www.topbulb.com/standard-3-5w-7w-14-5w-led-3-way-40w-60w-100w-equal-warm-white-light | Top Bulb | 2020 | Yes
LED Lighting | A-Type | Standard Products | False |  | LED | A21 | E26 (Medium) | Topbulb » LED Bulbs » LED Standard Shape » LED 3-Way » Standard - 3.5W/7W/14.5W LED - 3 Way - 40W/60W/100W Equal - Warm White Light This 3-way LED replaces a 40 watt / 60 watt / 100 watt standard 3-way incandescent. Use in table lamps and floor lamps to provide both general ambient light levels as well as task lighting illumination. Note: when the bulb is turned ON it will be in the highest wattage and work down to the lowest wattage with each turn of the switch. Energy Star qualifed. Shipping Notice This item will not ship to Canada. LED Technology Notice Due to constantly evolving nature of LED technology, manufacturers will reserve the right to replace this product with next generation technology. We appreciate your understanding and acceptance of this policy. Utility/Government Incentives Documents Standard 64294 Specification Sheet About Standard Standard Products Inc., head office located in Montreal, Canada, supplies a full range of lighting solutions to the North American market. Standard surpasses market norms on quality products and innovative ideas across their entire line of lamps. Standard Products Inc. is a Gold Standard Winner as one of Canada's Best Managed Companies. 25,000 Hour Life • A21 Shape • Energy Star Standard - 3.5W/7W/14.5W LED - 3 Way - 40W/60W/100W Equal - Warm White Light | 2700 | 81 | 410 | 117.1429 | 25000 | 3.5 | 1 | 18.95 | 18.95 | 22.267 | 2020Q2 | https://www.topbulb.com/standard-3-5w-7w-14-5w-led-3-way-40w-60w-100w-equal-warm-white-light | Top Bulb | 2020 | Yes
LED Lighting | A-Type | TCP | False | Daylighting/Photocell, | General Purpose Replacement | A19 | E26 (Medium) | Damp Location Rated Damp Location Rated Home / Light Bulbs / LED / LED A-Line / TCP - L16A19N1550K Energy Star; Durable Plastic Housing; Enclosed Fixture Rated; Damp Location Rated 15.5W A19 LED Lamp - Universal - 1600 Lumens - Daylight (5000K) - 80 CRI - 15000 Hours - E26 (Medium) - 120 to 130V TCP - L16A19N1550K | 5000 | 83 | 1750 | 116.6667 | 15000 | 15 | 1 | 6.02 | 6.02 | 7.0737 | 2020Q3 | https://shop.regencylighting.com/lamps/led/a-line/l16a19n1550k-tcp.html | Regency Lighting | 2020 | Yes
LED Lighting | A-Type | TCP | False | Daylighting/Photocell, | General Purpose Replacement | A19 | E26 (Medium) | Damp Location Rated Damp Location Rated Home / Light Bulbs / LED / TCP - L16A19N1550K Energy Star; Durable Plastic Housing; Enclosed Fixture Rated; Damp Location Rated 15.5W A19 LED Lamp - Universal - 1600 Lumens - Daylight (5000K) - 80 CRI - 15000 Hours - E26 (Medium) - 120 to 130V TCP - L16A19N1550K | 5000 | 83 | 1750 | 116.6667 | 15000 | 15 | 1 | 6.02 | 6.02 | 7.0737 | 2020Q3 | https://shop.regencylighting.com/lamps/led/l16a19n1550k-tcp.html | Regency Lighting | 2020 | Yes
LED Lighting | A-Type | TCP | False |  | General Purpose Replacement | A19 | E26 (Medium) | Damp Location Rated Damp Location Rated LED A-Style Light Bulbs TCP non-dimmable 15.5 watt A-19 LED bulb generates as much light as many 100 watt incandescent bulbs. Suitable for use in enclosed fixtures No lead or mercury means easy and environmentally safe disposal Saves 84.5 watts in electricity compared to a 100 watt incandescent Very long life - Rated to still put out 70% as much light after 15,000 hours of operation as it does when brand new Do not “hot swap” this bulb. Turn off fixture before replacing existing bulb. Suitable for use in enclosed fixtures No lead or mercury means easy and environmentally safe disposal Saves 84.5 watts in electricity compared to a 100 watt incandescent Very long life - Rated to still put out 70% as much light after 15,000 hours of operation as it does when brand new TCP Non-Dimmable 15.5 Watt 5000K A19 LED Bulb, Enclosed Fixture Rated | 5000 | 83 | 1750 | 116.6667 | 15000 | 15 | 12 | 4.49 | 0.37417 | 0.43966 | 2020Q3 | https://www.bulbs.com/product/L16A19N1550K | Bulbs.com | 2020 | Yes
LED Lighting | A-Type | Manufacturer: TCP | False | Daylighting/Photocell, | General Purpose Replacement | A19 | E26 (Medium) | Damp Location Rated Damp Location Rated Home > Energy Star Qualified Products > 16 Watt 1600 Lumen NON-Dimmable All Purpose LED A19 Light Bulb 5000K Product Specifications - Quick Reference Input Voltage: Lumens: 120 Volt AC 1675 Lumens Dimensions: Dimmable: 2.6" W x 4.7" MOL NO - Not Dimmable LED Color: 5000K Daylight Life Time: 15,000 Hours Power Consumption: Luminous Efficacy: 16 Watts 111.7 lm/W CRI: Certifications: 80 CRI UL listed Built off a 20-year history of producing energy efficient lighting, Technical Consumer Products, Inc. (TCP) is excited to announce its most advanced and comprehensive lineup of LED lamps: the LED Elite Series. With TCPs dedication to manufacturing high quality, state-of-the-art lighting, combined with excellent high color rendering index (CRI) and new shatterproof smooth housing (which gives the appearance of traditional halogen bulbs), the LED Elite Series bulbs are a perfect choice to transform nearly every lighted environment into something extraordinary. This is the TCP, LED Elite All-Purpose NON-Dimmable A19 lamp with 230 Degree Beam Angle, and it comes with a color temperature of 5000 Kelvin (K). UL approved, RoHS Compliant, Energy Star Qualified, the TCP L16A19N1550K offers a very durable, solid state lighting technology that significantly reduces lighting service and maintenance costs. These NON-Dimmable LED A19 bulbs consume up to 80% LESS energy than a standard 100-watt incandescent. These A19 LED bulbs do not contain Mercury or any other harmful substance, generate no IR or UV rays and carry a 3 Year Limited Warranty. TCPs LED A19 lamps have the highest light output and are the most efficient LED A19 lamps available today. Consuming just 16 watts of 120 volt energy, this A19 bulb generates 1600 lumens- that's 100 Lumens per watt. This 100 watt incandescent equivalent A19 LED bulb can be used in outdoor fixtures when protected from the elements, has a rated life of 15,000 hours with a minimum starting temperature of -30 degrees Celsius and measures 4.7" MOL and 2.6" in diameter. Click here to see the TCP LED Elite Omni Directional A19 Series Specification Sheet. Typical Applications Typical applications for the TCP L16A19N1550K, Elite non-dimmable A19 LED light bulbs include general indoor or outdoor lighting, table lamps, sconces, floor lamps and ceiling fixtures. TCP 16 Watt 1600 Lumen NON-Dimmable All Purpose LED A19 Light Bulb 5000K | 5000 | 83 | 1750 | 116.6667 | 15000 | 15 | 1 | 5.28 | 5.28 | 6.2042 | 2020Q3 | https://www.greenelectricalsupply.com/tcp-16-watt-a19-non-dimmable-led-light-bulbs-5000k.aspx | Green Electrical Supply | 2020 | Yes
LED Lighting | A-Type | TCP | True |  | General Purpose Replacement | A19 | E26 (Medium) | Damp Location Rated Damp Location Rated Home Lamps, Bulbs, Ballasts Bulbs - LED LED - Traditional Lamps - A-Type LED A19 Bulb, 16W, 120V, Lumens: 1675, Color Temperature: 5000K, CRI: 80, Non-Dimming, Rated Life: 15,000 Hrs. TCP L16A19N1550K LED A19 Bulb, 16W | 5000 | 83 | 1750 | 116.6667 | 15000 | 15 | 1 | 7.43 | 7.43 | 8.7305 | 2020Q3 | https://www.platt.com/platt-electric-supply/LED-Traditional-Lamps-A-Type/TCP/L16A19N1550K/product.aspx?zpid=445766 | Platt | 2020 | Yes
LED Lighting | A-Type | TCP | True |  | General Purpose Replacement | A19 | E26 (Medium) | Damp Location Rated Damp Location Rated Home Lamps, Bulbs, Ballasts Bulbs - LED LED - Traditional Lamps - A-Type L16A19N1550K LED A19 Bulb, 16W, 120V, Lumens: 1675, Color Temperature: 5000K, CRI: 80, Non-Dimming, Rated Life: 15,000 Hrs. LED A19 Bulb, 16W TCP L16A19N1550K LED A19 Bulb, 16W | 5000 | 83 | 1750 | 116.6667 | 15000 | 15 | 1 | 7.65 | 7.65 | 8.989 | 2020Q3 | https://www.rexelusa.com/usr/Root-Category/Lamps,-Bulbs,-Ballasts/Bulbs---LED/LED---Traditional/Lamps---A-Type/TCP-L16A19N1550K-LED-A19-Bulb,-16W/p/1167855?prevPageNumber=84 | Rexel Energy Solutions | 2020 | Yes
LED Lighting | A-Type | TCP | False | Daylighting/Photocell, | General Purpose Replacement | A19 | E26 (Medium) | Damp Location Rated Home / Light Bulbs / LED / LED A-Line / TCP - L16A19N1550K Energy Star; Durable Plastic Housing; Enclosed Fixture Rated; Damp Location Rated 15.5W A19 LED Lamp - Universal - 1600 Lumens - Daylight (5000K) - 80 CRI - 15000 Hours - E26 (Medium) - 120 to 130V TCP - L16A19N1550K | 5000 | 83 | 1750 | 116.6667 | 15000 | 15 | 1 | 5.72 | 5.72 | 6.7212 | 2020Q2 | https://shop.regencylighting.com/lamps/led/a-line/l16a19n1550k-tcp.html | Regency Lighting | 2020 | Yes
LED Lighting | A-Type | TCP | False | Daylighting/Photocell, | General Purpose Replacement | A19 | E26 (Medium) | Damp Location Rated Home / Light Bulbs / LED / TCP - L16A19N1550K Energy Star; Durable Plastic Housing; Enclosed Fixture Rated; Damp Location Rated 15.5W A19 LED Lamp - Universal - 1600 Lumens - Daylight (5000K) - 80 CRI - 15000 Hours - E26 (Medium) - 120 to 130V TCP - L16A19N1550K | 5000 | 83 | 1750 | 116.6667 | 15000 | 15 | 1 | 5.72 | 5.72 | 6.7212 | 2020Q2 | https://shop.regencylighting.com/lamps/led/l16a19n1550k-tcp.html | Regency Lighting | 2020 | Yes
LED Lighting | A-Type | Manufacturer: TCP | False | Daylighting/Photocell, | General Purpose Replacement | A19 | E26 (Medium) | Damp Location Rated Home > Energy Star Qualified Products > 16 Watt 1600 Lumen NON-Dimmable All Purpose LED A19 Light Bulb 5000K Product Specifications - Quick Reference Input Voltage: Lumens: 120 Volt AC 1675 Lumens Dimensions: Dimmable: 2.6" W x 4.7" MOL NO - Not Dimmable LED Color: 5000K Daylight Life Time: 15,000 Hours Power Consumption: Luminous Efficacy: 16 Watts 111.7 lm/W CRI: Certifications: 80 CRI UL listed Built off a 20-year history of producing energy efficient lighting, Technical Consumer Products, Inc. (TCP) is excited to announce its most advanced and comprehensive lineup of LED lamps: the LED Elite Series. With TCPs dedication to manufacturing high quality, state-of-the-art lighting, combined with excellent high color rendering index (CRI) and new shatterproof smooth housing (which gives the appearance of traditional halogen bulbs), the LED Elite Series bulbs are a perfect choice to transform nearly every lighted environment into something extraordinary. This is the TCP, LED Elite All-Purpose NON-Dimmable A19 lamp with 230 Degree Beam Angle, and it comes with a color temperature of 5000 Kelvin (K). UL approved, RoHS Compliant, Energy Star Qualified, the TCP L16A19N1550K offers a very durable, solid state lighting technology that significantly reduces lighting service and maintenance costs. These NON-Dimmable LED A19 bulbs consume up to 80% LESS energy than a standard 100-watt incandescent. These A19 LED bulbs do not contain Mercury or any other harmful substance, generate no IR or UV rays and carry a 3 Year Limited Warranty. TCPs LED A19 lamps have the highest light output and are the most efficient LED A19 lamps available today. Consuming just 16 watts of 120 volt energy, this A19 bulb generates 1600 lumens- that's 100 Lumens per watt. This 100 watt incandescent equivalent A19 LED bulb can be used in outdoor fixtures when protected from the elements, has a rated life of 15,000 hours with a minimum starting temperature of -30 degrees Celsius and measures 4.7" MOL and 2.6" in diameter. Click here to see the TCP LED Elite Omni Directional A19 Series Specification Sheet. Typical Applications Typical applications for the TCP L16A19N1550K, Elite non-dimmable A19 LED light bulbs include general indoor or outdoor lighting, table lamps, sconces, floor lamps and ceiling fixtures. TCP 16 Watt 1600 Lumen NON-Dimmable All Purpose LED A19 Light Bulb 5000K | 5000 | 83 | 1750 | 116.6667 | 15000 | 15 | 1 | 5.28 | 5.28 | 6.2042 | 2020Q2 | https://www.greenelectricalsupply.com/tcp-16-watt-a19-non-dimmable-led-light-bulbs-5000k.aspx | Green Electrical Supply | 2020 | Yes
LED Lighting | A-Type | TCP | True |  | General Purpose Replacement | A19 | E26 (Medium) | Damp Location Rated HomeLamps, Bulbs, BallastsBulbs - LEDLED - TraditionalLamps - A-Type LED A19 Bulb, 16W, 120V, Lumens: 1675, Color Temperature: 5000K, CRI: 80, Non-Dimming, Rated Life: 25,000 Hrs. TCP L16A19N1550K LED A19 Bulb, 16W | 5000 | 83 | 1750 | 116.6667 | 15000 | 15 | 1 | 7.42 | 7.42 | 8.7188 | 2020Q2 | https://www.platt.com/platt-electric-supply/LED-Traditional-Lamps-A-Type/TCP/L16A19N1550K/product.aspx?zpid=445766 | Platt | 2020 | Yes
LED Lighting | A-Type | Greenlite Corp. | True |  | General Purpose Replacement | A21 | E26 (Medium) | Damp Location Rated,Shatter Resistant Damp Location Rated,Shatter Resistant LED A-Style Light Bulbs Greenlite dimmable 22 watt 3000K A21 LED bulb generates as much light as many 150 watt incandescent bulbs. No lead or mercury means easy and environmentally safe disposal Saves 128 watts in electricity compared to a 150 watt incandescent Very long life - Rated to still put out 70% as much light after 25,000 hours of operation as it does when brand new Comptatible with Lutron dimmers: SELV-300P-WH, DVCL-153P-WH and DV-600P-WH Not recommended for use in fully enclosed fixtures because heat buildup will shorten life. Do not “hot swap” this bulb. Turn off fixture before replacing existing bulb. No lead or mercury means easy and environmentally safe disposal Saves 128 watts in electricity compared to a 150 watt incandescent Very long life - Rated to still put out 70% as much light after 25,000 hours of operation as it does when brand new Greenlite Dimmable 22W 3000K A21 LED Bulb | 3000 | 82 | 2550 | 115.9091 | 25000 | 22 | 24 | 11.99 | 0.49958 | 0.58703 | 2020Q3 | https://www.bulbs.com/product/22W-LED-A21-D | Bulbs.com | 2020 | Yes
LED Lighting | A-Type | Greenlite Corp. | True |  | General Purpose Replacement | A21 | E26 (Medium) | Damp Location Rated Damp Location Rated LED A-Style Light Bulbs Greenlite dimmable 22 watt 5000K A21 LED bulb generates as much light as many 150 watt incandescent bulbs. No lead or mercury means easy and environmentally safe disposal Saves 128 watts in electricity compared to a 150 watt incandescent Very long life - Rated to still put out 70% as much light after 25,000 hours of operation as it does when brand new Comptatible with Lutron dimmers: SELV-300P-WH, DVCL-153P-WH and DV-600P-WH Not recommended for use in fully enclosed fixtures because heat buildup will shorten life. Do not “hot swap” this bulb. Turn off fixture before replacing existing bulb. No lead or mercury means easy and environmentally safe disposal Saves 128 watts in electricity compared to a 150 watt incandescent Very long life - Rated to still put out 70% as much light after 25,000 hours of operation as it does when brand new Greenlite Dimmable 22W 5000K A21 LED Bulb | 5000 | 86 | 2550 | 115.9091 | 25000 | 22 | 24 | 11.99 | 0.49958 | 0.58703 | 2020Q3 | https://www.bulbs.com/product/22W-LED-A21-D-50K | Bulbs.com | 2020 | Yes
LED Lighting | A-Type | Manufacturer: MaxLite | True |  |  | A19/A21 | Medium E26 | Home > LED Light Bulbs > LED A19 Bulbs > Over 2000 Lumens (High Ouput) > 2700K Warm White > 26 Watt High Ouput LED A23 Light Bulb Dimmable 2700K - 3000 Lumens Product Specifications - Quick Reference Input Voltage: Dimming: 120 Volt AC Yes Dimensions: Base: 3.15" D x 5.90" MOL E26 Medium LED Color: 2700K Warm White Life Time: 25,000 Hours Power Consumption: Luminous Efficacy: 26 Watts 115 lm/W CRI / Lumens: Certifications: 80 CRI / 3000 Lumens Energy Star, Damp Location Every industry thrives on new and forward thinking technology. While LEDs are not new, in recent years their performance and reliability have improved to make them a more viable option for general and task-oriented lighting. MaxLite's LED High Output A21 and A23 incandescent replacement lamps truly represent the next generation in lighting by saving you time, money, and energy through the use of quality LED chips for long life and superior lumen and color maintenance. They also feature instant, flicker-free start-up. We have seen where some people are looking for the cheapest LED light bulbs, or, lowest cost LED bulb, or, even, the best price LED light bulbs. You don't have to hunt because you have just found it - and - it has great quality to boot! This item is the MaxLite 26A23D27 (102713). Energy Star Certified and Damp Location Rated it is a cost-effective A23 LED Light Bulb replacement for up to 200 watt incandescent light bulbs. They consume 85% less energy while lasting 25x longer than the 200W incandescent light bulbs they replace. The 26A23D27 is a dimmable high output LED light bulb. Not only do they look like your 200 watt incandescent light bulb, they are also instant-on with no warm up. MaxLite's LED Omni-directional A-Line lamp replicate A23 incandescent bulbs that produce even light in all directions. These can be used in residential or commercial applications - where more light is required. Click here to see the MaxLite High Output LED A21 and A23 Specification Sheet. Now for the specifics on the 102713: It replaces your 200W incandescent light bulb but consumes just 26 Watts of 120V input power and generates 3000 lumens of 80 CRI 2700K Warm White light (that is a very nice 115 lumens per watt). These A23 LED light bulbs fit most fixtures with the standard E26 medium base socket. The MaxLite 26A23D27 bulbs are 3.15 inches wide and 5.90 inches MOL. They have long life - 25,000 hours - and replicate A23 incandescent light bulbs that produce even light in all directions. They are suited to a wide variety of residential and commercial applications, including pendants, wall sconces and table and floor lamps. They carry a 1 year limited warranty. MaxLite 26 Watt High Ouput LED A23 Light Bulb Dimmable 2700K - 3000 Lumens | 2700 | 80 | 3000 | 115.3846 | 25000 | 26 | 1 | 15.92 | 15.92 | 18.7066 | 2020Q2 | https://www.greenelectricalsupply.com/26-watt-high-ouput-led-a23-light-bulb-dimmable-2700k---3000-lumens.aspx | Green Electrical Supply | 2020 | Yes
LED Lighting | A-Type | Manufacturer: MaxLite | False |  |  | A19/A21 | Medium E26 | Home > LED Light Bulbs > LED A19 Bulbs > Over 2000 Lumens (High Ouput) > 2700K Warm White > 26 Watt High Ouput LED A23 Light Bulb Non-Dimmable 2700K - 3000 Lumens Product Specifications - Quick Reference Input Voltage: Dimming: 120-277 Volt AC NOT Dimmable Dimensions: Base: 3.15" D x 5.90" MOL E26 Medium LED Color: 2700K Warm White Life Time: 25,000 Hours Power Consumption: Luminous Efficacy: 26 Watts 115 lm/W CRI / Lumens: Certifications: 80 CRI / 3000 Lumens Energy Star, Damp Location Every industry thrives on new and forward thinking technology. While LEDs are not new, in recent years their performance and reliability have improved to make them a more viable option for general and task-oriented lighting. MaxLite's LED High Output A21 and A23 incandescent replacement lamps truly represent the next generation in lighting by saving you time, money, and energy through the use of quality LED chips for long life and superior lumen and color maintenance. They also feature instant, flicker-free start-up. We have seen where some people are looking for the cheapest LED light bulbs, or, lowest cost LED bulb, or, even, the best price LED light bulbs. You don't have to hunt because you have just found it - and - it has great quality to boot! This item is the MaxLite 26A23ND27 (102725). Energy Star Certified and Damp Location Rated it is a cost-effective A23 LED Light Bulb replacement for up to 200 watt incandescent light bulbs. They consume 85% less energy while lasting 25x longer than the 200W incandescent light bulbs they replace. The 26A23ND27 is a NON- dimmable high output LED light bulb. Not only do they look like your 200 watt incandescent light bulb, they are also instant-on with no warm up. MaxLite's LED Omni-directional A-Line lamp replicate A23 incandescent bulbs that produce even light in all directions. These can be used in residential or commercial applications - where more light is required. Click here to see the MaxLite High Output LED A21 and A23 Specification Sheet. Now for the specifics on the 102725: It replaces your 200W incandescent light bulb but consumes just 26 Watts of 120-277V input power and generates 3000 lumens of 80 CRI 2700K Warm White light (that is a very nice 115 lumens per watt). These A23 LED light bulbs fit most fixtures with the standard E26 medium base socket. The MaxLite 26A23ND27 bulbs are 3.15 inches wide and 5.90 inches MOL. They have long life - 25,000 hours - and replicate A23 incandescent light bulbs that produce even light in all directions. They are suited to a wide variety of residential and commercial applications, including pendants, wall sconces and table and floor lamps. They carry a 5 year limited warranty. MaxLite 26 Watt High Ouput LED A23 Light Bulb Non-Dimmable 2700K - 3000 Lumens | 2700 | 80 | 3000 | 115.3846 | 25000 | 26 | 1 | 15.91 | 15.91 | 18.6949 | 2020Q2 | https://www.greenelectricalsupply.com/26-watt-high-ouput-led-a23-light-bulb-non-dimmable-2700k---3000-lumens.aspx | Green Electrical Supply | 2020 | Yes
LED Lighting | A-Type | Green Creative | True |  | General Purpose Replacement | A19 | E26 (Medium) | Damp Location Rated,Not for Use in Recessed Fixtures Damp Location Rated,Not for Use in Recessed Fixtures Home Lamps, Bulbs, Ballasts Bulbs - LED LED - Traditional Lamps - A-Type Dimmable LED Lamp, 10W, 120V, Bulb: A-Type (A19), Base: Medium Screw (E26), Lumens: 1150, CRI: 82, Color Temperature: 3000K, Rated Average Life: 25,000 Hrs. Green Creative 97965 Dimmable LED Lamp, 10W, 120V | 3000 | 83 | 1150 | 115 | 25000 | 10 | 1 | 6.19 | 6.19 | 7.2735 | 2020Q3 | https://www.platt.com/platt-electric-supply/LED-Traditional-Lamps-A-Type/Green-Creative/97965/product.aspx?zpid=1212219 | Platt | 2020 | Yes
LED Lighting | A-Type | Green Creative | True |  | General Purpose Replacement | A19 | E26 (Medium) | Damp Location Rated,Not for Use in Recessed Fixtures HomeLamps, Bulbs, BallastsBulbs - LEDLED - TraditionalLamps - A-Type Dimmable LED Lamp, 10W, 120V, Bulb: A-Type (A19), Base: Medium Screw (E26), Lumens: 1150, CRI: 82, Color Temperature: 3000K, Rated Average Life: 25,000 Hrs. Green Creative 97965 Dimmable LED Lamp, 10W, 120V | 3000 | 83 | 1150 | 115 | 25000 | 10 | 1 | 6.18 | 6.18 | 7.2617 | 2020Q2 | https://www.platt.com/platt-electric-supply/LED-Traditional-Lamps-A-Type/Green-Creative/97965/product.aspx?zpid=1212219 | Platt | 2020 | Yes
LED Lighting | A-Type | Satco | True |  | General Purpose Replacement | A19 | E26 (Medium) | Damp Location Rated,Recessed Fixtures Damp Location Rated,Recessed Fixtures Home / Light Bulbs / LED / Satco - S9876 - 7A19/CL/LED/E26/27K/ES/120V Approved for Totally Enclosed Fixtures; Damp Location Rated; Energy Star Rated 7W A19 LED Lamp - Universal - 800 Lumens - Warm White (2700K) - 80 CRI - 15000 Hours - E26 (Medium) - 120 to 130V - Clear Satco - S9876 - 7A19/CL/LED/E26/27K/ES/120V | 2700 | 82 | 800 | 114.2857 | 15000 | 7 | 1 | 6.82 | 6.82 | 8.0138 | 2020Q3 | https://shop.regencylighting.com/lamps/led/7a19-cl-led-e26-27k-es-120v-s9876.html | Regency Lighting | 2020 | Yes
LED Lighting | A-Type | Satco | True |  | General Purpose Replacement | A19 | E26 (Medium) | Damp Location Rated,Recessed Fixtures Damp Location Rated,Recessed Fixtures Home / Light Bulbs / LED / LED A-Line / Satco - S9876 - 7A19/CL/LED/E26/27K/ES/120V Approved for Totally Enclosed Fixtures; Damp Location Rated; Energy Star Rated 7W A19 LED Lamp - Universal - 800 Lumens - Warm White (2700K) - 80 CRI - 15000 Hours - E26 (Medium) - 120 to 130V - Clear Satco - S9876 - 7A19/CL/LED/E26/27K/ES/120V | 2700 | 82 | 800 | 114.2857 | 15000 | 7 | 1 | 6.82 | 6.82 | 8.0138 | 2020Q3 | https://shop.regencylighting.com/lamps/led/a-line/7a19-cl-led-e26-27k-es-120v-s9876.html | Regency Lighting | 2020 | Yes
LED Lighting | A-Type | Maxlite | True |  | General Purpose Replacement | A19 | E26 (Medium) | Damp Location Rated Damp Location Rated Home / Light Bulbs / LED / LED A-Line / Maxlite - 1409420 - F7A19DLED27/G2 A19 LED Filament Lamp 7W A19 LED Lamp - Universal - 800 Lumens - Warm White (2700K) - 84 CRI - 15000 Hours - E26 (Medium) - 120 to 130V - Clear Maxlite - 1409420 - F7A19DLED27/G2 | 2700 | 84 | 800 | 114.2857 | 15000 | 7 | 1 | 7.66 | 7.66 | 9.0008 | 2020Q3 | https://shop.regencylighting.com/lamps/led/a-line/f7a19dled27-g2-mxt.html | Regency Lighting | 2020 | Yes
LED Lighting | A-Type | Sylvania | True |  | General Purpose Replacement | A19 | E26 (Medium) | Damp Location Rated Damp Location Rated Home / Light Bulbs / LED / LED A-Line / Sylvania - 74591 - LED6.5A19/DIM/827/FIL/G2/RP Filament Style, Suitable for Damp Locations 6.5W A19 LED Lamp - Universal - 800 Lumens - Warm White (2700K) - 80 CRI - 15000 Hours - E26 (Medium) - 120 to 130V - Clear Sylvania - 74591 - LED6.5A19/DIM/827/FIL/G2/RP | 2700 | 83 | 800 | 114.2857 | 15000 | 7 | 1 | 5.27 | 5.27 | 6.1925 | 2020Q3 | https://shop.regencylighting.com/lamps/led/a-line/led6-5a19-dim-827-fil-g2-rp-74591.html | Regency Lighting | 2020 | Yes
LED Lighting | A-Type | Maxlite | True |  | General Purpose Replacement | A19 | E26 (Medium) | Damp Location Rated Damp Location Rated Home / Light Bulbs / LED / Maxlite - 1409420 - F7A19DLED27/G2 A19 LED Filament Lamp 7W A19 LED Lamp - Universal - 800 Lumens - Warm White (2700K) - 84 CRI - 15000 Hours - E26 (Medium) - 120 to 130V - Clear Maxlite - 1409420 - F7A19DLED27/G2 | 2700 | 84 | 800 | 114.2857 | 15000 | 7 | 1 | 7.66 | 7.66 | 9.0008 | 2020Q3 | https://shop.regencylighting.com/lamps/led/f7a19dled27-g2-mxt.html | Regency Lighting | 2020 | Yes
LED Lighting | A-Type | Sylvania | True |  | General Purpose Replacement | A19 | E26 (Medium) | Damp Location Rated Damp Location Rated Home / Light Bulbs / LED / Sylvania - 74591 - LED6.5A19/DIM/827/FIL/G2/RP Filament Style, Suitable for Damp Locations 6.5W A19 LED Lamp - Universal - 800 Lumens - Warm White (2700K) - 80 CRI - 15000 Hours - E26 (Medium) - 120 to 130V - Clear Sylvania - 74591 - LED6.5A19/DIM/827/FIL/G2/RP | 2700 | 83 | 800 | 114.2857 | 15000 | 7 | 1 | 5.27 | 5.27 | 6.1925 | 2020Q3 | https://shop.regencylighting.com/lamps/led/led6-5a19-dim-827-fil-g2-rp-74591.html | Regency Lighting | 2020 | Yes
LED Lighting | A-Type | Euri Lighting | True |  | General Purpose Replacement | A19 | E26 (Medium) | Damp Location Rated,Filament Style Damp Location Rated,Filament Style Description Create a warm welcoming atmosphere by replacing a 60-Watt incandescent bulb with this LED Edison bulb. LED technology cuts down heat emission Emits a 2700 Kelvin color temperature Dimmable 800 Lumens - 2700 Kelvin - Incandescent Match - 120 Volt - Euri Lighting VA19-2000e LED A19 Bulb - 7.5 Watt - 60 Watt Equal | 2700 | 84 | 800 | 114.2857 | 15000 | 7 | 10 | 26.2 | 2.62 | 3.0786 | 2020Q3 | https://www.1000bulbs.com/product/191816/IRT-10066.html | 1000bulbs.com | 2020 | Yes
LED Lighting | A-Type | Manufacturer: Satco | True |  | General Purpose Replacement | A19 | E26 (Medium) | Damp Location Rated,Recessed Fixtures Damp Location Rated,Recessed Fixtures Home > LED Light Bulbs > LED Filament Bulbs > LED A19/A15 Filament > 2700K Warm White > 7 Watt Clear Dimmable LED A19 Filament Bulb 800 Lumens 2700K ** Non-CEC Compliant - NOT Lawful for Sale in California ** Product Specifications - Quick Reference Lamp Wattage: Working Voltage: 7 Watts 120 Volt Dimensions: Beam Angle: 2.38" x 4.125" (MOL) 360 Degree Omni-directional Lumen Output: Incandescent Equivalent: 800 Lumens 60 Watt Dimmable: Rated Life: Yes 15,000 Hours Color Temperature: 2700K Warm White Warranty: 3 Year Limited If you are looking for the antique style, traditional A19 incandescent look and feel with all the energy efficient benefits LED technology can provide, this is the bulb for you. The Satco LED Filament Lamps are the perfect vintage light bulb with an historically accurate and beautifully reproduced design, perfect for restaurant or hospitality applications.The LEDs are aligned inside a clear lamp, for a traditional incandescent look and feel. This Satco S29876, a replacement of S9562 and S9876, 2700K warm white smooth dimming LED filament light operates on your existing 120V circuit and consumes just 7 watts. These clear A19 LED retrofit lights generate 800 lumens with a CRI of 80. These omni-directional filament LED lights with a 360° beam angle are the perfect 60 watt incandescent bulb equivalent. The S29876 is uL listed for totally enclosed fixtures and is damp location rated. Want that rustic look in your business or even wedding? These old fashioned light bulbs are perfect for you. They create that warm orange glow all while creating that steampunk or industrial design. Click here to see the complete Satco LED Filament Lamp S29876 Specification Sheet. Instant on at full brightness and mercury free - environmentally positive - generates no IR or UV - protects valuable objects - these Satco A19 incandescent shape LED bulbs are rated 15,000 hours and are ENERGY STAR qualified. These 120 volt LED light bulbs fit most fixtures with E26 base. The bulb's dimensions are 2.38" wide by 4.125" inches MOL . These antique LED lights are compatible with many timers and dimmable using most 120V wall box dimmers (see a compatible dimmer option in the related products below). Satco 7 Watt Clear Dimmable LED A19 Filament Bulb 800 Lumens 2700K | 2700 | 82 | 800 | 114.2857 | 15000 | 7 | 1 | 5.95 | 5.95 | 6.9915 | 2020Q3 | https://www.greenelectricalsupply.com/7-watt-gen3-led-a19-filament-light-bulb.aspx | Green Electrical Supply | 2020 | Yes
LED Lighting | A-Type | Satco | True |  | General Purpose Replacement | A19 | E26 (Medium) | Damp Location Rated,Recessed Fixtures Damp Location Rated,Recessed Fixtures Home Lamps, Bulbs, Ballasts Bulbs - LED LED - Traditional Lamps - A-Type S9876 SAT S9876 7 watt A19 LED; Clear; Medium base; 2700K; 800 lumens; 120 volts Satco S9876 7 watt A19 LED; Clear; Medium base; 2700K; 800 lumens; 120 volts | 2700 | 82 | 800 | 114.2857 | 15000 | 7 | 1 | 8.48 | 8.48 | 9.9643 | 2020Q3 | https://www.rexelusa.com/usr/Root-Category/Lamps,-Bulbs,-Ballasts/Bulbs---LED/LED---Traditional/Lamps---A-Type/Satco-S9876-7-watt-A19-LED;-Clear;-Medium-base;-2700K;-800-lumens;-120-volts/p/1231249?prevPageNumber=31 | Rexel Energy Solutions | 2020 | Yes
LED Lighting | A-Type | Sylvania | True |  | General Purpose Replacement | A19 | E26 (Medium) | Damp Location Rated Damp Location Rated Topbulb » LED Bulbs » LED Filament / Vintage » Warm White Light » Sylvania 74591 ¦ 6.5W Filament LED - 60W Equal - Medium Base - 2700K This Sylvania Ultra LED 74591 dimmable 6.5 watt bulb is designed for decorative applications. These bulbs produce a typical incandescent warm white light when the warmer amber light produced by other exposed filament bulbs is not desired. The clear glass, exposed filament offers the nostalgic appeal of vintage lighting. The 15,000 hour life of this LED bulb compares to the 2000 hour life of a similar exposed filament incandescent bulb. LED Technology Notice Due to constantly evolving nature of LED technology, manufacturers will reserve the right to replace this product with next generation technology. We appreciate your understanding and acceptance of this policy. Documents Sylvania 74591 Specification Sheet 15,000 Hours • Exposed Filament Vintage Style Sylvania 74591 ¦ 6.5W Filament LED - 60W Equal - Medium Base - 2700K | 2700 | 83 | 800 | 114.2857 | 15000 | 7 | 1 | 4.95 | 4.95 | 5.8164 | 2020Q3 | https://www.topbulb.com/sylvania-74591-led-a19-6-5w-dimmable-80cri-800-lumen-2700k-15000-life | Top Bulb | 2020 | Yes
LED Lighting | A-Type | Bulbrite | True |  |  | A19 | Medium (E26) | Description Swap out an old 60-Watt incandescent bulb for this LED A19 bulb to enjoy up to 88% savings in energy costs and embrace a classy, vintage aesthetic in your home. Dimmable for brightness adjustment Visible filaments for an antique look Excellent for outdoor use 800 Lumens - 2700 Kelvin - Incandescent Match - 120 Volt - Bulbrite 776874 LED A19 Bulb - 7 Watt - 60 Watt Equal | 2700 |  | 800 | 114.2857 |  | 7 | 240 | 1514.4 | 6.31 | 7.4145 | 2020Q3 | https://www.1000bulbs.com/product/211313/BULBRI-776874.html | 1000bulbs.com | 2020 | Yes
LED Lighting | A-Type | Satco | True |  | General Purpose Replacement | A19 | E26 (Medium) | Damp Location Rated,Recessed Fixtures Home / Light Bulbs / LED / Satco - S9876 - 7A19/CL/LED/E26/27K/ES/120V Approved for Totally Enclosed Fixtures; Damp Location Rated; Energy Star Rated 7W A19 LED Lamp - Universal - 800 Lumens - Warm White (2700K) - 80 CRI - 15000 Hours - E26 (Medium) - 120 to 130V - Clear Satco - S9876 - 7A19/CL/LED/E26/27K/ES/120V | 2700 | 82 | 800 | 114.2857 | 15000 | 7 | 1 | 6.58 | 6.58 | 7.7318 | 2020Q2 | https://shop.regencylighting.com/lamps/led/7a19-cl-led-e26-27k-es-120v-s9876.html | Regency Lighting | 2020 | Yes
LED Lighting | A-Type | Satco | True |  | General Purpose Replacement | A19 | E26 (Medium) | Damp Location Rated,Recessed Fixtures Home / Light Bulbs / LED / LED A-Line / Satco - S9876 - 7A19/CL/LED/E26/27K/ES/120V Approved for Totally Enclosed Fixtures; Damp Location Rated; Energy Star Rated 7W A19 LED Lamp - Universal - 800 Lumens - Warm White (2700K) - 80 CRI - 15000 Hours - E26 (Medium) - 120 to 130V - Clear Satco - S9876 - 7A19/CL/LED/E26/27K/ES/120V | 2700 | 82 | 800 | 114.2857 | 15000 | 7 | 1 | 6.58 | 6.58 | 7.7318 | 2020Q2 | https://shop.regencylighting.com/lamps/led/a-line/7a19-cl-led-e26-27k-es-120v-s9876.html | Regency Lighting | 2020 | Yes
LED Lighting | A-Type | Maxlite | True |  | General Purpose Replacement | A19 | E26 (Medium) | Damp Location Rated Home / Light Bulbs / LED / LED A-Line / Maxlite - 1409420 - F7A19DLED27/G2 A19 LED Filament Lamp 7W A19 LED Lamp - Universal - 800 Lumens - Warm White (2700K) - 84 CRI - 15000 Hours - E26 (Medium) - 120 to 130V - Clear Maxlite - 1409420 - F7A19DLED27/G2 | 2700 | 84 | 800 | 114.2857 | 15000 | 7 | 1 | 7.35 | 7.35 | 8.6365 | 2020Q2 | https://shop.regencylighting.com/lamps/led/a-line/f7a19dled27-g2-mxt.html | Regency Lighting | 2020 | Yes
LED Lighting | A-Type | Sylvania | True |  | General Purpose Replacement | A19 | E26 (Medium) | Damp Location Rated Home / Light Bulbs / LED / LED A-Line / Sylvania - 74591 - LED6.5A19/DIM/827/FIL/G2/RP Filament Style, Suitable for Damp Locations 6.5W A19 LED Lamp - Universal - 800 Lumens - Warm White (2700K) - 80 CRI - 15000 Hours - E26 (Medium) - 120 to 130V - Clear Sylvania - 74591 - LED6.5A19/DIM/827/FIL/G2/RP | 2700 | 83 | 800 | 114.2857 | 15000 | 7 | 1 | 5.05 | 5.05 | 5.9339 | 2020Q2 | https://shop.regencylighting.com/lamps/led/a-line/led6-5a19-dim-827-fil-g2-rp-74591.html | Regency Lighting | 2020 | Yes
LED Lighting | A-Type | Maxlite | True |  | General Purpose Replacement | A19 | E26 (Medium) | Damp Location Rated Home / Light Bulbs / LED / Maxlite - 1409420 - F7A19DLED27/G2 A19 LED Filament Lamp 7W A19 LED Lamp - Universal - 800 Lumens - Warm White (2700K) - 84 CRI - 15000 Hours - E26 (Medium) - 120 to 130V - Clear Maxlite - 1409420 - F7A19DLED27/G2 | 2700 | 84 | 800 | 114.2857 | 15000 | 7 | 1 | 7.35 | 7.35 | 8.6365 | 2020Q2 | https://shop.regencylighting.com/lamps/led/f7a19dled27-g2-mxt.html | Regency Lighting | 2020 | Yes
LED Lighting | A-Type | Sylvania | True |  | General Purpose Replacement | A19 | E26 (Medium) | Damp Location Rated Home / Light Bulbs / LED / Sylvania - 74591 - LED6.5A19/DIM/827/FIL/G2/RP Filament Style, Suitable for Damp Locations 6.5W A19 LED Lamp - Universal - 800 Lumens - Warm White (2700K) - 80 CRI - 15000 Hours - E26 (Medium) - 120 to 130V - Clear Sylvania - 74591 - LED6.5A19/DIM/827/FIL/G2/RP | 2700 | 83 | 800 | 114.2857 | 15000 | 7 | 1 | 5.05 | 5.05 | 5.9339 | 2020Q2 | https://shop.regencylighting.com/lamps/led/led6-5a19-dim-827-fil-g2-rp-74591.html | Regency Lighting | 2020 | Yes
LED Lighting | A-Type | Manufacturer: Satco | True |  | General Purpose Replacement | A19 | E26 (Medium) | Damp Location Rated,Recessed Fixtures Home > LED Light Bulbs > LED Filament Bulbs > LED A19/A15 Filament > 2700K Warm White > 7 Watt Clear Dimmable LED A19 Filament Bulb 800 Lumens 2700K ** Non-CEC Compliant - NOT Lawful for Sale in California ** Product Specifications - Quick Reference Lamp Wattage: Working Voltage: 7 Watts 120 Volt Dimensions: Beam Angle: 2.38" x 4.125" (MOL) 360 Degree Omni-directional Lumen Output: Incandescent Equivalent: 800 Lumens 60 Watt Dimmable: Rated Life: Yes 15,000 Hours Color Temperature: 2700K Warm White Warranty: 3 Year Limited If you are looking for the antique style, traditional A19 incandescent look and feel with all the energy efficient benefits LED technology can provide, this is the bulb for you. The Satco LED Filament Lamps are the perfect vintage light bulb with an historically accurate and beautifully reproduced design, perfect for restaurant or hospitality applications.The LEDs are aligned inside a clear lamp, for a traditional incandescent look and feel. This Satco S29876, a replacement of S9562 and S9876, 2700K warm white smooth dimming LED filament light operates on your existing 120V circuit and consumes just 7 watts. These clear A19 LED retrofit lights generate 800 lumens with a CRI of 80. These omni-directional filament LED lights with a 360° beam angle are the perfect 60 watt incandescent bulb equivalent. The S29876 is uL listed for totally enclosed fixtures and is damp location rated. Want that rustic look in your business or even wedding? These old fashioned light bulbs are perfect for you. They create that warm orange glow all while creating that steampunk or industrial design. Click here to see the complete Satco LED Filament Lamp S29876 Specification Sheet. Instant on at full brightness and mercury free - environmentally positive - generates no IR or UV - protects valuable objects - these Satco A19 incandescent shape LED bulbs are rated 15,000 hours and are ENERGY STAR qualified. These 120 volt LED light bulbs fit most fixtures with E26 base. The bulb's dimensions are 2.38" wide by 4.125" inches MOL . These antique LED lights are compatible with many timers and dimmable using most 120V wall box dimmers (see a compatible dimmer option in the related products below). Satco 7 Watt Clear Dimmable LED A19 Filament Bulb 800 Lumens 2700K | 2700 | 82 | 800 | 114.2857 | 15000 | 7 | 1 | 5.95 | 5.95 | 6.9915 | 2020Q2 | https://www.greenelectricalsupply.com/7-watt-gen3-led-a19-filament-light-bulb.aspx | Green Electrical Supply | 2020 | Yes
LED Lighting | A-Type | Satco | True |  | General Purpose Replacement | A19 | E26 (Medium) | Damp Location Rated,Recessed Fixtures Dimmable Replaces up to 60 watt lamps Approved for enclosed fixtures More Information Satco 7W Dimmable A19 LED Bulb - E26 Base, 120V, Energy star Features: Wattage: 7W Type: LED Lamp Shape: A19 Base: E26 Medium Voltage: 120V Finish: Clear Initial Lumens: 800 Color Temperature: 2700K CRI: 80 Beam Spread: 360° Average Rated Hours: 15000 Dimmable Replaces up to 60 watt lamps Approved for enclosed fixtures Model: S8616 *MFG Part Number*: S8616 7A19/CL/LED/E26/27K/ES/120V Satco 7W Dimmable A19 LED Bulb - E26 Base, 120V, Energy star Satco S8616 7W Dimmable A19 LED Bulb - E26 Base, 120V, Energy star | 2700 | 82 | 800 | 114.2857 | 15000 | 7 | 1 | 8.95 | 8.95 | 10.5166 | 2020Q2 | https://www.lbclighting.com/led/light-bulb-led/stco-s8616.html | LBC Lighting | 2020 | Yes
LED Lighting | A-Type | Satco | True |  | General Purpose Replacement | A19 | E26 (Medium) | Damp Location Rated,Recessed Fixtures HomeLamps, Bulbs, BallastsBulbs - LEDLED - TraditionalLamps - A-Type SAT S9876 Satco S9876 7 watt A19 LED; Clear; Medium base; 2700K; 800 lumens; 120 volts | 2700 | 82 | 800 | 114.2857 | 15000 | 7 | 1 | 8.54 | 8.54 | 10.0348 | 2020Q2 | https://www.platt.com/platt-electric-supply/LED-Traditional-Lamps-A-Type/Satco/S9876/product.aspx?zpid=563773 | Platt | 2020 | Yes
LED Lighting | A-Type | Sylvania | True |  | General Purpose Replacement | A19 | E26 (Medium) | Damp Location Rated Topbulb » LED Bulbs » LED Filament / Vintage » Warm White Light » Sylvania 74591 ¦ 6.5W Filament LED - 60W Equal - Medium Base - 2700K This Sylvania Ultra LED 74591 dimmable 6.5 watt bulb is designed for decorative applications. These bulbs produce a typical incandescent warm white light when the warmer amber light produced by other exposed filament bulbs is not desired. The clear glass, exposed filament offers the nostalgic appeal of vintage lighting. The 15,000 hour life of this LED bulb compares to the 2000 hour life of a similar exposed filament incandescent bulb. LED Technology Notice Due to constantly evolving nature of LED technology, manufacturers will reserve the right to replace this product with next generation technology. We appreciate your understanding and acceptance of this policy. Documents Sylvania 74591 Specification Sheet 15,000 Hours • Exposed Filament Vintage Style Sylvania 74591 ¦ 6.5W Filament LED - 60W Equal - Medium Base - 2700K | 2700 | 83 | 800 | 114.2857 | 15000 | 7 | 1 | 4.95 | 4.95 | 5.8164 | 2020Q2 | https://www.topbulb.com/sylvania-74591-led-a19-6-5w-dimmable-80cri-800-lumen-2700k-15000-life | Top Bulb | 2020 | Yes
LED Lighting | A-Type | TCP | True |  | General Purpose Replacement | A21 | GU24 | Damp Location Rated Damp Location Rated Description Designed with a twist-and-lock GU24 base, this LED A21 bulb provides excellent savings with its modest 14-Watt energy usage. Excellent for pendant and table lamps 114 Lumens per watt Powerful brightness 1600 Lumens - 2700 Kelvin - GU24 Base - 120 Volt - TCP L14A21GUD2527K LED A21 - 14 Watt - 100 Watt Equal - Incandescent Match | 2700 | 81 | 1600 | 114.2857 | 25000 | 14 | 48 | 264 | 5.5 | 6.4627 | 2020Q3 | https://www.1000bulbs.com/product/216657/TCP-10459.html | 1000bulbs.com | 2020 | Yes
LED Lighting | A-Type | TCP | True |  | General Purpose Replacement | A21 | GU24 | Damp Location Rated Damp Location Rated Description Offering an amazing 114 Lumens per watt efficacy, this LED A21 bulb helps improve visibility in residential and commercial spaces. High output great for high ceilings Twist-and-lock GU24 base Reliable, uniform light 1600 Lumens - 3000 Kelvin - GU24 Base - 120 Volt - TCP L14A21GUD2530K LED A21 - 14 Watt - 100 Watt Equal - Halogen Match | 3000 | 83 | 1600 | 114.2857 | 25000 | 14 | 48 | 264 | 5.5 | 6.4627 | 2020Q3 | https://www.1000bulbs.com/product/216658/TCP-10460.html | 1000bulbs.com | 2020 | Yes
LED Lighting | A-Type | TCP | True |  | General Purpose Replacement | A21 | GU24 | Damp Location Rated Damp Location Rated LED A-Style Light Bulbs TCP 14 watt dimmable 2700K A21 LED bulb with GU24 base generates as much light as a 100 watt incandescent bulb. Suitable for enclosed fixtures No lead or mercury means easy and environmentally safe disposal Saves 86 watt of electricity compared to a 100 watt incandescent bulb Very long life - Rated to still put out 70% as much light after 25,000 hours of operation as it does when brand new Compatible with Lutron CTCL-153P dimmer Do not "hot swap" this bulb. Turn off fixture before replacing existing bulb. Suitable for enclosed fixtures No lead or mercury means easy and environmentally safe disposal Saves 86 watt of electricity compared to a 100 watt incandescent bulb Very long life - Rated to still put out 70% as much light after 25,000 hours of operation as it does when brand new Compatible with Lutron CTCL-153P dimmer TCP Dimmable 14W 2700K A21 LED Bulb, GU24 Base, Enclosed Rated | 2700 | 81 | 1600 | 114.2857 | 25000 | 14 | 12 | 5.29 | 0.44083 | 0.518 | 2020Q3 | https://www.bulbs.com/product/L14A21GUD2527K | Bulbs.com | 2020 | Yes
LED Lighting | A-Type | TCP | True |  | General Purpose Replacement | A21 | GU24 | Damp Location Rated Damp Location Rated LED A-Style Light Bulbs TCP 14 watt dimmable 3000K A21 LED bulb with GU24 base generates as much light as a 100 watt incandescent bulb. Suitable for enclosed fixtures No lead or mercury means easy and environmentally safe disposal Saves 86 watt of electricity compared to a 100 watt incandescent bulb Very long life - Rated to still put out 70% as much light after 25,000 hours of operation as it does when brand new Compatible with Lutron CTCL-153P dimmer Do not "hot swap" this bulb. Turn off fixture before replacing existing bulb. Suitable for enclosed fixtures No lead or mercury means easy and environmentally safe disposal Saves 86 watt of electricity compared to a 100 watt incandescent bulb Very long life - Rated to still put out 70% as much light after 25,000 hours of operation as it does when brand new Compatible with Lutron CTCL-153P dimmer TCP Dimmable 14W 3000K A21 LED Bulb, GU24 Base, Enclosed Fixture Rated | 3000 | 83 | 1600 | 114.2857 | 25000 | 14 | 12 | 5.29 | 0.44083 | 0.518 | 2020Q3 | https://www.bulbs.com/product/L14A21GUD2530K | Bulbs.com | 2020 | Yes
LED Lighting | A-Type | TCP | False |  | A19/21 | E26 (Medium) | E26 (Medium) | Home / Light Bulbs / LED / LED A-Line / TCP - L16A19N1027K4 Durable Plastic Housing; Enclosed Fixture Rated; Damp Location Rated 14W A19 LED Lamp - Universal - 1600 Lumens - Warm White (2700K) - 80 CRI - 10000 Hours - E26 (Medium) - 120 to 130V TCP - L16A19N1027K4 | 2700 | 80 | 1600 | 114.2857 | 10000 | 14 | 1 | 24.05 | 24.05 | 28.2597 | 2020Q3 | https://shop.regencylighting.com/lamps/led/a-line/l16a19n1027k4-tcp.html | Regency Lighting | 2020 | Yes
LED Lighting | A-Type | TCP | False |  | A19/21 | E26 (Medium) | E26 (Medium) | Home / Light Bulbs / LED / TCP - L16A19N1027K4 Durable Plastic Housing; Enclosed Fixture Rated; Damp Location Rated 14W A19 LED Lamp - Universal - 1600 Lumens - Warm White (2700K) - 80 CRI - 10000 Hours - E26 (Medium) - 120 to 130V TCP - L16A19N1027K4 | 2700 | 80 | 1600 | 114.2857 | 10000 | 14 | 1 | 24.05 | 24.05 | 28.2597 | 2020Q3 | https://shop.regencylighting.com/lamps/led/l16a19n1027k4-tcp.html | Regency Lighting | 2020 | Yes
LED Lighting | A-Type | Green Creative | True |  |  | A21 |  | Suitable to replace 100W Incandescent Compact form factor fits all A-lamp applications Suitable for use in totally enclosed fixtures Comfortable warm diffused light More Information 14W Dimmable A21 LED Bulb - E26 Base, 120V Features: Wattage: 14W LED Bulb Base: E26 Base Bulb Shape: A21 Voltage: 120V Rated Life: 25,000 hours Color Temperature: 2700K, 3000K CRI: 82 Lumens: 1600-1650 Beam Angle: 230° Suitable to replace 100W Incandescent Compact form factor fits all A-lamp applications Suitable for use in totally enclosed fixtures Comfortable warm diffused light Models: 97961 , 97962 *MFG Part Number*: 97961 , 97962 14W Dimmable A21 LED Bulb - E26 Base, 120V Green Creative 14W Dimmable A21 LED Bulb - E26 Base, 120V | 2700 | 82 | 1600 | 114.2857 | 25000 | 14 | 1 | 7.32 | 7.32 | 8.6013 | 2020Q2 | https://www.lbclighting.com/led/light-bulb-led/grnc-97961.html | LBC Lighting | 2020 | Yes
LED Lighting | A-Type | TCP | False |  | A19/21 | E26 (Medium) | E26 (Medium) | Home / Light Bulbs / LED / LED A-Line / TCP - L16A19N1027K4 Durable Plastic Housing; Enclosed Fixture Rated; Damp Location Rated 14W A19 LED Lamp - Universal - 1600 Lumens - Warm White (2700K) - 80 CRI - 10000 Hours - E26 (Medium) - 120 to 130V TCP - L16A19N1027K4 | 2700 | 80 | 1600 | 114.2857 | 10000 | 14 | 1 | 24.56 | 24.56 | 28.8589 | 2020Q2 | https://shop.regencylighting.com/lamps/led/a-line/l16a19n1027k4-tcp.html | Regency Lighting | 2020 | Yes
LED Lighting | A-Type | TCP | False |  | A19/21 | E26 (Medium) | E26 (Medium) | Home / Light Bulbs / LED / TCP - L16A19N1027K4 Durable Plastic Housing; Enclosed Fixture Rated; Damp Location Rated 14W A19 LED Lamp - Universal - 1600 Lumens - Warm White (2700K) - 80 CRI - 10000 Hours - E26 (Medium) - 120 to 130V TCP - L16A19N1027K4 | 2700 | 80 | 1600 | 114.2857 | 10000 | 14 | 1 | 24.56 | 24.56 | 28.8589 | 2020Q2 | https://shop.regencylighting.com/lamps/led/l16a19n1027k4-tcp.html | Regency Lighting | 2020 | Yes
LED Lighting | A-Type | TCP | False |  | General Purpose Replacement | A19 | E26 (Medium) | Damp Location Rated Damp Location Rated Home / Light Bulbs / LED / LED A-Line / TCP - L60A19N25UNV40K Universal Voltage (120-277V) LED A Line LED Lamp; UL Approved for Damp Locations 7.5W A19 LED Lamp - Universal - 850 Lumens - Cool White (4000K) - 80 CRI - 25000 hrs. - E26 (Medium) - 120 to 277V (Universal) - Frost TCP - L60A19N25UNV40K | 4000 | 84 | 850 | 113.3333 | 25000 | 7.5 | 1 | 3.1 | 3.1 | 3.6426 | 2020Q3 | https://shop.regencylighting.com/lamps/led/a-line/l60a19n25unv40k-tcp.html | Regency Lighting | 2020 | Yes
LED Lighting | A-Type | TCP | False |  | General Purpose Replacement | A19 | E26 (Medium) | Damp Location Rated Damp Location Rated Home / Light Bulbs / LED / TCP - L60A19N25UNV40K Universal Voltage (120-277V) LED A Line LED Lamp; UL Approved for Damp Locations 7.5W A19 LED Lamp - Universal - 850 Lumens - Cool White (4000K) - 80 CRI - 25000 hrs. - E26 (Medium) - 120 to 277V (Universal) - Frost TCP - L60A19N25UNV40K | 4000 | 84 | 850 | 113.3333 | 25000 | 7.5 | 1 | 3.1 | 3.1 | 3.6426 | 2020Q3 | https://shop.regencylighting.com/lamps/led/l60a19n25unv40k-tcp.html | Regency Lighting | 2020 | Yes
LED Lighting | A-Type | Green Creative | True |  | General Purpose Replacement | A21 | E26 (Medium) | Damp Location Rated,Recessed Fixtures Damp Location Rated,Recessed Fixtures Home / Light Bulbs / LED / Green Creative - 98146 - 15A21DIM/840 Enclosed Fixture Rated; Damp Location Rated; Energy Star Rated 15W A21 LED Lamp - Universal - 1700 Lumens - Cool White (4000K) - 82 CRI - 25000 hrs. - E26 (Medium) - 120 to 130V Green Creative - 98146 - 15A21DIM/840 | 4000 | 84 | 1700 | 113.3333 | 25000 | 15 | 1 | 5.91 | 5.91 | 6.9445 | 2020Q3 | https://shop.regencylighting.com/lamps/led/15a21dim-840-grc.html | Regency Lighting | 2020 | Yes
LED Lighting | A-Type | Green Creative | True |  | General Purpose Replacement | A21 | E26 (Medium) | Damp Location Rated,Recessed Fixtures Damp Location Rated,Recessed Fixtures Home / Light Bulbs / LED / LED A-Line / Green Creative - 98146 - 15A21DIM/840 Enclosed Fixture Rated; Damp Location Rated; Energy Star Rated 15W A21 LED Lamp - Universal - 1700 Lumens - Cool White (4000K) - 82 CRI - 25000 hrs. - E26 (Medium) - 120 to 130V Green Creative - 98146 - 15A21DIM/840 | 4000 | 84 | 1700 | 113.3333 | 25000 | 15 | 1 | 5.91 | 5.91 | 6.9445 | 2020Q3 | https://shop.regencylighting.com/lamps/led/a-line/15a21dim-840-grc.html | Regency Lighting | 2020 | Yes
LED Lighting | A-Type | TCP | False |  | General Purpose Replacement | A19 | E26 (Medium) | Damp Location Rated Damp Location Rated Home / Light Bulbs / LED / LED A-Line / TCP - L16A19N1541K Energy Star; Durable Plastic Housing; Enclosed Fixture Rated; Damp Location Rated 15.5W A19 LED Lamp - Universal - 1600 Lumens - Cool White (4100K) - 80 CRI - 15000 Hours - E26 (Medium) - 120 to 130V TCP - L16A19N1541K | 4000 | 83 | 1700 | 113.3333 | 15000 | 15 | 1 | 6.02 | 6.02 | 7.0737 | 2020Q3 | https://shop.regencylighting.com/lamps/led/a-line/l16a19n1541k-tcp.html | Regency Lighting | 2020 | Yes
LED Lighting | A-Type | TCP | False |  | General Purpose Replacement | A19 | E26 (Medium) | Damp Location Rated Damp Location Rated Home / Light Bulbs / LED / TCP - L16A19N1541K Energy Star; Durable Plastic Housing; Enclosed Fixture Rated; Damp Location Rated 15.5W A19 LED Lamp - Universal - 1600 Lumens - Cool White (4100K) - 80 CRI - 15000 Hours - E26 (Medium) - 120 to 130V TCP - L16A19N1541K | 4000 | 83 | 1700 | 113.3333 | 15000 | 15 | 1 | 6.02 | 6.02 | 7.0737 | 2020Q3 | https://shop.regencylighting.com/lamps/led/l16a19n1541k-tcp.html | Regency Lighting | 2020 | Yes
LED Lighting | A-Type | TCP |  |  | General Purpose Replacement | A19 | E26 (Medium) | Damp Location Rated Damp Location Rated Description Due to its low heat generation and bright 4100 Kelvin cool white color, this LED A19 bulb is excellent for use in task areas or in proximity to sensitive materials. Long lifespan minimizes replacements Great for open and enclosed fixtures Shatter-resistant housing 1600 Lumens - 4100 Kelvin - Medium Base - 120 Volt - TCP L16A19N1541K LED A19 - 15.5 Watt - 100 Watt Equal - Cool White | 4000 | 83 | 1700 | 113.3333 | 15000 | 15 | 12 | 55.2 | 4.6 | 5.4052 | 2020Q3 | https://www.1000bulbs.com/product/203464/TCP-10132.html | 1000bulbs.com | 2020 | Yes
LED Lighting | A-Type | Green Creative | True |  | General Purpose Replacement | A21 | E26 (Medium) | Damp Location Rated,Recessed Fixtures Damp Location Rated,Recessed Fixtures Wattage11 Watt15 Watt9 Watt Color Temp.2700K3000K4000K Product Description Got heavy lighting requirements? They're no problem when you choose this 15W LED A21 lamp from Green Creative. This product can be installed indoors or out, even in damp locations, and it's Energy Star certified. You'll enjoy a whopping 4000K of consistent, cool white light for up to 25,000 hours with no warm up time or flickering. Product Features: Replaces 100W incandescent bulbs Classic A21 form factor Compatible with most E26 base fixtures 210-degree beam angle Color rendering of 92 CRI Works with most LED or incandescent reverse and forward phase dimmers Suitable for use in damp locations Suitable for placement in damp locations T20 and T24 JA8 compliant Energy Star certified Lifespan of up to 25,000 hours Limited three-year warranty Applications: General purpose interior or exterior lighting Table and floor lamps Wall sconces Pendant light Ceiling fixtures Alternate Product Versions $9.98 EACASE of 6 add Green Creative 98142 - 11 Watt LED A19 3000K - E26 11A19DIM/930 - 75 Watt Incandescent Equivalent - 1150 Lumens - 92 CRI - 120V - Dimmable $12.58 EACASE of 6 add Green Creative 98562 - 9W LED A19 - 2700K 9A19/927/277V - 800 Lumens - 92 CRI - 60W Incandescent Equivalent - 240° - 120-277V $7.98 add Green Creative 98560 - 9W LED A19 - 3000K 9A19DIM/930 - 820 Lumens - 92 CRI - 60W Incandescent Equivalent - 240° - 120V $7.98 add Green Creative 98561 - 9W LED A19 - 4000K 9A19DIM/940 - 860 Lumens - 92 CRI - 60W Incandescent Equivalent - 240° - 120V $12.58 add Green Creative 98563 - 9W LED A19 - 3000K 9A19/930/277V - 820 Lumens - 92 CRI - 60W Incandescent Equivalent - 240° - 120-277V $9.98 add Green Creative 98141 - 11W LED A19 - 2700K 11A19DIM/927 - 1100 Lumens - 92 CRI - 75W Incandescent Equivalent - 240° - 120V $9.98 add Green Creative 98143 - 11W LED A19 - 4000K 11A19DIM/940 - 1200 Lumens - 92 CRI - 75W Incandescent Equivalent - 240° - 120V $19.98 add Green Creative 98147 - 15W LED A21 - 2700K 15A21DIM/927/N - 1600 Lumens - 92 CRI - 100W Incandescent Equivalent - 240° - 120V $19.98 add Green Creative 98148 - 15W LED A21 - 3000K 15A21DIM/930/N - 1650 Lumens - 92 CRI - 100W Incandescent Equivalent - 240° - 120V Medium (E26) 15A21DIM/940/N - 1700 Lumens - 92 CRI - 100W Incandescent Equivalent - 240° - 120V Green Creative 98149 - 15W LED A21 - 4000K | 4000 | 93 | 1700 | 113.3333 | 25000 | 15 | 1 | 19.98 | 19.98 | 23.4773 | 2020Q3 | https://www.energyavenue.com/Green-Creative/98149 | Energy Avenue | 2020 | Yes
LED Lighting | A-Type | Manufacturer: TCP | False |  | General Purpose Replacement | A19 | E26 (Medium) | Damp Location Rated Damp Location Rated Home > Energy Star Qualified Products > 16 Watt 1600 Lumen NON-Dimmable All Purpose LED A19 Light Bulb 4100K Product Specifications - Quick Reference Input Voltage: Lumens: 120 Volt AC 1600 Lumens Dimensions: Dimmable: 2.6" W x 4.7" MOL NO - Not Dimmable LED Color: 4100K Cool White Life Time: 15,000 Hours Power Consumption: Luminous Efficacy: 16 Watts 100 lm/W CRI: Certifications: 80 CRI UL listed Built off a 20-year history of producing energy efficient lighting, Technical Consumer Products, Inc. (TCP) is excited to announce its most advanced and comprehensive lineup of LED lamps: the LED Elite Series. With TCPs dedication to manufacturing high quality, state-of-the-art lighting, combined with excellent high color rendering index (CRI) and new shatterproof smooth housing (which gives the appearance of traditional halogen bulbs), the LED Elite Series bulbs are a perfect choice to transform nearly every lighted environment into something extraordinary. This is the TCP, LED Elite All-Purpose NON-Dimmable A19 lamp with 230 Degree Beam Angle, and it comes with a color temperature of 4100 Kelvin (K). UL approved, RoHS Compliant, Energy Star Qualified, the TCP L16A19N1541K, a replacement for LED15A2141K, offers a very durable, solid state lighting technology that significantly reduces lighting service and maintenance costs. These NON-Dimmable LED A19 bulbs consume up to 80% LESS energy than a standard 100-watt incandescent. These A19 LED light bulbs do not contain Mercury or any other harmful substance, generate no IR or UV rays and carry a 3 Year Limited Warranty. TCPs LED A19 lamps have the highest light output and are the most efficient LED A19 light bulbs available today. Consuming just 16 watts of 120 volt energy, this A19 lamp generates 1600 lumens- that's 100 Lumens per watt. This 100 watt incandescent equivalent A19 LED bulb can be used in outdoor fixtures when protected from the elements, has a rated life of 15,000 hours with a minimum starting temperature of -30 degrees Celsius and measures 4.7" MOL and 2.6" in diameter. Click here to see the TCP LED Elite Omni Directional A19 Series Specification Sheet. Typical Applications Typical applications for the TCP L16A19N1541K, Elite non-dimmable A19 LED light bulbs include general indoor or outdoor lighting, table lamps, sconces, floor lamps and ceiling fixtures. TCP 16 Watt 1600 Lumen NON-Dimmable All Purpose LED A19 Light Bulb 4100K | 4000 | 83 | 1700 | 113.3333 | 15000 | 15 | 1 | 5.28 | 5.28 | 6.2042 | 2020Q3 | https://www.greenelectricalsupply.com/tcp-16-watt-a19-non-dimmable-led-light-bulbs-4100k.aspx | Green Electrical Supply | 2020 | Yes
LED Lighting | A-Type | TCP |  |  | General Purpose Replacement | A19 | E26 (Medium) | Damp Location Rated Damp Location Rated Home Lamps, Bulbs, Ballasts Bulbs - LED LED - Traditional Lamps - A-Type TCP L16A19N1541K TCP L16A19N1541K TCP L16A19N1541K | 4000 | 83 | 1700 | 113.3333 | 15000 | 15 | 1 | 7.43 | 7.43 | 8.7305 | 2020Q3 | https://www.platt.com/platt-electric-supply/LED-Traditional-Lamps-A-Type/TCP/L16A19N1541K/product.aspx?zpid=350608 | Platt | 2020 | Yes
LED Lighting | A-Type | Green Creative | True |  | General Purpose Replacement | A21 | E26 (Medium) | Damp Location Rated,Recessed Fixtures Damp Location Rated,Recessed Fixtures Home Lamps, Bulbs, Ballasts Bulbs - LED LED - Traditional Lamps - A-Type 15A21DIM/840 LED Lamp, 15 Watt, 1700 Lumen, 4000K, 82 CRI, 120 Volt, Medium Base, Dimmable, Product#98146 LED Lamp, 15 Watt, 1700 Lumen, 4000K, 120V, Medium Base Green Creative 15A21DIM/840 LED Lamp, 15 Watt, 1700 Lumen, 4000K, 120V, Medium Base | 4000 | 84 | 1700 | 113.3333 | 25000 | 15 | 1 | 12.11 | 12.11 | 14.2297 | 2020Q3 | https://www.rexelusa.com/usr/Root-Category/Lamps,-Bulbs,-Ballasts/Bulbs---LED/LED---Traditional/Lamps---A-Type/Green-Creative-15A21DIM-840-LED-Lamp,-15-Watt,-1700-Lumen,-4000K,-120V,-Medium-Base/p/1417336?prevPageNumber=71 | Rexel Energy Solutions | 2020 | Yes
LED Lighting | Decorative | Feit | True | Daylighting/Photocell, | Decorative | CA10 | E12 (Candelabra) | Damp Location Rated,Use With Timers,Use With Photo and/or Motion Sensors,Recessed Fixtures Damp Location Rated,Use With Timers,Use With Photo and/or Motion Sensors,Recessed Fixtures Home / Light Bulbs / LED / Feit - BPCFC25/927CA/FIL/2 Flame Tip 2.2W CA11 LED Lamp - 200 Lumens - Warm White (2700K) - 15000 hrs. - E12 (Candelabra) - 120 to 130V - Clear Feit - BPCFC25/927CA/FIL/2 | 2700 | 94 | 200 | 90.9091 | 15000 | 2.2 | 1 | 17.62 | 17.62 | 20.7042 | 2020Q3 | https://shop.regencylighting.com/lamps/led/bpcfc25-927ca-fil-2-fet.html | Regency Lighting | 2020 | Yes
LED Lighting | Decorative | Feit | True |  | Other | BA11 | E12 (Candelabra) | Damp Location Rated Damp Location Rated Home / Light Bulbs / LED / Feit - BPCFC40927CAFIL/2/RP Flame Tip; Suitable for Damp Locations; Energy Star Approved 3.3W CA11 LED Lamp - Universal - 300 Lumens - Warm White (2700K) - 90 CRI - 15000 hrs. - E12 (Candelabra) - 120 to 130V - Clear Feit - BPCFC40927CAFIL/2/RP | 2700 | 92 | 300 | 90.9091 | 15000 | 3.3 | 1 | 15.93 | 15.93 | 18.7184 | 2020Q3 | https://shop.regencylighting.com/lamps/led/bpcfc40927cafil-2-rp-fet.html | Regency Lighting | 2020 | Yes
LED Lighting | Decorative | Feit | True |  | Other | BA11 | E12 (Candelabra) | Damp Location Rated Damp Location Rated Home / Light Bulbs / LED / Feit - BPCFC60927CAFIL/2/RP Flame Tip; Suitable for Damp Locations; Energy Star Approved 5.5W CA11 LED Lamp - Universal - 500 Lumens - Warm White (2700K) - 90 CRI - 15000 hrs. - E12 (Candelabra) - 120 to 130V - Clear Feit - BPCFC60927CAFIL/2/RP | 2700 | 92 | 500 | 90.9091 | 15000 | 5.5 | 1 | 19.93 | 19.93 | 23.4185 | 2020Q3 | https://shop.regencylighting.com/lamps/led/bpcfc60927cafil-2-rp-fet.html | Regency Lighting | 2020 | Yes
LED Lighting | Decorative | Feit | True |  | Other | B11 | E26 (Medium) | Damp Location Rated Damp Location Rated Home / Light Bulbs / LED / Feit - BPETC40927CAFIL/2/RP Blunt Tip B10 LED Lamp; Energy Star Certified; Suitable for Damp Locations; 2-Pack 3.8W B10 LED Lamp - Universal - 300 Lumens - Warm White (2700K) - 15000 hrs. - E26 (Medium) - 120 to 130V - Clear Feit - BPETC40927CAFIL/2/RP | 2700 | 90 | 300 | 90.9091 | 15000 | 3.3 | 1 | 17.62 | 17.62 | 20.7042 | 2020Q3 | https://shop.regencylighting.com/lamps/led/bpetc40927cafil-2-rp-fet.html | Regency Lighting | 2020 | Yes
LED Lighting | Decorative | Feit | True | Daylighting/Photocell, | Decorative | B10 | E26 (Medium) | Damp Location Rated,Use With Timers,Use With Photo and/or Motion Sensors,Recessed Fixtures Damp Location Rated,Use With Timers,Use With Photo and/or Motion Sensors,Recessed Fixtures Home / Light Bulbs / LED / Feit - BPETC60927CAFIL/2/RP Blunt Tip; Suitable for Damp Locations; Energy Star Approved 5.5W B11 LED Lamp - Universal - 500 Lumens - Warm White (2700K) - 90 CRI - 15000 hrs. - E26 (Medium) - 120 to 130V - Clear Feit - BPETC60927CAFIL/2/RP | 2700 | 92 | 500 | 90.9091 | 15000 | 5.5 | 1 | 20.16 | 20.16 | 23.6888 | 2020Q3 | https://shop.regencylighting.com/lamps/led/bpetc60927cafil-2-rp-fet.html | Regency Lighting | 2020 | Yes
LED Lighting | Decorative | Feit | True |  | Globe | G25 | E26 (Medium) | Damp Location Rated Damp Location Rated Home / Light Bulbs / LED / Feit - BPG2560W927CA/FIL/RP LED G25 Globe Lamp; Energy Star Rated; Title 24 Compliant 5.5W G25 LED Lamp - Universal - 500 Lumens - Warm White (2700K) - 15000 hrs. - E26 (Medium) - 120 to 130V - White Feit - BPG2560W927CA/FIL/RP | 2700 | 92 | 500 | 90.9091 | 15000 | 5.5 | 1 | 13.27 | 13.27 | 15.5928 | 2020Q3 | https://shop.regencylighting.com/lamps/led/bpg2560w927ca-fil-rp-fet.html | Regency Lighting | 2020 | Yes
LED Lighting | Reflector | Cree | True |  | Reflector (Flood/Spot) | BR30 | E26 (Medium) | None,Recessed Fixtures None,Recessed Fixtures Home / Light Bulbs / LED / Cree - BR30-65W-27K-U1 Energy Star Certified; Damp Location Rated; Suitable for Enclosed Fixtures 8W BR30 LED Lamp - Universal - 665 Lumens - Warm White (2700K) - 85 CRI - 25000 Hours - E26 (Medium) - 120 to 130V Cree - BR30-65W-27K-U1 | 2700 | 91 | 665 | 75.5682 | 35000 | 8.8 | 1 | 10.2 | 10.2 | 11.9854 | 2020Q3 | https://shop.regencylighting.com/lamps/led/br30-65w-27k-u1-cre.html | Regency Lighting | 2020 | Yes
LED Lighting | A-Type | TCP |  |  | General Purpose Replacement | A19 | E26 (Medium) | Damp Location Rated Damp Location Rated Home Lamps, Bulbs, Ballasts Bulbs - LED LED - Traditional Lamps - A-Type L16A19N1541K TCP L16A19N1541K TCP L16A19N1541K TCP L16A19N1541K TCP L16A19N1541K | 4000 | 83 | 1700 | 113.3333 | 15000 | 15 | 1 | 7.65 | 7.65 | 8.989 | 2020Q3 | https://www.rexelusa.com/usr/Root-Category/Lamps,-Bulbs,-Ballasts/Bulbs---LED/LED---Traditional/Lamps---A-Type/TCP-L16A19N1541K-TCP-L16A19N1541K/p/1169022?prevPageNumber=98 | Rexel Energy Solutions | 2020 | Yes
LED Lighting | A-Type | TCP | False |  | General Purpose Replacement | A19 | E26 (Medium) | Damp Location Rated Damp Location Rated LED A-Style Light Bulbs TCP non-dimmable 16 watt A-19 LED bulb generates as much light as many 100 watt incandescent bulbs. Rated for enclosed fixtures No lead or mercury means easy and environmentally safe disposal Saves 84 watts in electricity compared to a 100 watt incandescent Very long life - Rated to still put out 70% as much light after 15,000 hours of operation as it does when brand new Do not “hot swap” this bulb. Turn off fixture before replacing existing bulb. Rated for enclosed fixtures No lead or mercury means easy and environmentally safe disposal Saves 84 watts in electricity compared to a 100 watt incandescent Very long life - Rated to still put out 70% as much light after 15,000 hours of operation as it does when brand new TCP Non-Dimmable 16 Watt 4100K A19 LED Bulb, Enclosed Fixture Rated | 4000 | 83 | 1700 | 113.3333 | 15000 | 15 | 12 | 4.49 | 0.37417 | 0.43966 | 2020Q3 | https://www.bulbs.com/product/L16A19N1541K | Bulbs.com | 2020 | Yes
LED Lighting | A-Type | Green Creative | True |  | General Purpose Replacement | A21 | E26 (Medium) | Damp Location Rated,Recessed Fixtures Home / Light Bulbs / LED / Green Creative - 98146 - 15A21DIM/840 Enclosed Fixture Rated; Damp Location Rated; Energy Star Rated 15W A21 LED Lamp - Universal - 1700 Lumens - Cool White (4000K) - 82 CRI - 25000 hrs. - E26 (Medium) - 120 to 130V Green Creative - 98146 - 15A21DIM/840 | 4000 | 84 | 1700 | 113.3333 | 25000 | 15 | 1 | 7.02 | 7.02 | 8.2488 | 2020Q2 | https://shop.regencylighting.com/lamps/led/15a21dim-840-grc.html | Regency Lighting | 2020 | Yes
LED Lighting | Decorative | Satco | True |  | Decorative | CA10 | E12 (Candelabra) | Damp Location Rated,Recessed Fixtures Damp Location Rated,Recessed Fixtures Home / Light Bulbs / LED / Decor/Chand / Satco - S29920 - 2.5W CTC/LED/27K/CL/120V Blunt Tip; Approved for Enclosed Fixtures; Damp Location Rated; Energy Star Rated 2.5W B11 LED Lamp - Universal - 200 Lumens - Warm White (2700K) - 80 CRI - 15000 Hours - E12 (Candelabra) - 120 to 130V - Clear Satco - S29920 - 2.5W CTC/LED/27K/CL/120V | 2700 | 84 | 200 | 80 | 15000 | 2.5 | 6 | 27.3 | 4.55 | 5.3464 | 2020Q3 | https://shop.regencylighting.com/lamps/led/decor-chand/2-5w-ctc-led-27k-cl-120v-s29920.html | Regency Lighting | 2020 | Yes
LED Lighting | Decorative | Satco | True |  | Decorative | B10 | E26 (Medium) | Damp Location Rated,Recessed Fixtures Damp Location Rated,Recessed Fixtures Home / Light Bulbs / LED / Decor/Chand / Satco - S9567 - 2.5W ETC/LED/27K/120V C11 LED Bulb 2.5W C11 LED Lamp - Warm White (2700K) - 80 CRI - E26 (Medium) - 120 to 130V Satco - S9567 - 2.5W ETC/LED/27K/120V | 2700 | 82 | 250 | 100 | 25000 | 2.5 | 1 | 6.64 | 6.64 | 7.8023 | 2020Q3 | https://shop.regencylighting.com/lamps/led/decor-chand/2-5w-etc-led-27k-120v-s9567.html | Regency Lighting | 2020 | Yes
LED Lighting | Decorative | Satco | True |  | Decorative | B10 | E26 (Medium) | Damp Location Rated Damp Location Rated Home / Light Bulbs / LED / Decor/Chand / Satco - S8951 - 4.5CTC/LED/2700K/E12/120V B11 LED Lamp 4.5W B11 LED Lamp - Warm White (2700K) - 80 CRI - E12 (Candelabra) - 120 to 130V - Clear Satco - S8951 - 4.5CTC/LED/2700K/E12/120V | 2700 | 82 | 300 | 66.6667 | 25000 | 4.5 | 1 | 7.19 | 7.19 | 8.4485 | 2020Q3 | https://shop.regencylighting.com/lamps/led/decor-chand/4-5ctc-led-2700k-e12-120v-s8951.html | Regency Lighting | 2020 | Yes
LED Lighting | Decorative | Satco | True |  | Decorative | B10 | E12 (Candelabra) | Damp Location Rated Damp Location Rated Home / Light Bulbs / LED / Decor/Chand / Satco - S8952 - 4.5CTC/LED/3000K/E12/120V B11 LED Bulb 4.5W B11 LED Lamp - Warm White (3000K) - 80 CRI - E12 (Candelabra) - 120 to 130V - Clear Satco - S8952 - 4.5CTC/LED/3000K/E12/120V | 3000 | 83 | 300 | 66.6667 | 25000 | 4.5 | 1 | 7.19 | 7.19 | 8.4485 | 2020Q3 | https://shop.regencylighting.com/lamps/led/decor-chand/4-5ctc-led-3000k-e12-120v-s8952.html | Regency Lighting | 2020 | Yes
LED Lighting | Decorative | Satco | True |  | Decorative | CA10 | E12 (Candelabra) | Damp Location Rated Damp Location Rated Home / Light Bulbs / LED / Decor/Chand / Satco - S8552 - 4.5W CFC/LED/27K/CL/120V Bent Tip; Energy Star Rated; Approved for Enclosed Fixtures; Damp Location Rated 4.5W CA11 LED Lamp - 350 Lumens - Warm White (2700K) - 90 CRI - 15000 Hours - E12 (Candelabra) - 120 to 130V - Clear Satco - S8552 - 4.5W CFC/LED/27K/CL/120V | 2700 | 94 | 350 | 77.7778 | 15000 | 4.5 | 1 | 5.37 | 5.37 | 6.31 | 2020Q3 | https://shop.regencylighting.com/lamps/led/decor-chand/4-5w-cfc-led-27k-cl-120v-s8552.html | Regency Lighting | 2020 | Yes
LED Lighting | Decorative | Satco | True |  | Decorative | B10 | E12 (Candelabra) | Damp Location Rated,Recessed Fixtures Damp Location Rated,Recessed Fixtures Home / Light Bulbs / LED / Decor/Chand / Satco - S9570 - 4.5W CTC/LED/27K/120V Blunt Tip, Damp Location Rated, Enclosed Fixture Rated 4.5W B11 LED Decorative Lamp - Universal - 470 Lumens - Warm White (2700K) - 80 CRI - 15000 Hours - E12 (Candelabra) - 120 to 130V - Clear Satco - S9570 - 4.5W CTC/LED/27K/120V | 2700 | 82 | 470 | 104.4444 | 20000 | 4.5 | 1 | 7 | 7 | 8.2253 | 2020Q3 | https://shop.regencylighting.com/lamps/led/decor-chand/4-5w-ctc-led-27k-120v-s9570.html | Regency Lighting | 2020 | Yes
LED Lighting | Decorative | Satco | True |  | Decorative | B10 | E12 (Candelabra) | Damp Location Rated Damp Location Rated Home / Light Bulbs / LED / Decor/Chand / Sacto - S29877 - 4.5W CTC/LED/27K/CL/90CRI Blunt Tip; Energy Star Rated; Damp Location Rated 4.5W B10 LED Lamp - 350 Lumens - Warm White (2700K) - 90 CRI - 15000 Hours - E12 (Candelabra) - 120 to 130V - Clear Sacto - S29877 - 4.5W CTC/LED/27K/CL/90CRI | 2700 | 94 | 350 | 77.7778 | 15000 | 4.5 | 1 | 9 | 9 | 10.5753 | 2020Q3 | https://shop.regencylighting.com/lamps/led/decor-chand/4-5w-ctc-led-27k-cl-90cri-s29877.html | Regency Lighting | 2020 | Yes
LED Lighting | Decorative | Satco | True |  | Decorative | CA10 | E26 (Medium) | Damp Location Rated Damp Location Rated Home / Light Bulbs / LED / Decor/Chand / Satco - S9573 - 4.5W EFC/LED/27K/120V Flame Tip; Damp Location Rated; Approved for Totally Enclosed Fixtures 4.5W CA11 LED Lamp - Universal - 450 Lumens - Warm White (2700K) - 80 CRI - 15000 Hours - E26 (Medium) - 120 to 130V - Clear Satco - S9573 - 4.5W EFC/LED/27K/120V | 2700 | 82 | 450 | 100 | 15000 | 4.5 | 1 | 7 | 7 | 8.2253 | 2020Q3 | https://shop.regencylighting.com/lamps/led/decor-chand/4-5w-efc-led-27k-120v-s9573.html | Regency Lighting | 2020 | Yes
LED Lighting | Decorative | Satco | True |  | Decorative | B10 | E26 (Medium) | Damp Location Rated Damp Location Rated Home / Light Bulbs / LED / Decor/Chand / Satco - S9569 - 4.5W ETC/LED/27K/120V Blunt Tip; Damp Location Rated; Approved for Totally Enclosed Fixtures 4.5W B11 LED Lamp - Universal - 450 Lumens - Warm White (2700K) - 80 CRI - 15000 Hours - E26 (Medium) - 120 to 130V - Clear Satco - S9569 - 4.5W ETC/LED/27K/120V | 2700 | 82 | 450 | 100 | 20000 | 4.5 | 1 | 7 | 7 | 8.2253 | 2020Q3 | https://shop.regencylighting.com/lamps/led/decor-chand/4-5w-etc-led-27k-120v-s9569.html | Regency Lighting | 2020 | Yes
LED Lighting | Decorative | Satco | True |  | Decorative | B10 | E12 (Candelabra) | Damp Location Rated,Recessed Fixtures Damp Location Rated,Recessed Fixtures Home / Light Bulbs / LED / Decor/Chand / Satco - S8839 - 4W CTC/LED/40K/CL/120V Traditional Incandescent Look and Feel; Damp Location Rated; UL Listed for Totally Enclosed Fixtures; Energy Star Rated 4W B11 LED Lamp - Universal - 350 Lumens - Cool White (4000K) - 80 CRI - 15000 hrs. - E12 (Candelabra) - 120 to 130V - Clear Satco - S8839 - 4W CTC/LED/40K/CL/120V | 4000 | 86 | 350 | 87.5 | 15000 | 4 | 1 | 5.37 | 5.37 | 6.31 | 2020Q3 | https://shop.regencylighting.com/lamps/led/decor-chand/4w-ctc-led-40k-cl-120v-s8839.html | Regency Lighting | 2020 | Yes
LED Lighting | Decorative | Satco | True |  | Other | B11 | E26 (Medium) | Damp Location Rated Damp Location Rated Home / Light Bulbs / LED / Decor/Chand / Satco - S8551 - 4WETC/LED/27K/CL/120V Blunt Tip; Energy Star Rated; Approved for Enclosed Fixtures; Damp Location Rated 4W B11 LED Lamp - 350 Lumens - Warm White (2700K) - 90 CRI - 15000 Hours - E26 (Medium) - 120 to 130V - Clear Satco - S8551 - 4WETC/LED/27K/CL/120V | 2700 | 93 | 350 | 87.5 | 15000 | 4 | 1 | 5.37 | 5.37 | 6.31 | 2020Q3 | https://shop.regencylighting.com/lamps/led/decor-chand/4wetc-led-27k-cl-120v-s8551.html | Regency Lighting | 2020 | Yes
LED Lighting | Decorative | Satco | True |  | Other | ST19 | E26 (Medium) | Damp Location Rated Damp Location Rated Home / Light Bulbs / LED / Decor/Chand / Satco - S8554 - 5.5ST19/CL/LED/E26/27K/120V Energy Star Rated; Approved for Enclosed Fixtures; Damp Location Rated 5.5W ST19 LED Lamp - 500 Lumens - Warm White (2700K) - 90 CRI - 15000 Hours - E26 (Medium) - 120 to 130V - Clear Satco - S8554 - 5.5ST19/CL/LED/E26/27K/120V | 2700 | 90 | 500 | 90.9091 | 15000 | 5.5 | 1 | 5.37 | 5.37 | 6.31 | 2020Q3 | https://shop.regencylighting.com/lamps/led/decor-chand/5-5st19-cl-led-e26-27k-120v-s8554.html | Regency Lighting | 2020 | Yes
LED Lighting | Decorative | Philips | True | Daylighting/Photocell, | Other | ST19 | E26 (Medium) | Damp Location Rated,Use With Timers,Use With Photo and/or Motion Sensors,Recessed Fixtures Damp Location Rated,Use With Timers,Use With Photo and/or Motion Sensors,Recessed Fixtures Home / Light Bulbs / LED / Decor/Chand / Philips - 461673 - 5.5ST19/LEDFILAMENT/822/CL-A/D Wet Location Rated 5.5W ST19 LED Lamp - Universal - 400 Lumens - Warm White (2000K) - 80 CRI - 15000 Hours - E26 (Medium) - 120 to 130V - Amber Philips - 461673 - 5.5ST19/LEDFILAMENT/822/CL-A/D | 2200 | 81 | 400 | 66.6667 | 15000 | 6 | 6 | 83.4 | 13.9 | 16.333 | 2020Q3 | https://shop.regencylighting.com/lamps/led/decor-chand/5-5st19-ledfilament-822-cl-a-d-46167-3.html | Regency Lighting | 2020 | Yes
LED Lighting | Decorative | Satco | True |  | Decorative | B10 | E12 (Candelabra) | Damp Location Rated,Recessed Fixtures Damp Location Rated,Recessed Fixtures Home / Light Bulbs / LED / Decor/Chand / Satco - S9960 - 5.5W CTC/LED/27K/CL/120V C11 LED Lamp 5.5W C11 LED Lamp - 500 Lumens - Warm White (2700K) - 80 CRI - 15000 Hours - E12 (Candelabra) - 120 to 130V - Clear Satco - S9960 - 5.5W CTC/LED/27K/CL/120V | 2700 | 82 | 500 | 90.9091 | 15000 | 5.5 | 1 | 6.82 | 6.82 | 8.0138 | 2020Q3 | https://shop.regencylighting.com/lamps/led/decor-chand/5-5w-ctc-led-27k-cl-120v-s9960.html | Regency Lighting | 2020 | Yes
LED Lighting | Decorative | Satco | True |  | Decorative | B10 | E26 (Medium) | Damp Location Rated,Recessed Fixtures Damp Location Rated,Recessed Fixtures Home / Light Bulbs / LED / Decor/Chand / Satco - S9964 - 5.5W ETC/LED/27K/CL/120V Blunt Tip; Damp Location Rated; Approved for Totally Enclosed Fixtures; Energy Start Rated 5.5W B11 LED Lamp - Universal - 500 Lumens - Warm White (2700K) - 80 CRI - 15000 Hours - E26 (Medium) - 120 to 130V - Clear Satco - S9964 - 5.5W ETC/LED/27K/CL/120V | 2700 | 83 | 500 | 90.9091 | 15000 | 5.5 | 1 | 7.19 | 7.19 | 8.4485 | 2020Q3 | https://shop.regencylighting.com/lamps/led/decor-chand/5-5w-etc-led-27k-cl-120v-s9964.html | Regency Lighting | 2020 | Yes
LED Lighting | Decorative | Sylvania | True | Daylighting/Photocell, | Decorative | B10 | E26 (Medium) | Filament Style,Use With Photo and/or Motion Sensors,Recessed Fixtures,Damp Location Rated,Dim to Warm Filament Style,Use With Photo and/or Motion Sensors,Recessed Fixtures,Damp Location Rated,Dim to Warm Home / Light Bulbs / LED / Decor/Chand / LEDVANCE - 79518 - 5B10BLUNTDIM827FILRP 5/CS 1/SKU B10 Decorative LED Lamp 4.5W B10 LED Lamp - 450 Lumens - Warm White (2700K) - 80 CRI - 15000 Hours - E26 (Medium) - 120 to 130V - Clear LEDVANCE - 79518 - 5B10BLUNTDIM827FILRP 5/CS 1/SKU | 2700 | 82 | 450 | 100 | 15000 | 4.5 | 1 | 5.79 | 5.79 | 6.8035 | 2020Q3 | https://shop.regencylighting.com/lamps/led/decor-chand/5b10bluntdim827filrp-5-cs-1-sku-79518.html | Regency Lighting | 2020 | Yes
LED Lighting | Decorative | Satco | True |  | Decorative | B10 | E12 (Candelabra) | Damp Location Rated Damp Location Rated Home / Light Bulbs / LED / Decor/Chand / Satco - S9618 - 5CTC/LED/2700K/E12/90CRI Blunt Tip; Energy Star Rated 5W B11 LED Lamp - 325 Lumens - Warm White (2700K) - 90 CRI - 25000 Hours - E12 (Candelabra) - 120 to 130V - Clear Satco - S9618 - 5CTC/LED/2700K/E12/90CRI | 2700 | 92 | 325 | 65 | 25000 | 5 | 1 | 6.64 | 6.64 | 7.8023 | 2020Q3 | https://shop.regencylighting.com/lamps/led/decor-chand/5ctc-led-2700k-e12-90cri-s9618.html | Regency Lighting | 2020 | Yes
LED Lighting | Decorative | Feit | True | Daylighting/Photocell, | Decorative | CA10 | E12 (Candelabra) | Damp Location Rated,Use With Timers,Use With Photo and/or Motion Sensors,Recessed Fixtures Damp Location Rated,Use With Timers,Use With Photo and/or Motion Sensors,Recessed Fixtures Home / Light Bulbs / LED / Decor/Chand / Feit - BPCFC25/927CA/FIL/2 Flame Tip 2.2W CA11 LED Lamp - 200 Lumens - Warm White (2700K) - 15000 hrs. - E12 (Candelabra) - 120 to 130V - Clear Feit - BPCFC25/927CA/FIL/2 | 2700 | 94 | 200 | 90.9091 | 15000 | 2.2 | 1 | 17.62 | 17.62 | 20.7042 | 2020Q3 | https://shop.regencylighting.com/lamps/led/decor-chand/bpcfc25-927ca-fil-2-fet.html | Regency Lighting | 2020 | Yes
LED Lighting | Decorative | Feit | True |  | Other | BA11 | E12 (Candelabra) | Damp Location Rated Damp Location Rated Home / Light Bulbs / LED / Decor/Chand / Feit - BPCFC40927CAFIL/2/RP Flame Tip; Suitable for Damp Locations; Energy Star Approved 3.3W CA11 LED Lamp - Universal - 300 Lumens - Warm White (2700K) - 90 CRI - 15000 hrs. - E12 (Candelabra) - 120 to 130V - Clear Feit - BPCFC40927CAFIL/2/RP | 2700 | 92 | 300 | 90.9091 | 15000 | 3.3 | 1 | 15.93 | 15.93 | 18.7184 | 2020Q3 | https://shop.regencylighting.com/lamps/led/decor-chand/bpcfc40927cafil-2-rp-fet.html | Regency Lighting | 2020 | Yes
LED Lighting | Decorative | Feit | True |  | Other | BA11 | E12 (Candelabra) | Damp Location Rated Damp Location Rated Home / Light Bulbs / LED / Decor/Chand / Feit - BPCFC60927CAFIL/2/RP Flame Tip; Suitable for Damp Locations; Energy Star Approved 5.5W CA11 LED Lamp - Universal - 500 Lumens - Warm White (2700K) - 90 CRI - 15000 hrs. - E12 (Candelabra) - 120 to 130V - Clear Feit - BPCFC60927CAFIL/2/RP | 2700 | 92 | 500 | 90.9091 | 15000 | 5.5 | 1 | 19.93 | 19.93 | 23.4185 | 2020Q3 | https://shop.regencylighting.com/lamps/led/decor-chand/bpcfc60927cafil-2-rp-fet.html | Regency Lighting | 2020 | Yes
LED Lighting | Decorative | Feit | True |  | Other | B11 | E26 (Medium) | Damp Location Rated Damp Location Rated Home / Light Bulbs / LED / Decor/Chand / Feit - BPETC40927CAFIL/2/RP Blunt Tip B10 LED Lamp; Energy Star Certified; Suitable for Damp Locations; 2-Pack 3.8W B10 LED Lamp - Universal - 300 Lumens - Warm White (2700K) - 15000 hrs. - E26 (Medium) - 120 to 130V - Clear Feit - BPETC40927CAFIL/2/RP | 2700 | 90 | 300 | 90.9091 | 15000 | 3.3 | 1 | 17.62 | 17.62 | 20.7042 | 2020Q3 | https://shop.regencylighting.com/lamps/led/decor-chand/bpetc40927cafil-2-rp-fet.html | Regency Lighting | 2020 | Yes
LED Lighting | Decorative | Feit | True | Daylighting/Photocell, | Decorative | B10 | E26 (Medium) | Damp Location Rated,Use With Timers,Use With Photo and/or Motion Sensors,Recessed Fixtures Damp Location Rated,Use With Timers,Use With Photo and/or Motion Sensors,Recessed Fixtures Home / Light Bulbs / LED / Decor/Chand / Feit - BPETC60927CAFIL/2/RP Blunt Tip; Suitable for Damp Locations; Energy Star Approved 5.5W B11 LED Lamp - Universal - 500 Lumens - Warm White (2700K) - 90 CRI - 15000 hrs. - E26 (Medium) - 120 to 130V - Clear Feit - BPETC60927CAFIL/2/RP | 2700 | 92 | 500 | 90.9091 | 15000 | 5.5 | 1 | 20.16 | 20.16 | 23.6888 | 2020Q3 | https://shop.regencylighting.com/lamps/led/decor-chand/bpetc60927cafil-2-rp-fet.html | Regency Lighting | 2020 | Yes
LED Lighting | Decorative | Maxlite | True |  | Decorative | B10 | E12 (Candelabra) | Filament Style,Wet Location Rated Filament Style,Wet Location Rated Home / Light Bulbs / LED / Decor/Chand / Maxlite - 103409 - EF4B10D927/JA8 Filament Style; Blunt Tip; Suitable for Use in Enclosed and Recessed Fixtures; JA8 Approved; Energy Star Approved 4W B10 LED Decorative Lamp - Universal - 300 Lumens - Warm White (2700K) - 90 CRI - 15000 hrs. - E12 (Candelabra) - 120 to 130V - Clear Maxlite - 103409 - EF4B10D927/JA8 | 2700 | 92 | 300 | 75 | 15000 | 4 | 1 | 4.79 | 4.79 | 5.6284 | 2020Q3 | https://shop.regencylighting.com/lamps/led/decor-chand/ef4b10d927-ja8-mxt.html | Regency Lighting | 2020 | Yes
LED Lighting | Decorative | Maxlite | True |  | Decorative | B10 | E12 (Candelabra) | Wet Location Rated,Recessed Fixtures,Filament Style Wet Location Rated,Recessed Fixtures,Filament Style Home / Light Bulbs / LED / Decor/Chand / Maxlite - 103121 - EFF4B10D927/JA8 Suitable for Use in Enclosed Locations 4W B10 LED Lamp - Universal - 300 Lumens - Warm White (2700K) - 94 CRI - 15000 hrs. - E12 (Candelabra) - 120 to 130V - Frost Maxlite - 103121 - EFF4B10D927/JA8 | 2700 | 93 | 300 | 75 | 15000 | 4 | 1 | 3.83 | 3.83 | 4.5004 | 2020Q3 | https://shop.regencylighting.com/lamps/led/decor-chand/eff4b10d927-ja8-mxt.html | Regency Lighting | 2020 | Yes
LED Lighting | Decorative | Maxlite | True | Daylighting/Photocell, | Decorative | B10 | E12 (Candelabra) | Use With Timers,Use With Photo and/or Motion Sensors,Wet Location Rated,Recessed Fixtures,Filament Style Use With Timers,Use With Photo and/or Motion Sensors,Wet Location Rated,Recessed Fixtures,Filament Style Home / Light Bulbs / LED / Decor/Chand / Maxlite - 14099267 - F4B10D27 E12 LED Filament Lamp 4W E12 LED Filament Lamp - Universal - 300 Lumens - Warm White (2700K) - 83 CRI - 15000 Hours - E12 (Candelabra) Maxlite - 14099267 - F4B10D27 | 2700 | 83 | 300 | 75 | 15000 | 4 | 1 | 3.64 | 3.64 | 4.2771 | 2020Q3 | https://shop.regencylighting.com/lamps/led/decor-chand/f4b10d27-mxt.html | Regency Lighting | 2020 | Yes
LED Lighting | Decorative | Maxlite | True |  | Decorative | B10 | E12 (Candelabra) | Damp Location Rated,Recessed Fixtures Damp Location Rated,Recessed Fixtures Home / Light Bulbs / LED / Decor/Chand / Maxlite - 102276 - F4B10D927/JA8 Energy Star Certified; Damp Location Rated; Approved for Enclosed Fixtures 4W B10 LED Lamp - Universal - 300 Lumens - Warm White (2700K) - 94 CRI - 15000 Hours - E12 (Candelabra) - 120 to 130V - Clear Maxlite - 102276 - F4B10D927/JA8 | 2700 | 94 | 300 | 75 | 15000 | 4 | 1 | 5.46 | 5.46 | 6.4157 | 2020Q3 | https://shop.regencylighting.com/lamps/led/decor-chand/f4b10d927-ja8-mxt.html | Regency Lighting | 2020 | Yes
LED Lighting | Decorative | Maxlite | True |  | Decorative | B10 | E12 (Candelabra) | Damp Location Rated Damp Location Rated Home / Light Bulbs / LED / Decor/Chand / Maxlite - 1408340 - F4B10DLED927/JA8 15000 Hour Life 4W B10 LED Lamp - Universal - 300 Lumens - Warm White (2700K) - 94 CRI - 15000 Hours - E12 (Candelabra) - 120 to 130V Maxlite - 1408340 - F4B10DLED927/JA8 | 2700 | 94 | 300 | 75 | 15000 | 4 | 24 | 60.24 | 2.51 | 2.9493 | 2020Q3 | https://shop.regencylighting.com/lamps/led/decor-chand/f4b10dled927-ja8-mxt.html | Regency Lighting | 2020 | Yes
LED Lighting | Decorative | TCP | True |  | Decorative | B10 | E12 (Candelabra) | Damp Location Rated Damp Location Rated Home / Light Bulbs / LED / Decor/Chand / TCP - FB11D2527EE12C Classic Filament Lamp; UL Approved for Damp and Enclosed Locations; Energy Star Rated 3W B11 LED Lamp - Universal - 250 Lumens - Warm White (2700K) - 80 CRI - 15000 hrs. - E12 (Candelabra) - 120 to 130V - Clear TCP - FB11D2527EE12C | 2700 | 82 | 250 | 83.3333 | 15000 | 3 | 1 | 3.45 | 3.45 | 4.0539 | 2020Q3 | https://shop.regencylighting.com/lamps/led/decor-chand/fb11d2527ee12c-tcp.html | Regency Lighting | 2020 | Yes
LED Lighting | Decorative | TCP | True |  | Decorative | B10 | E26 (Medium) | Damp Location Rated,Filament Style Damp Location Rated,Filament Style Home / Light Bulbs / LED / Decor/Chand / TCP - FB11D4027EC Classic Filament Lamp; UL Approved for Damp and Enclosed Locations; Energy Star Rated 4W B11 LED Lamp - Universal - 320 Lumens - Warm White (2700K) - 80 CRI - 15000 hrs. - E26 (Medium) - 120 to 130V - Clear TCP - FB11D4027EC | 2700 | 81 | 300 | 75 | 15000 | 4 | 1 | 4.8 | 4.8 | 5.6402 | 2020Q3 | https://shop.regencylighting.com/lamps/led/decor-chand/fb11d4027ec-qls.html | Regency Lighting | 2020 | Yes
LED Lighting | Decorative | TCP | True |  | Other | B11 | E12 (Candelabra) | Damp Location Rated,Filament Style Damp Location Rated,Filament Style Home / Light Bulbs / LED / Decor/Chand / TCP - FB11D4027ECCQ California Qualified T24 and T20; Blunt Tip; Classic Filament Lamp; UL Approved for Damp and Enclosed Locations; Energy Star Rated 4.5W B11 LED Lamp - Universal - 350 Lumens - Warm White (2700K) - 93 CRI - 15000 hrs. - E12 (Candelabra) - 120 to 130V - Clear TCP - FB11D4027ECCQ | 2700 | 93 | 350 | 77.7778 | 15000 | 4.5 | 1 | 5.06 | 5.06 | 5.9457 | 2020Q3 | https://shop.regencylighting.com/lamps/led/decor-chand/fb11d4027eccq-tcp.html | Regency Lighting | 2020 | Yes
LED Lighting | Decorative | TCP | True |  | Decorative | B10 | E12 (Candelabra) | Damp Location Rated,Filament Style Damp Location Rated,Filament Style Home / Light Bulbs / LED / Decor/Chand / TCP - FB11D4027EE12C Classic Filament Lamp; UL Approved for Damp and Enclosed Locations; Energy Star Rated 4W B11 LED Lamp - Universal - 350 Lumens - 80 CRI - 15000 hrs. - E12 (Candelabra) - 120 to 130V TCP - FB11D4027EE12C | 2700 | 81 | 300 | 75 | 15000 | 4 | 1 | 4.19 | 4.19 | 4.9234 | 2020Q3 | https://shop.regencylighting.com/lamps/led/decor-chand/fb11d4027ee12c-tcp.html | Regency Lighting | 2020 | Yes
LED Lighting | Decorative | TCP | True |  | Other | B11 | E12 (Candelabra) | Damp Location Rated Damp Location Rated Home / Light Bulbs / LED / Decor/Chand / TCP - FB11D6027EE12CS Classic Filament Lamp; UL Approved for Damp and Enclosed Locations; Energy Star Rated 5.5W B11 LED Lamp - Universal - 500 Lumens - Warm White (2700K) - 80 CRI - 15000 hrs. - E12 (Candelabra) - 120 to 130V - Clear TCP - FB11D6027EE12CS | 2700 | 81 | 500 | 100 | 15000 | 5 | 1 | 5.29 | 5.29 | 6.216 | 2020Q3 | https://shop.regencylighting.com/lamps/led/decor-chand/fb11d6027ee12cs-tcp.html | Regency Lighting | 2020 | Yes
LED Lighting | Decorative | Sylvania | True |  | Decorative | B10 | E12 (Candelabra) | Damp Location Rated Damp Location Rated Home / Light Bulbs / LED / Decor/Chand / LEDVANCE - 79716 - LED3.5B10CBLUNTDIM827FILBL2 B10 Candelabra Decorative LED Lamp 3.5W B10 LED Lamp - 350 Lumens - Warm White (2700K) - 15000 Hours - E12 (Candelabra) - 120 to 130V - Clear LEDVANCE - 79716 - LED3.5B10CBLUNTDIM827FILBL2 | 2700 | 82 | 350 | 87.5 | 15000 | 4 | 1 | 5.27 | 5.27 | 6.1925 | 2020Q3 | https://shop.regencylighting.com/lamps/led/decor-chand/led3-5b10cbluntdim827filbl2-79716.html | Regency Lighting | 2020 | Yes
LED Lighting | Decorative | Sylvania | True |  | Decorative | B10 | E26 (Medium) | Damp Location Rated Damp Location Rated Home / Light Bulbs / LED / Decor/Chand / Sylvania - 79715 - LED4.5B10BLUNTDIM827FILG2BL2 Blunt Tip; Filament Design; Suitable for Damp Locations; Suitable for Totally Enclosed Fixtures; Energy Star Rated 4.5W B10 LED Lamp - Universal - 400 Lumens - Warm White (2700K) - 80 CRI - 15000 hrs. - E26 (Medium) - 120 to 130V - Clear Sylvania - 79715 - LED4.5B10BLUNTDIM827FILG2BL2 | 2700 | 82 | 450 | 100 | 15000 | 4.5 | 1 | 4.74 | 4.74 | 5.5697 | 2020Q3 | https://shop.regencylighting.com/lamps/led/decor-chand/led4-5b10bluntdim827filg2bl2-79715.html | Regency Lighting | 2020 | Yes
LED Lighting | Decorative | Sylvania | True | Daylighting/Photocell, | Decorative | ST | E26 (Medium) | Use With Timers,Filament Style,Use With Photo and/or Motion Sensors,Recessed Fixtures,Damp Location Rated,Dim to Warm Use With Timers,Filament Style,Use With Photo and/or Motion Sensors,Recessed Fixtures,Damp Location Rated,Dim to Warm Home / Light Bulbs / LED / Decor/Chand / Sylvania - 74588 - LED4.5ST19/DIM/827/FIL/G2/RP ST19 LED Lamp 4.5W ST19 LED Lamp - Warm White (2700K) - E26 (Medium) Sylvania - 74588 - LED4.5ST19/DIM/827/FIL/G2/RP | 2700 | 82 | 533 | 118.4444 | 15000 | 4.5 | 1 | 6.84 | 6.84 | 8.0373 | 2020Q3 | https://shop.regencylighting.com/lamps/led/decor-chand/led4-5st19-dim-827-fil-g2-rp-74588.html | Regency Lighting | 2020 | Yes
LED Lighting | Decorative | Bulbrite | True |  | Decorative | B10 | E26 (Medium) | Damp Location Rated Damp Location Rated Home / Light Bulbs / LED / Decor/Chand / Bulbrite - 776862 - LED4B11/27K/FIL/E26/3 Filament Style Lamp; Suitable for Fully Enclosed Fixtures; Wet Location Rated; Fully Compatible with All Dimmer Types 4.5W B11 LED Lamp - Universal - 350 Lumens - Warm White (2700K) - 90 CRI - 15000 hrs. - E26 (Medium) - 120 to 130V - Clear Bulbrite - 776862 - LED4B11/27K/FIL/E26/3 | 2700 | 91 | 350 | 77.7778 | 15000 | 4.5 | 1 | 7.75 | 7.75 | 9.1065 | 2020Q3 | https://shop.regencylighting.com/lamps/led/decor-chand/led4b11-27k-fil-e26-3-776862.html | Regency Lighting | 2020 | Yes
LED Lighting | Decorative | Sylvania | True |  | Decorative | BA10 | E26 (Medium) | Damp Location Rated Damp Location Rated Home / Light Bulbs / LED / Decor/Chand / Sylvania - 79765 - LED5B10BENTDIM827FILG2BL2 Bent Tip; Suitable for Damp Locations; Suitable for Totally Enclosed Fixtures; Energy Star Rated 5W B10 LED Lamp - Universal - 500 Lumens - Warm White (2700K) - 80 CRI - 15000 hrs. - E26 (Medium) - 120 to 130V - Clear Sylvania - 79765 - LED5B10BENTDIM827FILG2BL2 | 2700 | 82 | 500 | 100 | 15000 | 5 | 1 | 4.94 | 4.94 | 5.8047 | 2020Q3 | https://shop.regencylighting.com/lamps/led/decor-chand/led5b10bentdim827filg2bl2-79765.html | Regency Lighting | 2020 | Yes
LED Lighting | Decorative | Sylvania | True | Daylighting/Photocell, | Decorative | BA10 | E26 (Medium) | Damp Location Rated Damp Location Rated Home / Light Bulbs / LED / Decor/Chand / Sylvania - 79767 - LED5B10BENTDIM850FILG2BL2 Bent Tip; Filament Style; Full Glass Design; Suitable for Totally Enclosed Fixtures; Suitable for Damp Locations 5W B10 LED Decorative Lamp - Universal - 500 Lumens - Daylight (5000K) - 80 CRI - 15000 hrs. - E26 (Medium) - 120 to 130V - Clear Sylvania - 79767 - LED5B10BENTDIM850FILG2BL2 | 5000 | 87 | 500 | 100 | 15000 | 5 | 1 | 4.94 | 4.94 | 5.8047 | 2020Q3 | https://shop.regencylighting.com/lamps/led/decor-chand/led5b10bentdim850filg2bl2-79767.html | Regency Lighting | 2020 | Yes
LED Lighting | Decorative | Sylvania | True |  | Decorative | BA10 | E12 (Candelabra) | Damp Location Rated Damp Location Rated Home / Light Bulbs / LED / Decor/Chand / Sylvania - 79766 - LED5B10CBENTDIM827FILBL2 Filament Chandelier; Antique Style; Bent Tip; Suitable for Damp Locations; Suitable for Enclosed Fixtures 5W Filament Chandelier LED - Universal - 500 Lumens - Warm White (2700K) - 80 CRI - 15000 Hours - E12 (Candelabra) - 120 to 130V - Clear Sylvania - 79766 - LED5B10CBENTDIM827FILBL2 | 2700 | 82 | 500 | 100 | 15000 | 5 | 1 | 5.27 | 5.27 | 6.1925 | 2020Q3 | https://shop.regencylighting.com/lamps/led/decor-chand/led5b10cbentdim827filbl2-79766.html | Regency Lighting | 2020 | Yes
LED Lighting | Decorative | TCP | True |  | Other | B11 | E12 (Candelabra) | Damp Location Rated Damp Location Rated Home / Light Bulbs / LED / Decor/Chand / TCP - LED5E12B1127K Damp Location 5W B11 LED Lamp - Universal - 350 Lumens - Warm White (2700K) - 80 CRI - 25000 Hours - E12 (Candelabra) - 120 to 130V - White TCP - LED5E12B1127K | 2700 | 83 | 350 | 70 | 25000 | 5 | 48 | 324.48 | 6.76 | 7.9433 | 2020Q3 | https://shop.regencylighting.com/lamps/led/decor-chand/led5e12b1127k-tcp.html | Regency Lighting | 2020 | Yes
LED Lighting | Decorative | TCP | True |  | Other | B11 | E12 (Candelabra) | Damp Location Rated Damp Location Rated Home / Light Bulbs / LED / Decor/Chand / TCP - LED5E12B1127KBR Damp Location 5W B11 LED Lamp - Universal - 350 Lumens - Warm White (2700K) - 80 CRI - 25000 Hours - E12 (Candelabra) - 120 to 130V - Bronze TCP - LED5E12B1127KBR | 2700 | 83 | 350 | 70 | 25000 | 5 | 1 | 6.76 | 6.76 | 7.9433 | 2020Q3 | https://shop.regencylighting.com/lamps/led/decor-chand/led5e12b1127kbr-tcp.html | Regency Lighting | 2020 | Yes
LED Lighting | Decorative | TCP | True |  | Other | B11 | E12 (Candelabra) | Damp Location Rated Damp Location Rated Home / Light Bulbs / LED / Decor/Chand / TCP - LED5E12B1127KF Damp Location 5W B11 LED Lamp - Universal - 350 Lumens - Warm White (2700K) - 80 CRI - 25000 Hours - E12 (Candelabra) - 120 to 130V - Frost TCP - LED5E12B1127KF | 2700 | 81 | 350 | 70 | 25000 | 5 | 48 | 324.48 | 6.76 | 7.9433 | 2020Q3 | https://shop.regencylighting.com/lamps/led/decor-chand/led5e12b1127kf-tcp.html | Regency Lighting | 2020 | Yes
LED Lighting | Decorative | TCP | True |  | Other | B11 | E12 (Candelabra) | Damp Location Rated Damp Location Rated Home / Light Bulbs / LED / Decor/Chand / TCP - LED5E12B1127KS Damp Location 5W B11 LED Lamp - Universal - 350 Lumens - Warm White (2700K) - 80 CRI - 25000 Hours - E12 (Candelabra) - 120 to 130V - Silver TCP - LED5E12B1127KS | 2700 | 83 | 350 | 70 | 25000 | 5 | 1 | 6.76 | 6.76 | 7.9433 | 2020Q3 | https://shop.regencylighting.com/lamps/led/decor-chand/led5e12b1127ks-tcp.html | Regency Lighting | 2020 | Yes
LED Lighting | Decorative | TCP | True |  | Other | B11 | E12 (Candelabra) | Damp Location Rated Damp Location Rated Home / Light Bulbs / LED / Decor/Chand / TCP - LED5E12B1130K Candelabra LED Dimmable Decorative Lamp 5W Candelabra LED Dimmable Decorative Lamp - Universal - 80 CRI - 25000 Hours - E12 (Candelabra) - 120 to 130V TCP - LED5E12B1130K | 3000 | 83 | 350 | 70 | 25000 | 5 | 1 | 6.76 | 6.76 | 7.9433 | 2020Q3 | https://shop.regencylighting.com/lamps/led/decor-chand/led5e12b1130k-tcp.html | Regency Lighting | 2020 | Yes
LED Lighting | Decorative | TCP | True | Daylighting/Photocell, | Other | B11 | E12 (Candelabra) | Damp Location Rated Damp Location Rated Home / Light Bulbs / LED / Decor/Chand / TCP - LED5E12B1150K Damp Location 5W B11 LED Lamp - Universal - 400 Lumens - Daylight (5000K) - 80 CRI - 25000 Hours - E12 (Candelabra) - 120 to 130V - Clear TCP - LED5E12B1150K | 5000 | 83 | 375 | 75 | 25000 | 5 | 48 | 324.48 | 6.76 | 7.9433 | 2020Q3 | https://shop.regencylighting.com/lamps/led/decor-chand/led5e12b1150k-tcp.html | Regency Lighting | 2020 | Yes
LED Lighting | Decorative | TCP | True | Daylighting/Photocell, | Other | B11 | E12 (Candelabra) | Damp Location Rated Damp Location Rated Home / Light Bulbs / LED / Decor/Chand / TCP - LED5E12B1150KF E26 LED Dimmable Decorative Lamp 5W B11 LED Lamp - Universal - Daylight (5000K) - 80 CRI - 25000 Hours - E12 (Candelabra) - 120 to 130V - Frost TCP - LED5E12B1150KF | 5000 | 83 | 375 | 75 | 25000 | 5 | 1 | 6.76 | 6.76 | 7.9433 | 2020Q3 | https://shop.regencylighting.com/lamps/led/decor-chand/led5e12b1150kf-tcp.html | Regency Lighting | 2020 | Yes
LED Lighting | Decorative | TCP | True |  | Other | B11 | E12 (Candelabra) | Damp Location Rated Damp Location Rated Home / Light Bulbs / LED / Decor/Chand / TCP - LED5E12F1127K E26 LED Dimmable Flame Lamp 5W B11 LED Lamp - Universal - Warm White (2700K) - E12 (Candelabra) - 120 to 130V TCP - LED5E12F1127K | 2700 | 83 | 350 | 70 | 25000 | 5 | 1 | 6.76 | 6.76 | 7.9433 | 2020Q3 | https://shop.regencylighting.com/lamps/led/decor-chand/led5e12f1127k-tcp.html | Regency Lighting | 2020 | Yes
LED Lighting | Decorative | TCP | True |  | Other | B11 | E26 (Medium) | Damp Location Rated Damp Location Rated Home / Light Bulbs / LED / Decor/Chand / TCP - LED5E26B1127K Damp Location 5W B11 LED Lamp - Universal - 350 Lumens - Warm White (2700K) - 80 CRI - 25000 Hours - E26 (Medium) - 120 to 130V - White TCP - LED5E26B1127K | 2700 | 83 | 350 | 70 | 25000 | 5 | 48 | 324.48 | 6.76 | 7.9433 | 2020Q3 | https://shop.regencylighting.com/lamps/led/decor-chand/led5e26b1127k-tcp.html | Regency Lighting | 2020 | Yes
LED Lighting | Decorative | TCP | True |  | Other | B11 | E26 (Medium) | Damp Location Rated Damp Location Rated Home / Light Bulbs / LED / Decor/Chand / TCP - LED5E26B1127KF Damp Location 5W B11 LED Lamp - Universal - 350 Lumens - Warm White (2700K) - 80 CRI - 25000 Hours - E26 (Medium) - 120 to 130V - Frost TCP - LED5E26B1127KF | 2700 | 81 | 350 | 70 | 25000 | 5 | 48 | 324.48 | 6.76 | 7.9433 | 2020Q3 | https://shop.regencylighting.com/lamps/led/decor-chand/led5e26b1127kf-tcp.html | Regency Lighting | 2020 | Yes
LED Lighting | Decorative | TCP | True |  | Other | B11 | E26 (Medium) | Damp Location Rated Damp Location Rated Home / Light Bulbs / LED / Decor/Chand / TCP - LED5E26B1130K LED Dimmable Decorative Lamp; Damp Location Rated; Not Suitable for Enclosed Fixtures; Energy Star Certified 5W B11 LED Lamp - Universal - Warm White (3000K) - E26 (Medium) - 120 to 130V TCP - LED5E26B1130K | 3000 | 83 | 350 | 70 | 25000 | 5 | 12 | 81.12 | 6.76 | 7.9433 | 2020Q3 | https://shop.regencylighting.com/lamps/led/decor-chand/led5e26b1130k-tcp.html | Regency Lighting | 2020 | Yes
LED Lighting | Decorative | TCP | True |  | Other | B11 | E26 (Medium) | Damp Location Rated Damp Location Rated Home / Light Bulbs / LED / Decor/Chand / TCP - LED5E26F1127K Damp Location 5W F11 LED Lamp - Universal - 350 Lumens - Warm White (2700K) - 80 CRI - 25000 Hours - E26 (Medium) - 120 to 130V - Clear TCP - LED5E26F1127K | 2700 | 83 | 350 | 70 | 25000 | 5 | 48 | 324.48 | 6.76 | 7.9433 | 2020Q3 | https://shop.regencylighting.com/lamps/led/decor-chand/led5e26f1127k-tcp.html | Regency Lighting | 2020 | Yes
LED Lighting | Decorative | Bulbrite | True |  | Decorative | ST | E26 (Medium) | Wet Location Rated Wet Location Rated Home / Light Bulbs / LED / Decor/Chand / Bulbrite - 776801 - LED5ST18/22K/FIL-NOS/3 Nostalgic Filament Style; Suitable for Enclosed Fixtures; Wet Location Rated; Antique Finish for Authentic Vintage Feel 5W ST18 LED Lamp - Universal - 450 Lumens - Warm White (2200K) - 90 CRI - 15000 hrs. - E26 (Medium) - 120 to 130V - Antique / Amber Bulbrite - 776801 - LED5ST18/22K/FIL-NOS/3 | 2200 | 93 | 450 | 90 | 15000 | 5 | 1 | 9.99 | 9.99 | 11.7386 | 2020Q3 | https://shop.regencylighting.com/lamps/led/decor-chand/led5st18-22k-fil-nos-3-776801.html | Regency Lighting | 2020 | Yes
LED Lighting | Decorative | Archipelago | True |  | Decorative | B10 | E12 (Candelabra) | Filament Style Filament Style Home / Light Bulbs / LED / Decor/Chand / Archipelago - LTB10F35027CB-90 Notalgic Collection Filament Bulb; Blunt Tip; Wet Location Rated; Enclosed Fixture Rated; Commercial Grade; JA8 Compliant; Energy Star Rated 3.5W B10 LED Lamp - Universal - 325 Lumens - Warm White (2700K) - 92 CRI - 25000 hrs. - E12 (Candelabra) - 120 to 130V - Frost Archipelago - LTB10F35027CB-90 | 2700 | 93 | 350 | 100 | 25000 | 3.5 | 1 | 10.3 | 10.3 | 12.1029 | 2020Q3 | https://shop.regencylighting.com/lamps/led/decor-chand/ltb10f35027cb-90-acp.html | Regency Lighting | 2020 | Yes
LED Lighting | Decorative | Archipelago | True |  | Decorative | CA10 | E12 (Candelabra) | Filament Style Filament Style Home / Light Bulbs / LED / Decor/Chand / Archipelago - LTCA10C35027CB-90 Suitable for Wet Locations; Enclosed Fixture Rated: Energy Star Rated 3.5W CA10 LED Lamp - Universal - 325 Lumens - Warm White (2700K) - 92 CRI - 25000 Hours - E12 (Candelabra) - Clear Archipelago - LTCA10C35027CB-90 | 2700 | 93 | 350 | 100 | 25000 | 3.5 | 1 | 9.97 | 9.97 | 11.7151 | 2020Q3 | https://shop.regencylighting.com/lamps/led/decor-chand/ltca10c35027cb-90-acp.html | Regency Lighting | 2020 | Yes
LED Lighting | Decorative | Maxlite | True | Daylighting/Photocell, | Other | ST19 | E26 (Medium) | Damp Location Rated,Use With Timers,Use With Photo and/or Motion Sensors,Recessed Fixtures Damp Location Rated,Use With Timers,Use With Photo and/or Motion Sensors,Recessed Fixtures Home / Light Bulbs / LED / Decor/Chand / Maxlite - 107199 - V5ST19DLED22 Dimmable; 15000 Hour Life; Saves More than 90 Percent on Energy 5W ST19 LED Lamp - Universal - 320 Lumens - Warm White (2200K) - 81 CRI - 15000 Hours - E26 (Medium) - 120 to 130V Maxlite - 107199 - V5ST19DLED22 | 2200 | 81 | 400 | 66.6667 | 15000 | 6 | 24 | 234.48 | 9.77 | 11.4801 | 2020Q3 | https://shop.regencylighting.com/lamps/led/decor-chand/v5st19dled22-mxt.html | Regency Lighting | 2020 | Yes
LED Lighting | Decorative | Maxlite | True |  | Other | ST19 | E26 (Medium) | Filament Style,Wet Location Rated Filament Style,Wet Location Rated Home / Light Bulbs / LED / Decor/Chand / Maxlite - 1409893 - V6.5ST19DLED922/JA8 Filament Style; JA8 Compliant; Energy Star Certified; Wet Location Rated 6W ST19 LED Lamp - 450 Lumens - Warm White (2200K) - 96 CRI - 15000 hrs. - E26 (Medium) - 120 to 130V Maxlite - 1409893 - V6.5ST19DLED922/JA8 | 2200 | 94 | 450 | 69.2308 | 15000 | 6.5 | 1 | 9.39 | 9.39 | 11.0336 | 2020Q3 | https://shop.regencylighting.com/lamps/led/decor-chand/v6-5st19dled922-ja8-mxt.html | Regency Lighting | 2020 | Yes
LED Lighting | A-Type | Green Creative | True |  | General Purpose Replacement | A21 | E26 (Medium) | Damp Location Rated,Recessed Fixtures Home / Light Bulbs / LED / LED A-Line / Green Creative - 98146 - 15A21DIM/840 Enclosed Fixture Rated; Damp Location Rated; Energy Star Rated 15W A21 LED Lamp - Universal - 1700 Lumens - Cool White (4000K) - 82 CRI - 25000 hrs. - E26 (Medium) - 120 to 130V Green Creative - 98146 - 15A21DIM/840 | 4000 | 84 | 1700 | 113.3333 | 25000 | 15 | 1 | 7.02 | 7.02 | 8.2488 | 2020Q2 | https://shop.regencylighting.com/lamps/led/a-line/15a21dim-840-grc.html | Regency Lighting | 2020 | Yes
LED Lighting | A-Type | TCP | False |  | General Purpose Replacement | A19 | E26 (Medium) | Damp Location Rated Home / Light Bulbs / LED / LED A-Line / TCP - L16A19N1541K Energy Star; Durable Plastic Housing; Enclosed Fixture Rated; Damp Location Rated 15.5W A19 LED Lamp - Universal - 1600 Lumens - Cool White (4100K) - 80 CRI - 15000 Hours - E26 (Medium) - 120 to 130V TCP - L16A19N1541K | 4000 | 83 | 1700 | 113.3333 | 15000 | 15 | 1 | 5.72 | 5.72 | 6.7212 | 2020Q2 | https://shop.regencylighting.com/lamps/led/a-line/l16a19n1541k-tcp.html | Regency Lighting | 2020 | Yes
LED Lighting | A-Type | TCP | False |  | General Purpose Replacement | A19 | E26 (Medium) | Damp Location Rated Home / Light Bulbs / LED / TCP - L16A19N1541K Energy Star; Durable Plastic Housing; Enclosed Fixture Rated; Damp Location Rated 15.5W A19 LED Lamp - Universal - 1600 Lumens - Cool White (4100K) - 80 CRI - 15000 Hours - E26 (Medium) - 120 to 130V TCP - L16A19N1541K | 4000 | 83 | 1700 | 113.3333 | 15000 | 15 | 1 | 5.72 | 5.72 | 6.7212 | 2020Q2 | https://shop.regencylighting.com/lamps/led/l16a19n1541k-tcp.html | Regency Lighting | 2020 | Yes
LED Lighting | A-Type | Green Creative | True |  | General Purpose Replacement | A21 | E26 (Medium) | Damp Location Rated,Recessed Fixtures Product Description Got heavy lighting requirements? They're no problem when you choose this 15W LED A21 lamp from Green Creative. This product can be installed indoors or out, even in damp locations, and it's Energy Star certified. You'll enjoy a whopping 4000K of consistent, cool white light for up to 25,000 hours with no warm up time or flickering. Product Features: Replaces 100W incandescent bulbs Classic A21 form factor Compatible with most E26 base fixtures 210-degree beam angle Color rendering of 92 CRI Works with most LED or incandescent reverse and forward phase dimmers Suitable for use in damp locations Suitable for placement in damp locations T20 and T24 JA8 compliant Energy Star certified Lifespan of up to 25,000 hours Limited three-year warranty Applications: General purpose interior or exterior lighting Table and floor lamps Wall sconces Pendant light Ceiling fixtures 15A21DIM/940/N - 1700 Lumens - 92 CRI - 100W Incandescent Equivalent - 240° - 120V Green Creative 98149 - 15W LED A21 - 4000K | 4000 | 93 | 1700 | 113.3333 | 25000 | 15 | 1 | 5.69 | 5.69 | 6.686 | 2020Q2 | https://www.energyavenue.com/Green-Creative/98149 | Energy Avenue | 2020 | Yes
LED Lighting | A-Type | Manufacturer: TCP | False |  | General Purpose Replacement | A19 | E26 (Medium) | Damp Location Rated Home > Energy Star Qualified Products > 16 Watt 1600 Lumen NON-Dimmable All Purpose LED A19 Light Bulb 4100K Product Specifications - Quick Reference Input Voltage: Lumens: 120 Volt AC 1600 Lumens Dimensions: Dimmable: 2.6" W x 4.7" MOL NO - Not Dimmable LED Color: 4100K Cool White Life Time: 15,000 Hours Power Consumption: Luminous Efficacy: 16 Watts 100 lm/W CRI: Certifications: 80 CRI UL listed Built off a 20-year history of producing energy efficient lighting, Technical Consumer Products, Inc. (TCP) is excited to announce its most advanced and comprehensive lineup of LED lamps: the LED Elite Series. With TCPs dedication to manufacturing high quality, state-of-the-art lighting, combined with excellent high color rendering index (CRI) and new shatterproof smooth housing (which gives the appearance of traditional halogen bulbs), the LED Elite Series bulbs are a perfect choice to transform nearly every lighted environment into something extraordinary. This is the TCP, LED Elite All-Purpose NON-Dimmable A19 lamp with 230 Degree Beam Angle, and it comes with a color temperature of 4100 Kelvin (K). UL approved, RoHS Compliant, Energy Star Qualified, the TCP L16A19N1541K, a replacement for LED15A2141K, offers a very durable, solid state lighting technology that significantly reduces lighting service and maintenance costs. These NON-Dimmable LED A19 bulbs consume up to 80% LESS energy than a standard 100-watt incandescent. These A19 LED light bulbs do not contain Mercury or any other harmful substance, generate no IR or UV rays and carry a 3 Year Limited Warranty. TCPs LED A19 lamps have the highest light output and are the most efficient LED A19 light bulbs available today. Consuming just 16 watts of 120 volt energy, this A19 lamp generates 1600 lumens- that's 100 Lumens per watt. This 100 watt incandescent equivalent A19 LED bulb can be used in outdoor fixtures when protected from the elements, has a rated life of 15,000 hours with a minimum starting temperature of -30 degrees Celsius and measures 4.7" MOL and 2.6" in diameter. Click here to see the TCP LED Elite Omni Directional A19 Series Specification Sheet. Typical Applications Typical applications for the TCP L16A19N1541K, Elite non-dimmable A19 LED light bulbs include general indoor or outdoor lighting, table lamps, sconces, floor lamps and ceiling fixtures. TCP 16 Watt 1600 Lumen NON-Dimmable All Purpose LED A19 Light Bulb 4100K | 4000 | 83 | 1700 | 113.3333 | 15000 | 15 | 1 | 5.28 | 5.28 | 6.2042 | 2020Q2 | https://www.greenelectricalsupply.com/tcp-16-watt-a19-non-dimmable-led-light-bulbs-4100k.aspx | Green Electrical Supply | 2020 | Yes
LED Lighting | A-Type | TCP | True |  | General Purpose Replacement | A19 | E26 (Medium) | Damp Location Rated HomeLamps, Bulbs, BallastsBulbs - LEDLED - TraditionalLamps - A-Type TCP L15A21D1541K LED 15W A21 TCP L15A21D1541K TCP L15A21D1541K LED 15W A21 | 4000 | 83 | 1700 | 113.3333 | 15000 | 15 | 1 | 8.92 | 8.92 | 10.4813 | 2020Q2 | https://www.platt.com/platt-electric-supply/LED-Traditional-Lamps-A-Type/TCP/L15A21D1541K/product.aspx?zpid=1275135 | Platt | 2020 | Yes
LED Lighting | A-Type | TCP |  |  | General Purpose Replacement | A19 | E26 (Medium) | Damp Location Rated HomeLamps, Bulbs, BallastsBulbs - LEDLED - TraditionalLamps - A-Type TCP L16A19N1541K TCP L16A19N1541K TCP L16A19N1541K | 4000 | 83 | 1700 | 113.3333 | 15000 | 15 | 1 | 7.42 | 7.42 | 8.7188 | 2020Q2 | https://www.platt.com/platt-electric-supply/LED-Traditional-Lamps-A-Type/TCP/L16A19N1541K/product.aspx?zpid=350608 | Platt | 2020 | Yes
LED Lighting | A-Type | Sylvania | True |  | General Purpose Replacement | A21 | E26 (Medium) | Damp Location Rated Damp Location Rated Home / Light Bulbs / LED / LED A-Line / Sylvania - 79734 - LED23/A21/DIM/O/830/URP Suitable for Indoor or Outdoor Environments 23W A21 LED Lamp - Universal - 2600 Lumens - Warm White (3000K) - 80 CRI - 15000 Hours - E26 (Medium) - 120 to 130V - Frost Sylvania - 79734 - LED23/A21/DIM/O/830/URP | 3000 | 84 | 2600 | 113.0435 | 15000 | 23 | 1 | 16.57 | 16.57 | 19.4704 | 2020Q3 | https://shop.regencylighting.com/lamps/led/a-line/led23-a21-dim-o-830-urp-79734.html | Regency Lighting | 2020 | Yes
LED Lighting | A-Type | Sylvania | False |  | General Purpose Replacement | A21 | E26 (Medium) | Damp Location Rated Damp Location Rated Home / Light Bulbs / LED / LED A-Line / Sylvania - 79713 - LED23A21/3WAY/O/827/U/B Replaces 50/100/150W Incandescent Lamp; Not Rated for Enlosed Fixtures; Indoor/Outdoor Use; Energy Star Rated 10/15/23W 3-Way LED Lamp - Universal - 650/1600/2600 Lumens - Warm White (2700K) - 80 CRI - 15000 Hours - E26 (Medium) - 120 to 130V - Frost Sylvania - 79713 - LED23A21/3WAY/O/827/U/B | 2700 | 81 | 2600 | 113.0435 | 15000 | 23 | 1 | 17.35 | 17.35 | 20.3869 | 2020Q3 | https://shop.regencylighting.com/lamps/led/a-line/led23a21-3way-o-827-u-b-79713.html | Regency Lighting | 2020 | Yes
LED Lighting | A-Type | Sylvania | False |  | General Purpose Replacement | A21 | E26 (Medium) | Damp Location Rated Damp Location Rated Home / Light Bulbs / LED / LED A-Line / Sylvania - 79769 - LED23A21/3WAY/O/830/U/B Not Rated for Enlosed Fixtures; Indoor/Outdoor Use; Energy Star Rated 10;15;23W 3-Way LED Lamp - Universal - 650/1600/2600 Lumens - Warm White (3000K) - 80 CRI - 15000 Hours - E26 (Medium) - 120 to 130V - Frost Sylvania - 79769 - LED23A21/3WAY/O/830/U/B | 3000 | 84 | 2600 | 113.0435 | 15000 | 23 | 1 | 17.35 | 17.35 | 20.3869 | 2020Q3 | https://shop.regencylighting.com/lamps/led/a-line/led23a21-3way-o-830-u-b-79769.html | Regency Lighting | 2020 | Yes
LED Lighting | A-Type | Sylvania | False | Daylighting/Photocell, | General Purpose Replacement | A21 | E26 (Medium) | Damp Location Rated Damp Location Rated Home / Light Bulbs / LED / LED A-Line / Sylvania - 79770 - LED23A21/3WAY/O/850/U/B Not Rated for Enlosed Fixtures; Indoor/Outdoor Use; Energy Star Rated 10;15;23W 3-Way LED Lamp - Universal - 650/1600/2600 Lumens - Daylight (5000K) - 80 CRI - 15000 Hours - E26 (Medium) - 120 to 130V - Frost Sylvania - 79770 - LED23A21/3WAY/O/850/U/B | 5000 | 86 | 2600 | 113.0435 | 15000 | 23 | 1 | 17.35 | 17.35 | 20.3869 | 2020Q3 | https://shop.regencylighting.com/lamps/led/a-line/led23a21-3way-o-850-u-b-79770.html | Regency Lighting | 2020 | Yes
LED Lighting | A-Type | Sylvania | True |  | General Purpose Replacement | A21 | E26 (Medium) | Damp Location Rated Damp Location Rated Home / Light Bulbs / LED / Sylvania - 79734 - LED23/A21/DIM/O/830/URP Suitable for Indoor or Outdoor Environments 23W A21 LED Lamp - Universal - 2600 Lumens - Warm White (3000K) - 80 CRI - 15000 Hours - E26 (Medium) - 120 to 130V - Frost Sylvania - 79734 - LED23/A21/DIM/O/830/URP | 3000 | 84 | 2600 | 113.0435 | 15000 | 23 | 1 | 16.57 | 16.57 | 19.4704 | 2020Q3 | https://shop.regencylighting.com/lamps/led/led23-a21-dim-o-830-urp-79734.html | Regency Lighting | 2020 | Yes
LED Lighting | A-Type | Sylvania | False |  | General Purpose Replacement | A21 | E26 (Medium) | Damp Location Rated Damp Location Rated Home / Light Bulbs / LED / Sylvania - 79713 - LED23A21/3WAY/O/827/U/B Replaces 50/100/150W Incandescent Lamp; Not Rated for Enlosed Fixtures; Indoor/Outdoor Use; Energy Star Rated 10/15/23W 3-Way LED Lamp - Universal - 650/1600/2600 Lumens - Warm White (2700K) - 80 CRI - 15000 Hours - E26 (Medium) - 120 to 130V - Frost Sylvania - 79713 - LED23A21/3WAY/O/827/U/B | 2700 | 81 | 2600 | 113.0435 | 15000 | 23 | 1 | 17.35 | 17.35 | 20.3869 | 2020Q3 | https://shop.regencylighting.com/lamps/led/led23a21-3way-o-827-u-b-79713.html | Regency Lighting | 2020 | Yes
LED Lighting | A-Type | Sylvania | False |  | General Purpose Replacement | A21 | E26 (Medium) | Damp Location Rated Damp Location Rated Home / Light Bulbs / LED / Sylvania - 79769 - LED23A21/3WAY/O/830/U/B Not Rated for Enlosed Fixtures; Indoor/Outdoor Use; Energy Star Rated 10;15;23W 3-Way LED Lamp - Universal - 650/1600/2600 Lumens - Warm White (3000K) - 80 CRI - 15000 Hours - E26 (Medium) - 120 to 130V - Frost Sylvania - 79769 - LED23A21/3WAY/O/830/U/B | 3000 | 84 | 2600 | 113.0435 | 15000 | 23 | 1 | 17.35 | 17.35 | 20.3869 | 2020Q3 | https://shop.regencylighting.com/lamps/led/led23a21-3way-o-830-u-b-79769.html | Regency Lighting | 2020 | Yes
LED Lighting | A-Type | Sylvania | False | Daylighting/Photocell, | General Purpose Replacement | A21 | E26 (Medium) | Damp Location Rated Damp Location Rated Home / Light Bulbs / LED / Sylvania - 79770 - LED23A21/3WAY/O/850/U/B Not Rated for Enlosed Fixtures; Indoor/Outdoor Use; Energy Star Rated 10;15;23W 3-Way LED Lamp - Universal - 650/1600/2600 Lumens - Daylight (5000K) - 80 CRI - 15000 Hours - E26 (Medium) - 120 to 130V - Frost Sylvania - 79770 - LED23A21/3WAY/O/850/U/B | 5000 | 86 | 2600 | 113.0435 | 15000 | 23 | 1 | 17.35 | 17.35 | 20.3869 | 2020Q3 | https://shop.regencylighting.com/lamps/led/led23a21-3way-o-850-u-b-79770.html | Regency Lighting | 2020 | Yes
LED Lighting | A-Type | SYLVANIA | True |  |  | A21 (Arbitrary) | Medium Screw (E26) | Home Lamps, Bulbs, Ballasts Bulbs - LED LED - Traditional Lamps - A-Type LED23/A21/DIM/O/830/URP LED Lamp, 23 Watt, 120 Volt, Bulb: A21, Dimmable, Base: Medium Screw (E26), Lumens: 2600, CRI: 80, Color Temperature: 3000K, Lamp Finish: Frosted, Rated Hours: 15000, Standard Case Qty: 6 *Sylvania Part # 79734* LED Lamp, A21, 23W, 2600L, 120V, 3000K, Frosted SYLVANIA LED23/A21/DIM/O/830/URP LED Lamp, A21, 23W, 2600L, 120V, 3000K, Frosted | 3000 | 80 | 2600 | 113.0435 |  | 23 | 1 | 29.47 | 29.47 | 34.6284 | 2020Q3 | https://www.rexelusa.com/usr/Root-Category/Lamps,-Bulbs,-Ballasts/Bulbs---LED/LED---Traditional/Lamps---A-Type/SYLVANIA-LED23-A21-DIM-O-830-URP-LED-Lamp,-A21,-23W,-2600L,-120V,-3000K,-Frosted/p/1203695?prevPageNumber=29 | Rexel Energy Solutions | 2020 | Yes
LED Lighting | A-Type | SYLVANIA | True |  |  | A21 (Arbitrary) | Medium Screw (E26) | Home Lamps, Bulbs, Ballasts Bulbs - LED LED - Traditional Lamps - A-Type LED23/A21/DIM/O/850/URP LED Lamp, 23 Watt, 120 Volt, Bulb: A21, Dimmable, Base: Medium Screw (E26), Lumens: 2600, CRI: 80, Color Temperature: 5000K, Lamp Finish: Frosted, Rated Hours: 15000, Standard Case Qty: 6 *Sylvania Part # 79735* LED Lamp, A21, 23W, 2600L, 120V, 5000K, Frosted SYLVANIA LED23/A21/DIM/O/850/URP LED Lamp, A21, 23W, 2600L, 120V, 5000K, Frosted | 5000 |  | 2600 | 113.0435 |  | 23 | 1 | 29.47 | 29.47 | 34.6284 | 2020Q3 | https://www.rexelusa.com/usr/Root-Category/Lamps,-Bulbs,-Ballasts/Bulbs---LED/LED---Traditional/Lamps---A-Type/SYLVANIA-LED23-A21-DIM-O-850-URP-LED-Lamp,-A21,-23W,-2600L,-120V,-5000K,-Frosted/p/1173177?prevPageNumber=32 | Rexel Energy Solutions | 2020 | Yes
LED Lighting | A-Type | SYLVANIA | True |  |  | A21 (Arbitrary) | Medium Screw (E26) | Home Lamps, Bulbs, Ballasts Bulbs - LED LED - Traditional Lamps - A-Type LED23A21/DIM/O/827/U/B LED Lamp, 23 Watt, 120 Volt, Bulb: A21, Dimmable, Base: Medium Screw (E26), Lumens: 2600, CRI: 80, Color Temperature: 2700K, Lamp Finish: Frosted, Rated Hours: 15000, Standard Case Qty: 6 *Sylvania Part # 79714* LED Lamp, A21, 23W, 2600L, 120V, 2700K, Frosted SYLVANIA LED23A21/DIM/O/827/U/B LED Lamp, A21, 23W, 2600L, 120V, 2700K, Frosted | 2700 | 80 | 2600 | 113.0435 |  | 23 | 1 | 29.47 | 29.47 | 34.6284 | 2020Q3 | https://www.rexelusa.com/usr/Root-Category/Lamps,-Bulbs,-Ballasts/Bulbs---LED/LED---Traditional/Lamps---A-Type/SYLVANIA-LED23A21-DIM-O-827-U-B-LED-Lamp,-A21,-23W,-2600L,-120V,-2700K,-Frosted/p/1204478?prevPageNumber=87 | Rexel Energy Solutions | 2020 | Yes
LED Lighting | A-Type | Sylvania | True |  | General Purpose Replacement | A21 | E26 (Medium) | Damp Location Rated Home / Light Bulbs / LED / LED A-Line / Sylvania - 79734 - LED23/A21/DIM/O/830/URP Suitable for Indoor or Outdoor Environments 23W A21 LED Lamp - Universal - 2600 Lumens - Warm White (3000K) - 80 CRI - 15000 Hours - E26 (Medium) - 120 to 130V - Frost Sylvania - 79734 - LED23/A21/DIM/O/830/URP | 3000 | 84 | 2600 | 113.0435 | 15000 | 23 | 1 | 15.89 | 15.89 | 18.6714 | 2020Q2 | https://shop.regencylighting.com/lamps/led/a-line/led23-a21-dim-o-830-urp-79734.html | Regency Lighting | 2020 | Yes
LED Lighting | A-Type | Sylvania | False |  | General Purpose Replacement | A21 | E26 (Medium) | Damp Location Rated Home / Light Bulbs / LED / LED A-Line / Sylvania - 79713 - LED23A21/3WAY/O/827/U/B Replaces 50/100/150W Incandescent Lamp; Not Rated for Enlosed Fixtures; Indoor/Outdoor Use; Energy Star Rated 10/15/23W 3-Way LED Lamp - Universal - 650/1600/2600 Lumens - Warm White (2700K) - 80 CRI - 15000 Hours - E26 (Medium) - 120 to 130V - Frost Sylvania - 79713 - LED23A21/3WAY/O/827/U/B | 2700 | 81 | 2600 | 113.0435 | 15000 | 23 | 1 | 16.64 | 16.64 | 19.5526 | 2020Q2 | https://shop.regencylighting.com/lamps/led/a-line/led23a21-3way-o-827-u-b-79713.html | Regency Lighting | 2020 | Yes
LED Lighting | A-Type | Sylvania | False |  | General Purpose Replacement | A21 | E26 (Medium) | Damp Location Rated Home / Light Bulbs / LED / LED A-Line / Sylvania - 79769 - LED23A21/3WAY/O/830/U/B Not Rated for Enlosed Fixtures; Indoor/Outdoor Use; Energy Star Rated 10;15;23W 3-Way LED Lamp - Universal - 650/1600/2600 Lumens - Warm White (3000K) - 80 CRI - 15000 Hours - E26 (Medium) - 120 to 130V - Frost Sylvania - 79769 - LED23A21/3WAY/O/830/U/B | 3000 | 84 | 2600 | 113.0435 | 15000 | 23 | 1 | 16.64 | 16.64 | 19.5526 | 2020Q2 | https://shop.regencylighting.com/lamps/led/a-line/led23a21-3way-o-830-u-b-79769.html | Regency Lighting | 2020 | Yes
LED Lighting | A-Type | Sylvania | False | Daylighting/Photocell, | General Purpose Replacement | A21 | E26 (Medium) | Damp Location Rated Home / Light Bulbs / LED / LED A-Line / Sylvania - 79770 - LED23A21/3WAY/O/850/U/B Not Rated for Enlosed Fixtures; Indoor/Outdoor Use; Energy Star Rated 10;15;23W 3-Way LED Lamp - Universal - 650/1600/2600 Lumens - Daylight (5000K) - 80 CRI - 15000 Hours - E26 (Medium) - 120 to 130V - Frost Sylvania - 79770 - LED23A21/3WAY/O/850/U/B | 5000 | 86 | 2600 | 113.0435 | 15000 | 23 | 1 | 16.64 | 16.64 | 19.5526 | 2020Q2 | https://shop.regencylighting.com/lamps/led/a-line/led23a21-3way-o-850-u-b-79770.html | Regency Lighting | 2020 | Yes
LED Lighting | A-Type | Sylvania | True |  | General Purpose Replacement | A21 | E26 (Medium) | Damp Location Rated Home / Light Bulbs / LED / Sylvania - 79734 - LED23/A21/DIM/O/830/URP Suitable for Indoor or Outdoor Environments 23W A21 LED Lamp - Universal - 2600 Lumens - Warm White (3000K) - 80 CRI - 15000 Hours - E26 (Medium) - 120 to 130V - Frost Sylvania - 79734 - LED23/A21/DIM/O/830/URP | 3000 | 84 | 2600 | 113.0435 | 15000 | 23 | 1 | 15.89 | 15.89 | 18.6714 | 2020Q2 | https://shop.regencylighting.com/lamps/led/led23-a21-dim-o-830-urp-79734.html | Regency Lighting | 2020 | Yes
LED Lighting | A-Type | Sylvania | False |  | General Purpose Replacement | A21 | E26 (Medium) | Damp Location Rated Home / Light Bulbs / LED / Sylvania - 79713 - LED23A21/3WAY/O/827/U/B Replaces 50/100/150W Incandescent Lamp; Not Rated for Enlosed Fixtures; Indoor/Outdoor Use; Energy Star Rated 10/15/23W 3-Way LED Lamp - Universal - 650/1600/2600 Lumens - Warm White (2700K) - 80 CRI - 15000 Hours - E26 (Medium) - 120 to 130V - Frost Sylvania - 79713 - LED23A21/3WAY/O/827/U/B | 2700 | 81 | 2600 | 113.0435 | 15000 | 23 | 1 | 16.64 | 16.64 | 19.5526 | 2020Q2 | https://shop.regencylighting.com/lamps/led/led23a21-3way-o-827-u-b-79713.html | Regency Lighting | 2020 | Yes
LED Lighting | A-Type | Sylvania | False |  | General Purpose Replacement | A21 | E26 (Medium) | Damp Location Rated Home / Light Bulbs / LED / Sylvania - 79769 - LED23A21/3WAY/O/830/U/B Not Rated for Enlosed Fixtures; Indoor/Outdoor Use; Energy Star Rated 10;15;23W 3-Way LED Lamp - Universal - 650/1600/2600 Lumens - Warm White (3000K) - 80 CRI - 15000 Hours - E26 (Medium) - 120 to 130V - Frost Sylvania - 79769 - LED23A21/3WAY/O/830/U/B | 3000 | 84 | 2600 | 113.0435 | 15000 | 23 | 1 | 16.64 | 16.64 | 19.5526 | 2020Q2 | https://shop.regencylighting.com/lamps/led/led23a21-3way-o-830-u-b-79769.html | Regency Lighting | 2020 | Yes
LED Lighting | A-Type | Sylvania | False | Daylighting/Photocell, | General Purpose Replacement | A21 | E26 (Medium) | Damp Location Rated Home / Light Bulbs / LED / Sylvania - 79770 - LED23A21/3WAY/O/850/U/B Not Rated for Enlosed Fixtures; Indoor/Outdoor Use; Energy Star Rated 10;15;23W 3-Way LED Lamp - Universal - 650/1600/2600 Lumens - Daylight (5000K) - 80 CRI - 15000 Hours - E26 (Medium) - 120 to 130V - Frost Sylvania - 79770 - LED23A21/3WAY/O/850/U/B | 5000 | 86 | 2600 | 113.0435 | 15000 | 23 | 1 | 16.64 | 16.64 | 19.5526 | 2020Q2 | https://shop.regencylighting.com/lamps/led/led23a21-3way-o-850-u-b-79770.html | Regency Lighting | 2020 | Yes
LED Lighting | A-Type | Sylvania | True | Daylighting/Photocell, | General Purpose Replacement | A21 | E26 (Medium) | Damp Location Rated Damp Location Rated Home / Light Bulbs / LED / LED A-Line / Sylvania - 79735 - LED23/A21/DIM/O/850/URP Suitable for Indoor or Outdoor Environments 23W A21 LED Lamp - Universal - 2600 Lumens - Daylight (5000K) - 80 CRI - 15000 Hours - E26 (Medium) - 120 to 130V - Frost Sylvania - 79735 - LED23/A21/DIM/O/850/URP | 5000 | 86 | 2571 | 111.7826 | 15000 | 23 | 1 | 16.57 | 16.57 | 19.4704 | 2020Q3 | https://shop.regencylighting.com/lamps/led/a-line/led23-a21-dim-o-850-urp-79735.html | Regency Lighting | 2020 | Yes
LED Lighting | A-Type | Sylvania | True |  | General Purpose Replacement | A21 | E26 (Medium) | Damp Location Rated Damp Location Rated Home / Light Bulbs / LED / LED A-Line / Sylvania - 79714 - LED23A21/DIM/O/827/U/B Suitable for Indoor or Outdoor Environments; Not for Use in Totally Enclosed Fixtures 23W A21 LED Lamp - Universal - 2600 Lumens - Warm White (2700K) - 80 CRI - 15000 Hours - E26 (Medium) - 120 to 130V - Frost Sylvania - 79714 - LED23A21/DIM/O/827/U/B | 2700 | 82 | 2571 | 111.7826 | 15000 | 23 | 1 | 16.57 | 16.57 | 19.4704 | 2020Q3 | https://shop.regencylighting.com/lamps/led/a-line/led23a21-dim-o-827-u-b-79714.html | Regency Lighting | 2020 | Yes
LED Lighting | A-Type | Sylvania | True | Daylighting/Photocell, | General Purpose Replacement | A21 | E26 (Medium) | Damp Location Rated Damp Location Rated Home / Light Bulbs / LED / Sylvania - 79735 - LED23/A21/DIM/O/850/URP Suitable for Indoor or Outdoor Environments 23W A21 LED Lamp - Universal - 2600 Lumens - Daylight (5000K) - 80 CRI - 15000 Hours - E26 (Medium) - 120 to 130V - Frost Sylvania - 79735 - LED23/A21/DIM/O/850/URP | 5000 | 86 | 2571 | 111.7826 | 15000 | 23 | 1 | 16.57 | 16.57 | 19.4704 | 2020Q3 | https://shop.regencylighting.com/lamps/led/led23-a21-dim-o-850-urp-79735.html | Regency Lighting | 2020 | Yes
LED Lighting | A-Type | Sylvania | True |  | General Purpose Replacement | A21 | E26 (Medium) | Damp Location Rated Damp Location Rated Home / Light Bulbs / LED / Sylvania - 79714 - LED23A21/DIM/O/827/U/B Suitable for Indoor or Outdoor Environments; Not for Use in Totally Enclosed Fixtures 23W A21 LED Lamp - Universal - 2600 Lumens - Warm White (2700K) - 80 CRI - 15000 Hours - E26 (Medium) - 120 to 130V - Frost Sylvania - 79714 - LED23A21/DIM/O/827/U/B | 2700 | 82 | 2571 | 111.7826 | 15000 | 23 | 1 | 16.57 | 16.57 | 19.4704 | 2020Q3 | https://shop.regencylighting.com/lamps/led/led23a21-dim-o-827-u-b-79714.html | Regency Lighting | 2020 | Yes
LED Lighting | A-Type | Sylvania | True | Daylighting/Photocell, | General Purpose Replacement | A21 | E26 (Medium) | Damp Location Rated Home / Light Bulbs / LED / LED A-Line / Sylvania - 79735 - LED23/A21/DIM/O/850/URP Suitable for Indoor or Outdoor Environments 23W A21 LED Lamp - Universal - 2600 Lumens - Daylight (5000K) - 80 CRI - 15000 Hours - E26 (Medium) - 120 to 130V - Frost Sylvania - 79735 - LED23/A21/DIM/O/850/URP | 5000 | 86 | 2571 | 111.7826 | 15000 | 23 | 1 | 15.89 | 15.89 | 18.6714 | 2020Q2 | https://shop.regencylighting.com/lamps/led/a-line/led23-a21-dim-o-850-urp-79735.html | Regency Lighting | 2020 | Yes
LED Lighting | A-Type | Sylvania | True |  | General Purpose Replacement | A21 | E26 (Medium) | Damp Location Rated Home / Light Bulbs / LED / LED A-Line / Sylvania - 79714 - LED23A21/DIM/O/827/U/B Suitable for Indoor or Outdoor Environments; Not for Use in Totally Enclosed Fixtures 23W A21 LED Lamp - Universal - 2600 Lumens - Warm White (2700K) - 80 CRI - 15000 Hours - E26 (Medium) - 120 to 130V - Frost Sylvania - 79714 - LED23A21/DIM/O/827/U/B | 2700 | 82 | 2571 | 111.7826 | 15000 | 23 | 1 | 15.89 | 15.89 | 18.6714 | 2020Q2 | https://shop.regencylighting.com/lamps/led/a-line/led23a21-dim-o-827-u-b-79714.html | Regency Lighting | 2020 | Yes
LED Lighting | A-Type | Sylvania | True | Daylighting/Photocell, | General Purpose Replacement | A21 | E26 (Medium) | Damp Location Rated Home / Light Bulbs / LED / Sylvania - 79735 - LED23/A21/DIM/O/850/URP Suitable for Indoor or Outdoor Environments 23W A21 LED Lamp - Universal - 2600 Lumens - Daylight (5000K) - 80 CRI - 15000 Hours - E26 (Medium) - 120 to 130V - Frost Sylvania - 79735 - LED23/A21/DIM/O/850/URP | 5000 | 86 | 2571 | 111.7826 | 15000 | 23 | 1 | 15.89 | 15.89 | 18.6714 | 2020Q2 | https://shop.regencylighting.com/lamps/led/led23-a21-dim-o-850-urp-79735.html | Regency Lighting | 2020 | Yes
LED Lighting | A-Type | Sylvania | True |  | General Purpose Replacement | A21 | E26 (Medium) | Damp Location Rated Home / Light Bulbs / LED / Sylvania - 79714 - LED23A21/DIM/O/827/U/B Suitable for Indoor or Outdoor Environments; Not for Use in Totally Enclosed Fixtures 23W A21 LED Lamp - Universal - 2600 Lumens - Warm White (2700K) - 80 CRI - 15000 Hours - E26 (Medium) - 120 to 130V - Frost Sylvania - 79714 - LED23A21/DIM/O/827/U/B | 2700 | 82 | 2571 | 111.7826 | 15000 | 23 | 1 | 15.89 | 15.89 | 18.6714 | 2020Q2 | https://shop.regencylighting.com/lamps/led/led23a21-dim-o-827-u-b-79714.html | Regency Lighting | 2020 | Yes
LED Lighting | A-Type | Satco | True |  | A19/21 | E26 (Medium) | E26 (Medium) | Home / Light Bulbs / LED / Satco - S9825 - 6.5A19/SW/LED/E26/27K/120V Approved for Enclosed Fixtures 6.5W A19 LED Lamp - Universal - 720 Lumens - Warm White (2700K) - 80 CRI - 15000 Hours - E26 (Medium) - 120 to 130V - Soft White Satco - S9825 - 6.5A19/SW/LED/E26/27K/120V | 2700 | 80 | 720 | 110.7692 | 15000 | 6.5 | 1 | 9 | 9 | 10.5753 | 2020Q3 | https://shop.regencylighting.com/lamps/led/6-5a19-sw-led-e26-27k-120v-s9825.html | Regency Lighting | 2020 | Yes
LED Lighting | A-Type | Satco | True |  | A19/21 | E26 (Medium) | E26 (Medium) | Home / Light Bulbs / LED / LED A-Line / Satco - S9825 - 6.5A19/SW/LED/E26/27K/120V Approved for Enclosed Fixtures 6.5W A19 LED Lamp - Universal - 720 Lumens - Warm White (2700K) - 80 CRI - 15000 Hours - E26 (Medium) - 120 to 130V - Soft White Satco - S9825 - 6.5A19/SW/LED/E26/27K/120V | 2700 | 80 | 720 | 110.7692 | 15000 | 6.5 | 1 | 9 | 9 | 10.5753 | 2020Q3 | https://shop.regencylighting.com/lamps/led/a-line/6-5a19-sw-led-e26-27k-120v-s9825.html | Regency Lighting | 2020 | Yes
LED Lighting | A-Type | Satco | True |  | A19/21 | E26 (Medium) | E26 (Medium) | Home / Light Bulbs / LED / Satco - S9825 - 6.5A19/SW/LED/E26/27K/120V Approved for Enclosed Fixtures 6.5W A19 LED Lamp - Universal - 720 Lumens - Warm White (2700K) - 80 CRI - 15000 Hours - E26 (Medium) - 120 to 130V - Soft White Satco - S9825 - 6.5A19/SW/LED/E26/27K/120V | 2700 | 80 | 720 | 110.7692 | 15000 | 6.5 | 1 | 8.69 | 8.69 | 10.2111 | 2020Q2 | https://shop.regencylighting.com/lamps/led/6-5a19-sw-led-e26-27k-120v-s9825.html | Regency Lighting | 2020 | Yes
LED Lighting | A-Type | Satco | True |  | A19/21 | E26 (Medium) | E26 (Medium) | Home / Light Bulbs / LED / LED A-Line / Satco - S9825 - 6.5A19/SW/LED/E26/27K/120V Approved for Enclosed Fixtures 6.5W A19 LED Lamp - Universal - 720 Lumens - Warm White (2700K) - 80 CRI - 15000 Hours - E26 (Medium) - 120 to 130V - Soft White Satco - S9825 - 6.5A19/SW/LED/E26/27K/120V | 2700 | 80 | 720 | 110.7692 | 15000 | 6.5 | 1 | 8.69 | 8.69 | 10.2111 | 2020Q2 | https://shop.regencylighting.com/lamps/led/a-line/6-5a19-sw-led-e26-27k-120v-s9825.html | Regency Lighting | 2020 | Yes
LED Lighting | A-Type | Brand Green Creative | True |  | General Purpose Replacement | A19 | E26 (Medium) | Damp Location Rated Damp Location Rated Green Creative 8.8 Watt 120/277 Volt LED 30° Beam Angle 2700K Color Temperature 1905 Candle Power 600 Lumens 40,000 Hours Rated Life. Mfg #16344 Green Creative 8.8 Watt 1905 Candle Power 600 Lumens Dimmable LED Light 6-Pack | 3000 | 82 | 1600 | 110.3448 | 15000 | 14.5 | 1 | 223 | 223 | 262.0336 | 2020Q3 | https://hdsupplysolutions.com/p/led-00-75-10-35/green-creative-88-watt-1905-candle-power-600-lumens-dimmable-led-light-6-pack-p374254 | HD Supply | 2020 | No
LED Lighting | A-Type | Green Creative | True |  | General Purpose Replacement | A19 | E26 (Medium) | Damp Location Rated,Not for Use in Recessed Fixtures Suitable to replace 75W Incandescent Suitable for use in totally enclosed fixtures 40% more energy savings than CFL Comfortable warm diffused light More Information 10W Dimmable LED Bulb - E26 Base, 120V Features: Wattage: 10W LED Bulb Base: E26 Base Bulb Shape: A19 Voltage: 120V Rated Life: 25,000 hours Color Temperature: 2700K, 3000K, 4000K CRI: 82 Lumens: 1100-1200 Beam Angle: 240° Suitable to replace 75W Incandescent Suitable for use in totally enclosed fixtures 40% more energy savings than CFL Comfortable warm diffused light Models: 97964 , 97965 , 97966 *MFG Part Number*: 97964 , 97965 , 97966 10W Dimmable LED Bulb - E26 Base, 120V Green Creative 10W Dimmable LED Bulb - E26 Base, 120V | 2700 | 82 | 1100 | 110 | 25000 | 10 | 1 | 5.97 | 5.97 | 7.015 | 2020Q2 | https://www.lbclighting.com/led/light-bulb-led/grnc-97964.html | LBC Lighting | 2020 | Yes
LED Lighting | A-Type | Brand TCP | True |  | General Purpose Replacement | A19 | E26 (Medium) | Damp Location Rated Damp Location Rated TCP 15 Watt LED A21 Bulb Medium Base 120 Volt 3,000 Kelvin 1,600 Lumens 80 CRI 15,000 Average Hour Life Dimmable Replaces 100W Incandescent Bulb Mfg #L15A21D1530K LED Bulb TCP 15W A21, 100W Equivalent, 3,000K Dimmable, Package Of 6 | 3000 | 83 | 1650 | 110 | 15000 | 15 | 6 | 56.94 | 9.49 | 11.1511 | 2020Q3 | https://hdsupplysolutions.com/p/led-00-75-10-35/led-bulb-tcp-15w-a21-100w-equivalent-3-000k-dimmable-package-of-6-p118039 | HD Supply | 2020 | Yes
LED Lighting | A-Type | Brand TCP | False |  | General Purpose Replacement | A19 | E26 (Medium) | Damp Location Rated Damp Location Rated Tcp Led 16 Watt A19 Non-Dimming 3000k Replaces 100 Watt, Medium Base Tcp 16w Non-Dimming Led A19 Bulb 3000k 15,000 Hour Life Non-Dimmable 1,650 Lumens 80 Cri Repalces 100w Incandescent 120 Volt Medium Base Energy Star Mfg #L16A19N1530K TCP® LED 16 Watt A19 Non-Dimming 3000k Replaces 100 Watt, Medium Base Pack Of 12 | 3000 | 83 | 1650 | 110 | 15000 | 15 | 1 | 93.9 | 93.9 | 110.3361 | 2020Q3 | https://hdsupplysolutions.com/p/led-00-75-10-35/tcp-led-16-watt-a19-non-dimming-3000k-replaces-100-watt-medium-base-pack-of-12-p104395 | HD Supply | 2020 | Yes
LED Lighting | A-Type | TCP | False |  | General Purpose Replacement | A19 | E26 (Medium) | Damp Location Rated Damp Location Rated Home / Light Bulbs / LED / LED A-Line / TCP - L16A19N1530K Energy Star; Durable Plastic Housing; Enclosed Fixture Rated; Damp Location Rated 15.5W A19 LED Lamp - Universal - 1600 Lumens - Warm White (3000K) - 80 CRI - 15000 Hours - E26 (Medium) - 120 to 130V TCP - L16A19N1530K | 3000 | 83 | 1650 | 110 | 15000 | 15 | 1 | 6.02 | 6.02 | 7.0737 | 2020Q3 | https://shop.regencylighting.com/lamps/led/a-line/l16a19n1530k-tcp.html | Regency Lighting | 2020 | Yes
LED Lighting | A-Type | TCP | False |  | General Purpose Replacement | A19 | E26 (Medium) | Damp Location Rated Damp Location Rated Home / Light Bulbs / LED / TCP - L16A19N1530K Energy Star; Durable Plastic Housing; Enclosed Fixture Rated; Damp Location Rated 15.5W A19 LED Lamp - Universal - 1600 Lumens - Warm White (3000K) - 80 CRI - 15000 Hours - E26 (Medium) - 120 to 130V TCP - L16A19N1530K | 3000 | 83 | 1650 | 110 | 15000 | 15 | 1 | 6.02 | 6.02 | 7.0737 | 2020Q3 | https://shop.regencylighting.com/lamps/led/l16a19n1530k-tcp.html | Regency Lighting | 2020 | Yes
LED Lighting | A-Type | TCP |  |  | General Purpose Replacement | A19 | E26 (Medium) | Damp Location Rated Damp Location Rated Description With a halogen color, this LED A19 bulb gives more clarity in areas where tasks are being completed while still providing a relaxing atmosphere. Great for general household fixtures Safe for use in enclosed fixtures Instant-on illumination 1600 Lumens - 3000 Kelvin - Medium Base - 120 Volt - TCP L16A19N1530K LED A19 - 15.5 Watt - 100 Watt Equal - Halogen Match | 3000 | 83 | 1650 | 110 | 15000 | 15 | 12 | 55.2 | 4.6 | 5.4052 | 2020Q3 | https://www.1000bulbs.com/product/203463/TCP-10131.html | 1000bulbs.com | 2020 | Yes
LED Lighting | A-Type | Green Creative | True |  | General Purpose Replacement | A21 | E26 (Medium) | Damp Location Rated,Recessed Fixtures Damp Location Rated,Recessed Fixtures Wattage11 Watt15 Watt9 Watt Color Temp.2700K3000K4000K Product Description Using reverse phase or forward phase dimmers, the Green Creative 15A21DIM/930/N LED A21 bulb will dim to the desired ambiance. Without dimming, it illuminates 3000K warm white radiance at several 240-degree beam angles around the bulb with tight LED binning. The Energy Star certified bulb lasts 25,000 life hours. Green Creative 98148 Features: 100W incandescent equivalent E26 base 3-year warranty Green Creative 98148 Applications: Indoor use Open and enclosed fixtures Dry and damp locations Alternate Product Versions $9.98 EACASE of 6 add Green Creative 98142 - 11 Watt LED A19 3000K - E26 11A19DIM/930 - 75 Watt Incandescent Equivalent - 1150 Lumens - 92 CRI - 120V - Dimmable $12.58 EACASE of 6 add Green Creative 98562 - 9W LED A19 - 2700K 9A19/927/277V - 800 Lumens - 92 CRI - 60W Incandescent Equivalent - 240° - 120-277V $7.98 add Green Creative 98560 - 9W LED A19 - 3000K 9A19DIM/930 - 820 Lumens - 92 CRI - 60W Incandescent Equivalent - 240° - 120V $7.98 add Green Creative 98561 - 9W LED A19 - 4000K 9A19DIM/940 - 860 Lumens - 92 CRI - 60W Incandescent Equivalent - 240° - 120V $12.58 add Green Creative 98563 - 9W LED A19 - 3000K 9A19/930/277V - 820 Lumens - 92 CRI - 60W Incandescent Equivalent - 240° - 120-277V $9.98 add Green Creative 98141 - 11W LED A19 - 2700K 11A19DIM/927 - 1100 Lumens - 92 CRI - 75W Incandescent Equivalent - 240° - 120V $9.98 add Green Creative 98143 - 11W LED A19 - 4000K 11A19DIM/940 - 1200 Lumens - 92 CRI - 75W Incandescent Equivalent - 240° - 120V $19.98 add Green Creative 98147 - 15W LED A21 - 2700K 15A21DIM/927/N - 1600 Lumens - 92 CRI - 100W Incandescent Equivalent - 240° - 120V $19.98 add Green Creative 98149 - 15W LED A21 - 4000K 15A21DIM/940/N - 1700 Lumens - 92 CRI - 100W Incandescent Equivalent - 240° - 120V Medium (E26) 15A21DIM/930/N - 1650 Lumens - 92 CRI - 100W Incandescent Equivalent - 240° - 120V Green Creative 98148 - 15W LED A21 - 3000K | 3000 | 94 | 1650 | 110 | 25000 | 15 | 1 | 19.98 | 19.98 | 23.4773 | 2020Q3 | https://www.energyavenue.com/Green-Creative/98148 | Energy Avenue | 2020 | Yes
LED Lighting | A-Type | Manufacturer: TCP | False |  | General Purpose Replacement | A19 | E26 (Medium) | Damp Location Rated Damp Location Rated Home > Energy Star Qualified Products > 16 Watt 1600 Lumen NON-Dimmable All Purpose LED A19 Light Bulb 3000K Product Specifications - Quick Reference Input Voltage: Lumens: 120 Volt AC 1600 Lumens Dimensions: Dimmable: 2.6" W x 4.7" MOL NO - Not Dimmable LED Color: 3000K Warm White Life Time: 15,000 Hours Power Consumption: Luminous Efficacy: 16 Watts 100 lm/W CRI: Certifications: 80 CRI UL listed Built off a 20-year history of producing energy efficient lighting, Technical Consumer Products, Inc. (TCP) is excited to announce its most advanced and comprehensive lineup of LED lamps: the LED Elite Series. With TCPs dedication to manufacturing high quality, state-of-the-art lighting, combined with excellent high color rendering index (CRI) and new shatterproof smooth housing (which gives the appearance of traditional halogen bulbs), the LED Elite Series bulbs are a perfect choice to transform nearly every lighted environment into something extraordinary. This is the TCP, LED Elite All-Purpose NON-Dimmable A19 lamp with 230 Degree Beam Angle, and it comes with a color temperature of 3000 Kelvin (K). UL approved, RoHS Compliant, Energy Star Qualified, the TCP L16A19N1530K, a replacement for the LED15A2130K, offers a very durable, solid state lighting technology that significantly reduces lighting service and maintenance costs. These NON-Dimmable LED A19 bulbs consume up to 80% LESS energy than a standard 100-watt incandescent. These A19 LED light bulbs do not contain Mercury or any other harmful substance, generate no IR or UV rays and carry a 3 Year Limited Warranty. TCPs LED A19 lamps have the highest light output and are the most efficient LED A19 lamps available today. Consuming just 16 watts of 120 volt energy, this A19 lamp generates 1600 lumens- that's 100 Lumens per watt. This 100 watt incandescent equivalent A19 LED bulb can be used in outdoor fixtures when protected from the elements, has a rated life of 15,000 hours with a minimum starting temperature of -30 degrees Celsius and measures 4.7" MOL and 2.6" in diameter. Click here to see the TCP LED Elite Omni Directional A19 Series Specification Sheet. Typical Applications Typical applications for the TCP L16A19N1530K, Elite non-dimmable A19 LED light bulbs include general indoor or outdoor lighting, table lamps, sconces, floor lamps and ceiling fixtures. TCP 16 Watt 1600 Lumen NON-Dimmable All Purpose LED A19 Light Bulb 3000K | 3000 | 83 | 1650 | 110 | 15000 | 15 | 1 | 5.28 | 5.28 | 6.2042 | 2020Q3 | https://www.greenelectricalsupply.com/16-watt-a19-led-non-dimmable-3000k.aspx | Green Electrical Supply | 2020 | Yes
LED Lighting | Decorative | Maxlite | True |  | Decorative | B10 | E12 (Candelabra) | Filament Style,Wet Location Rated Filament Style,Wet Location Rated Home / Light Bulbs / LED / Maxlite - 103409 - EF4B10D927/JA8 Filament Style; Blunt Tip; Suitable for Use in Enclosed and Recessed Fixtures; JA8 Approved; Energy Star Approved 4W B10 LED Decorative Lamp - Universal - 300 Lumens - Warm White (2700K) - 90 CRI - 15000 hrs. - E12 (Candelabra) - 120 to 130V - Clear Maxlite - 103409 - EF4B10D927/JA8 | 2700 | 92 | 300 | 75 | 15000 | 4 | 1 | 4.79 | 4.79 | 5.6284 | 2020Q3 | https://shop.regencylighting.com/lamps/led/ef4b10d927-ja8-mxt.html | Regency Lighting | 2020 | Yes
LED Lighting | Decorative | Maxlite | True |  | Decorative | B10 | E12 (Candelabra) | Wet Location Rated,Recessed Fixtures,Filament Style Wet Location Rated,Recessed Fixtures,Filament Style Home / Light Bulbs / LED / Maxlite - 103121 - EFF4B10D927/JA8 Suitable for Use in Enclosed Locations 4W B10 LED Lamp - Universal - 300 Lumens - Warm White (2700K) - 94 CRI - 15000 hrs. - E12 (Candelabra) - 120 to 130V - Frost Maxlite - 103121 - EFF4B10D927/JA8 | 2700 | 93 | 300 | 75 | 15000 | 4 | 1 | 3.83 | 3.83 | 4.5004 | 2020Q3 | https://shop.regencylighting.com/lamps/led/eff4b10d927-ja8-mxt.html | Regency Lighting | 2020 | Yes
LED Lighting | Decorative | Maxlite | True | Daylighting/Photocell, | Decorative | B10 | E12 (Candelabra) | Use With Timers,Use With Photo and/or Motion Sensors,Wet Location Rated,Recessed Fixtures,Filament Style Use With Timers,Use With Photo and/or Motion Sensors,Wet Location Rated,Recessed Fixtures,Filament Style Home / Light Bulbs / LED / Maxlite - 14099267 - F4B10D27 E12 LED Filament Lamp 4W E12 LED Filament Lamp - Universal - 300 Lumens - Warm White (2700K) - 83 CRI - 15000 Hours - E12 (Candelabra) Maxlite - 14099267 - F4B10D27 | 2700 | 83 | 300 | 75 | 15000 | 4 | 1 | 3.64 | 3.64 | 4.2771 | 2020Q3 | https://shop.regencylighting.com/lamps/led/f4b10d27-mxt.html | Regency Lighting | 2020 | Yes
LED Lighting | Decorative | Maxlite | True |  | Decorative | B10 | E12 (Candelabra) | Damp Location Rated,Recessed Fixtures Damp Location Rated,Recessed Fixtures Home / Light Bulbs / LED / Maxlite - 102276 - F4B10D927/JA8 Energy Star Certified; Damp Location Rated; Approved for Enclosed Fixtures 4W B10 LED Lamp - Universal - 300 Lumens - Warm White (2700K) - 94 CRI - 15000 Hours - E12 (Candelabra) - 120 to 130V - Clear Maxlite - 102276 - F4B10D927/JA8 | 2700 | 94 | 300 | 75 | 15000 | 4 | 1 | 5.46 | 5.46 | 6.4157 | 2020Q3 | https://shop.regencylighting.com/lamps/led/f4b10d927-ja8-mxt.html | Regency Lighting | 2020 | Yes
LED Lighting | Decorative | Maxlite | True |  | Decorative | B10 | E12 (Candelabra) | Damp Location Rated Damp Location Rated Home / Light Bulbs / LED / Maxlite - 1408340 - F4B10DLED927/JA8 15000 Hour Life 4W B10 LED Lamp - Universal - 300 Lumens - Warm White (2700K) - 94 CRI - 15000 Hours - E12 (Candelabra) - 120 to 130V Maxlite - 1408340 - F4B10DLED927/JA8 | 2700 | 94 | 300 | 75 | 15000 | 4 | 24 | 60.24 | 2.51 | 2.9493 | 2020Q3 | https://shop.regencylighting.com/lamps/led/f4b10dled927-ja8-mxt.html | Regency Lighting | 2020 | Yes
LED Lighting | A-Type | TCP |  |  | General Purpose Replacement | A19 | E26 (Medium) | Damp Location Rated Damp Location Rated Home Lamps, Bulbs, Ballasts Bulbs - LED LED - Traditional Lamps - A-Type TCP L16A19N1530K 16W A19 ND 3 TCP L16A19N1530K TCP L16A19N1530K | 3000 | 83 | 1650 | 110 | 15000 | 15 | 1 | 7.43 | 7.43 | 8.7305 | 2020Q3 | https://www.platt.com/platt-electric-supply/LED-Traditional-Lamps-A-Type/TCP/L16A19N1530K/product.aspx?zpid=445781 | Platt | 2020 | Yes
LED Lighting | Decorative | Maxlite | True |  | Globe | G25 | E26 (Medium) | Damp Location Rated,Not for Use in Recessed Fixtures Damp Location Rated,Not for Use in Recessed Fixtures Home / Light Bulbs / LED / Maxlite - 1409965 - F7G25DLED27/G2 E26 LED Filament Lamp 7W G25 LED Lamp - Universal - 800 Lumens - Warm White (2700K) - 82 CRI - 15000 Hours - E26 (Medium) Maxlite - 1409965 - F7G25DLED27/G2 | 2700 | 82 | 800 | 114.2857 | 15000 | 7 | 1 | 7.51 | 7.51 | 8.8245 | 2020Q3 | https://shop.regencylighting.com/lamps/led/f7g25dled27-g2-mxt.html | Regency Lighting | 2020 | Yes
LED Lighting | A-Type | TCP | False |  | General Purpose Replacement | A19 | E26 (Medium) | Damp Location Rated Damp Location Rated LED A-Style Light Bulbs TCP non-dimmable 16 watt A-19 LED bulb generates as much light as many 100 watt incandescent bulbs. Rated for enclosed fixtures No lead or mercury means easy and environmentally safe disposal Saves 84.5 watts in electricity compared to a 100 watt incandescent Very long life - Rated to still put out 70% as much light after 15,000 hours of operation as it does when brand new Do not “hot swap” this bulb. Turn off fixture before replacing existing bulb. Rated for enclosed fixtures No lead or mercury means easy and environmentally safe disposal Saves 84.5 watts in electricity compared to a 100 watt incandescent Very long life - Rated to still put out 70% as much light after 15,000 hours of operation as it does when brand new TCP Non-Dimmable 15.5 Watt 3000K A19 LED Bulb, Enclosed Fixture Rated | 3000 | 83 | 1650 | 110 | 15000 | 15 | 12 | 4.49 | 0.37417 | 0.43966 | 2020Q3 | https://www.bulbs.com/product/L16A19N1530K | Bulbs.com | 2020 | Yes
LED Lighting | Decorative | TCP | True |  | Decorative | B10 | E12 (Candelabra) | Damp Location Rated Damp Location Rated Home / Light Bulbs / LED / TCP - FB11D2527EE12C Classic Filament Lamp; UL Approved for Damp and Enclosed Locations; Energy Star Rated 3W B11 LED Lamp - Universal - 250 Lumens - Warm White (2700K) - 80 CRI - 15000 hrs. - E12 (Candelabra) - 120 to 130V - Clear TCP - FB11D2527EE12C | 2700 | 82 | 250 | 83.3333 | 15000 | 3 | 1 | 3.45 | 3.45 | 4.0539 | 2020Q3 | https://shop.regencylighting.com/lamps/led/fb11d2527ee12c-tcp.html | Regency Lighting | 2020 | Yes
LED Lighting | Decorative | TCP | True |  | Decorative | B10 | E26 (Medium) | Damp Location Rated,Filament Style Damp Location Rated,Filament Style Home / Light Bulbs / LED / TCP - FB11D4027EC Classic Filament Lamp; UL Approved for Damp and Enclosed Locations; Energy Star Rated 4W B11 LED Lamp - Universal - 320 Lumens - Warm White (2700K) - 80 CRI - 15000 hrs. - E26 (Medium) - 120 to 130V - Clear TCP - FB11D4027EC | 2700 | 81 | 300 | 75 | 15000 | 4 | 1 | 4.8 | 4.8 | 5.6402 | 2020Q3 | https://shop.regencylighting.com/lamps/led/fb11d4027ec-qls.html | Regency Lighting | 2020 | Yes
LED Lighting | Decorative | TCP | True |  | Other | B11 | E12 (Candelabra) | Damp Location Rated,Filament Style Damp Location Rated,Filament Style Home / Light Bulbs / LED / TCP - FB11D4027ECCQ California Qualified T24 and T20; Blunt Tip; Classic Filament Lamp; UL Approved for Damp and Enclosed Locations; Energy Star Rated 4.5W B11 LED Lamp - Universal - 350 Lumens - Warm White (2700K) - 93 CRI - 15000 hrs. - E12 (Candelabra) - 120 to 130V - Clear TCP - FB11D4027ECCQ | 2700 | 93 | 350 | 77.7778 | 15000 | 4.5 | 1 | 5.06 | 5.06 | 5.9457 | 2020Q3 | https://shop.regencylighting.com/lamps/led/fb11d4027eccq-tcp.html | Regency Lighting | 2020 | Yes
LED Lighting | Decorative | TCP | True |  | Decorative | B10 | E12 (Candelabra) | Damp Location Rated,Filament Style Damp Location Rated,Filament Style Home / Light Bulbs / LED / TCP - FB11D4027EE12C Classic Filament Lamp; UL Approved for Damp and Enclosed Locations; Energy Star Rated 4W B11 LED Lamp - Universal - 350 Lumens - 80 CRI - 15000 hrs. - E12 (Candelabra) - 120 to 130V TCP - FB11D4027EE12C | 2700 | 81 | 300 | 75 | 15000 | 4 | 1 | 4.19 | 4.19 | 4.9234 | 2020Q3 | https://shop.regencylighting.com/lamps/led/fb11d4027ee12c-tcp.html | Regency Lighting | 2020 | Yes
LED Lighting | Decorative | TCP | True |  | Other | B11 | E12 (Candelabra) | Damp Location Rated Damp Location Rated Home / Light Bulbs / LED / TCP - FB11D6027EE12CS Classic Filament Lamp; UL Approved for Damp and Enclosed Locations; Energy Star Rated 5.5W B11 LED Lamp - Universal - 500 Lumens - Warm White (2700K) - 80 CRI - 15000 hrs. - E12 (Candelabra) - 120 to 130V - Clear TCP - FB11D6027EE12CS | 2700 | 81 | 500 | 100 | 15000 | 5 | 1 | 5.29 | 5.29 | 6.216 | 2020Q3 | https://shop.regencylighting.com/lamps/led/fb11d6027ee12cs-tcp.html | Regency Lighting | 2020 | Yes
LED Lighting | Decorative | TCP | True |  | Globe | G25 | E26 (Medium) | Damp Location Rated,Filament Style Damp Location Rated,Filament Style Home / Light Bulbs / LED / TCP - FG25D4027EC Energy Star Certified; Damp Location Rated; Approved for Enclosed Fixtures 4W G25 LED Lamp - 350 Lumens - Warm White (2700K) - 80 CRI - 15000 hrs. - E26 (Medium) - 120V - Clear TCP - FG25D4027EC | 2700 | 82 | 350 | 87.5 | 15000 | 4 | 1 | 4.8 | 4.8 | 5.6402 | 2020Q3 | https://shop.regencylighting.com/lamps/led/fg25d4027ec-tcp.html | Regency Lighting | 2020 | Yes
LED Lighting | Decorative | Maxlite | True |  | Globe | G25 | E26 (Medium) | Damp Location Rated,Not for Use in Recessed Fixtures Damp Location Rated,Not for Use in Recessed Fixtures Home / Light Bulbs / LED / LED Globe / Maxlite - 1409460 - 10G25DLED927/JA8 Medium E26 LED Lamp 10W G25 LED Lamp - Universal - 800 Lumens - Warm White (2700K) - 92 CRI - 25000 Hours - E26 (Medium) - 120 to 130V Maxlite - 1409460 - 10G25DLED927/JA8 | 2700 | 93 | 800 | 80 | 25000 | 10 | 1 | 7.19 | 7.19 | 8.4485 | 2020Q3 | https://shop.regencylighting.com/lamps/led/globe/10g25dled927-ja8-mxt.html | Regency Lighting | 2020 | Yes
LED Lighting | Decorative | MaxLite | True |  | Globe | G40 | E26 (Medium) | Damp Location Rated,Recessed Fixtures Damp Location Rated,Recessed Fixtures Home / Light Bulbs / LED / LED Globe / Maxlite - 1410218 - 12G40DLED302 Not Suitable for Enclosed Locations; Suitable for Damp Locations; Energy Star Rated 12W G40 LED Globe Lamp - Universal - 950 Lumens - Warm White (3000K) - 83 CRI - 15000 hrs. - E26 (Medium) - 120 to 130V - Frost Maxlite - 1410218 - 12G40DLED302 | 3000 | 84 | 950 | 79.1667 | 25000 | 12 | 1 | 16.09 | 16.09 | 18.9064 | 2020Q3 | https://shop.regencylighting.com/lamps/led/globe/12g40dled302-mxt.html | Regency Lighting | 2020 | Yes
LED Lighting | Decorative | Satco | True |  | Globe | G25 | E26 (Medium) | Damp Location Rated Damp Location Rated Home / Light Bulbs / LED / LED Globe / Satco - S9827 - 4.5G25/SW/LED/E26/27K/120V G25 LED Lamp 4.5W G25 LED Lamp - Universal - Warm White (2700K) - 80 CRI - E26 (Medium) - 120 to 130V - Soft White Satco - S9827 - 4.5G25/SW/LED/E26/27K/120V | 2700 | 81 | 420 | 93.3333 | 15000 | 4.5 | 1 | 9 | 9 | 10.5753 | 2020Q3 | https://shop.regencylighting.com/lamps/led/globe/4-5g25-sw-led-e26-27k-120v-s9827.html | Regency Lighting | 2020 | Yes
LED Lighting | Decorative | Satco | True |  | Globe | G16.5 | E12 (Candelabra) | Damp Location Rated,Recessed Fixtures Damp Location Rated,Recessed Fixtures Home / Light Bulbs / LED / LED Globe / Satco - S29871 - 4G16/LED/CL/27K/120V/E12 Approved for Totally Enclosed Fixtures; Damp Rated; Energy Star Certified 4W G16 LED Lamp - Universal - 350 Lumens - Warm White (2700K) - 80 CRI - 15000 Hours - E12 (Candelabra) - 120 to 130V - Clear Satco - S29871 - 4G16/LED/CL/27K/120V/E12 | 2700 | 82 | 350 | 87.5 | 15000 | 4 | 6 | 27.3 | 4.55 | 5.3464 | 2020Q3 | https://shop.regencylighting.com/lamps/led/globe/4g16-led-cl-27k-120v-e12-s29871.html | Regency Lighting | 2020 | Yes
LED Lighting | Decorative | Satco | True |  | Globe | G16.5 | E12 (Candelabra) | Damp Location Rated Damp Location Rated Home / Light Bulbs / LED / LED Globe / Satco - S8553 - 4G16/LED/CL/27K/120V/E12 Energy Star Rated; Approved for Enclosed Fixtures; Damp Location Rated 4W G16 LED Lamp - 350 Lumens - Warm White (2700K) - 90 CRI - 15000 Hours - E12 (Candelabra) - 120 to 130V - Clear Satco - S8553 - 4G16/LED/CL/27K/120V/E12 | 2700 | 94 | 350 | 77.7778 | 15000 | 4.5 | 1 | 5.37 | 5.37 | 6.31 | 2020Q3 | https://shop.regencylighting.com/lamps/led/globe/4g16-led-cl-27k-120v-e12-s8553.html | Regency Lighting | 2020 | Yes
LED Lighting | Decorative | Satco | True |  | Globe | G16.5 | E26 (Medium) | Damp Location Rated,Recessed Fixtures Damp Location Rated,Recessed Fixtures Home / Light Bulbs / LED / LED Globe / Satco - S12102 - 5.5G16/LED/CL/27K/120V/E26 Energy Star Certified; Approved for Enclosed Fixtures; Damp Location Rated 5.5W G16 LED Lamp - Universal - 500 Lumens - Warm White (2700K) - 80 CRI - 15000 hrs. - E26 (Medium) - 120 to 130V - Clear Satco - S12102 - 5.5G16/LED/CL/27K/120V/E26 | 2700 | 83 | 500 | 90.9091 | 15000 | 5.5 | 6 | 32.22 | 5.37 | 6.31 | 2020Q3 | https://shop.regencylighting.com/lamps/led/globe/5-5g16-led-cl-27k-120v-e26-s12102.html | Regency Lighting | 2020 | Yes
LED Lighting | Decorative | Satco | True |  | Globe | G16.5 | E26 (Medium) | Damp Location Rated,Recessed Fixtures Damp Location Rated,Recessed Fixtures Home / Light Bulbs / LED / LED Globe / Satco - S12103 - 5.5G16/LED/CL/3K/120V/E26 Enclosed Fixture Rated; Damp Location Rated; Energy Star Rated 5.5W G16 LED Globe Lamp - Universal - 500 Lumens - Warm White (3000K) - 83 CRI - 15000 hrs. - E26 (Medium) - 120 to 130V - Clear Satco - S12103 - 5.5G16/LED/CL/3K/120V/E26 | 3000 | 83 | 500 | 90.9091 | 15000 | 5.5 | 6 | 32.22 | 5.37 | 6.31 | 2020Q3 | https://shop.regencylighting.com/lamps/led/globe/5-5g16-led-cl-3k-120v-e26-s12103.html | Regency Lighting | 2020 | Yes
LED Lighting | Decorative | Satco | True |  | Globe | G25 | E26 (Medium) | Damp Location Rated Damp Location Rated Home / Light Bulbs / LED / LED Globe / Satco - S29878 - 5.5G25/CL/LED/E26/27K/90CRI Energy Star Certified; Title 24 Qualified; Damp Location Rated 5.5W G25 LED Lamp - Universal - 500 Lumens - Warm White (2700K) - 90 CRI - 15000 hrs. - E26 (Medium) - 120 to 130V - Clear Satco - S29878 - 5.5G25/CL/LED/E26/27K/90CRI | 2700 | 93 | 500 | 90.9091 | 15000 | 5.5 | 6 | 43.14 | 7.19 | 8.4485 | 2020Q3 | https://shop.regencylighting.com/lamps/led/globe/5-5g25-cl-led-e26-27k-90cri-s29878.html | Regency Lighting | 2020 | Yes
LED Lighting | Decorative | MaxLite | True |  | Globe | G16.5 | E12 (Candelabra) | Damp Location Rated,Recessed Fixtures Damp Location Rated,Recessed Fixtures Home / Light Bulbs / LED / LED Globe / Maxlite - 1409944 - 5G16.5DLED27/G2 Suitable for Damp Locations; Not for Use in Enclosed or Recessed Fixtures; Energy Star Certified 5W G16.5 LED Globe Lamp - Universal - 350 Lumens - Warm White (2700K) - 93 CRI - 25000 hrs. - E12 (Candelabra) - 120 to 130V - Frost Maxlite - 1409944 - 5G16.5DLED27/G2 | 2700 | 83 | 350 | 70 | 25000 | 5 | 1 | 4.6 | 4.6 | 5.4052 | 2020Q3 | https://shop.regencylighting.com/lamps/led/globe/5g16-5dled27-g2-mxt.html | Regency Lighting | 2020 | Yes
LED Lighting | Decorative | Maxlite | True |  | Globe | G16.5 | E12 (Candelabra) | Damp Location Rated,Not for Use in Recessed Fixtures Damp Location Rated,Not for Use in Recessed Fixtures Home / Light Bulbs / LED / LED Globe / Maxlite - 101459 - 5G16.5DLED27 Suitable for Damp Location 5W G16 LED Lamp - Universal - 350 Lumens - Warm White (2700K) - 82 CRI - 25000 Hours - E26 (Medium) - 120 to 130V Maxlite - 101459 - 5G16.5DLED27 | 2700 | 82 | 350 | 70 | 25000 | 5 | 24 | 114.96 | 4.79 | 5.6284 | 2020Q3 | https://shop.regencylighting.com/lamps/led/globe/5g16-5dled27-mxt.html | Regency Lighting | 2020 | Yes
LED Lighting | Decorative | Satco | True |  | Globe | G25 | E26 (Medium) | Damp Location Rated Damp Location Rated Home / Light Bulbs / LED / LED Globe / Satco - S9201 - 6G25/30K/E26 G25 Globe LED Bulb 6W G25 LED Lamp - 450 Lumens - Warm White (3000K) - 80 CRI - 25000 Hours - E26 (Medium) - 120 to 130V Satco - S9201 - 6G25/30K/E26 | 3000 | 83 | 565 | 94.1667 | 25000 | 6 | 1 | 9 | 9 | 10.5753 | 2020Q3 | https://shop.regencylighting.com/lamps/led/globe/6g25-30k-e26-s9201.html | Regency Lighting | 2020 | Yes
LED Lighting | Decorative | Green Creative | True |  | Globe | G25 | E26 (Medium) | Damp Location Rated,Recessed Fixtures Damp Location Rated,Recessed Fixtures Home / Light Bulbs / LED / LED Globe / Green Creative - 97729 - 6G25DIM/827/R Instant On; Compatible with Motion Sensors; Not Intended for Use in Enclosed Fixtures; Suitable for Damp Locations; Energy Star Certified 6W G25 LED Lamp - Universal - 450 Lumens - Warm White (2700K) - 82 CRI - 25000 Hours - E26 (Medium) - 120 to 130V - Frost Green Creative - 97729 - 6G25DIM/827/R | 2700 | 82 | 450 | 75 | 25000 | 6 | 1 | 6.15 | 6.15 | 7.2265 | 2020Q3 | https://shop.regencylighting.com/lamps/led/globe/6g25dim-827-r-grc.html | Regency Lighting | 2020 | Yes
LED Lighting | Decorative | Maxlite | True |  | Globe | G25 | E26 (Medium) | Damp Location Rated,Recessed Fixtures Damp Location Rated,Recessed Fixtures Home / Light Bulbs / LED / LED Globe / Maxlite - 107505 - 6G25DLED27/G3 Energy Star Certified; Suitable for Damp Locations; Not for Use in Totally Enclosed Fixtures 6W G25 LED Lamp - Universal - 450 Lumens - Warm White (2700K) - 80 CRI - 25000 hrs. - E26 (Medium) - 120 to 130V - White Maxlite - 107505 - 6G25DLED27/G3 | 2700 | 81 | 450 | 75 | 25000 | 6 | 1 | 5.27 | 5.27 | 6.1925 | 2020Q3 | https://shop.regencylighting.com/lamps/led/globe/6g25dled27-g3-mxt.html | Regency Lighting | 2020 | Yes
LED Lighting | Decorative | Feit | True |  | Globe | G25 | E26 (Medium) | Damp Location Rated Damp Location Rated Home / Light Bulbs / LED / LED Globe / Feit - BPG2560W927CA/FIL/RP LED G25 Globe Lamp; Energy Star Rated; Title 24 Compliant 5.5W G25 LED Lamp - Universal - 500 Lumens - Warm White (2700K) - 15000 hrs. - E26 (Medium) - 120 to 130V - White Feit - BPG2560W927CA/FIL/RP | 2700 | 92 | 500 | 90.9091 | 15000 | 5.5 | 1 | 13.27 | 13.27 | 15.5928 | 2020Q3 | https://shop.regencylighting.com/lamps/led/globe/bpg2560w927ca-fil-rp-fet.html | Regency Lighting | 2020 | Yes
LED Lighting | Decorative | Maxlite | True |  | Globe | G25 | E26 (Medium) | Damp Location Rated,Not for Use in Recessed Fixtures Damp Location Rated,Not for Use in Recessed Fixtures Home / Light Bulbs / LED / LED Globe / Maxlite - 1409965 - F7G25DLED27/G2 E26 LED Filament Lamp 7W G25 LED Lamp - Universal - 800 Lumens - Warm White (2700K) - 82 CRI - 15000 Hours - E26 (Medium) Maxlite - 1409965 - F7G25DLED27/G2 | 2700 | 82 | 800 | 114.2857 | 15000 | 7 | 1 | 7.51 | 7.51 | 8.8245 | 2020Q3 | https://shop.regencylighting.com/lamps/led/globe/f7g25dled27-g2-mxt.html | Regency Lighting | 2020 | Yes
LED Lighting | Decorative | TCP | True |  | Globe | G25 | E26 (Medium) | Damp Location Rated,Filament Style Damp Location Rated,Filament Style Home / Light Bulbs / LED / LED Globe / TCP - FG25D4027EC Energy Star Certified; Damp Location Rated; Approved for Enclosed Fixtures 4W G25 LED Lamp - 350 Lumens - Warm White (2700K) - 80 CRI - 15000 hrs. - E26 (Medium) - 120V - Clear TCP - FG25D4027EC | 2700 | 82 | 350 | 87.5 | 15000 | 4 | 1 | 4.8 | 4.8 | 5.6402 | 2020Q3 | https://shop.regencylighting.com/lamps/led/globe/fg25d4027ec-tcp.html | Regency Lighting | 2020 | Yes
LED Lighting | Decorative | Green Creative | True |  | Globe | G25 | E26 (Medium) | Damp Location Rated Damp Location Rated Home / Light Bulbs / LED / LED Globe / Green Creative - 97826 - 4.5FG25DIM/827/SB Silver Bowl; Redirects Light, Prevents Glare; Vintage Globe Look 4.5W G25 LED Globe Lamp - Universal - 400 Lumens - Warm White (2700K) - 82 CRI - 25000 hrs. - E26 (Medium) - 120 to 130V - Silver Bowl Green Creative - 97826 - 4.5FG25DIM/827/SB | 2700 | 82 | 450 | 100 | 15000 | 4.5 | 1 | 10.16 | 10.16 | 11.9384 | 2020Q3 | https://shop.regencylighting.com/lamps/led/globe/green-creative-97826-4-5fg25dim-827-sb.html | Regency Lighting | 2020 | Yes
LED Lighting | Decorative | TCP | True |  | Globe | G25 | E26 (Medium) | Damp Location Rated Damp Location Rated Home / Light Bulbs / LED / LED Globe / TCP - L6G25D2527KF G25 LED Dimmable Globe Lamp 6W G25 LED Lamp - 500 Lumens - Warm White (2700K) - 25000 Hours - E26 (Medium) TCP - L6G25D2527KF | 2700 | 83 | 525 | 87.5 | 25000 | 6 | 1 | 8.31 | 8.31 | 9.7646 | 2020Q3 | https://shop.regencylighting.com/lamps/led/globe/l6g25d2527kf-tcp.html | Regency Lighting | 2020 | Yes
LED Lighting | Decorative | Sylvania | True |  | Globe | G16.5 | E26 (Medium) | Damp Location Rated Damp Location Rated Home / Light Bulbs / LED / LED Globe / Sylvania - 40015 - LED4.5G16.5DIM827FILBL G16.5 LED Lamp 4.5W G16.5 LED Lamp - Warm White (2700K) - E26 (Medium) Sylvania - 40015 - LED4.5G16.5DIM827FILBL | 2700 | 82 | 450 | 100 | 15000 | 4.5 | 1 | 6.32 | 6.32 | 7.4262 | 2020Q3 | https://shop.regencylighting.com/lamps/led/globe/led4-5g16-5dim827filbl-40015.html | Regency Lighting | 2020 | Yes
LED Lighting | Decorative | Sylvania | True |  | Globe | G25 | E26 (Medium) | Damp Location Rated Damp Location Rated Home / Light Bulbs / LED / LED Globe / LEDVANCE - 74587 - LED4.5G25/DIM/827/FIL/G2/RP G25 Decorative LED Lamp 4.5W G25 LED Lamp - 450 Lumens - Warm White (2700K) - 15000 Hours - E26 (Medium) - 120 to 130V - Clear LEDVANCE - 74587 - LED4.5G25/DIM/827/FIL/G2/RP | 2700 | 82 | 450 | 100 | 15000 | 4.5 | 1 | 6.84 | 6.84 | 8.0373 | 2020Q3 | https://shop.regencylighting.com/lamps/led/globe/led4-5g25-dim-827-fil-g2-rp-74587.html | Regency Lighting | 2020 | Yes
LED Lighting | Decorative | Sylvania | True | Daylighting/Photocell, | Globe | G25 | E26 (Medium) | Use With Timers,Filament Style,Use With Photo and/or Motion Sensors,Recessed Fixtures,Damp Location Rated,Dim to Warm Use With Timers,Filament Style,Use With Photo and/or Motion Sensors,Recessed Fixtures,Damp Location Rated,Dim to Warm Home / Light Bulbs / LED / LED Globe / Sylvania - 75317 - LED4.5G25/DIM/F/827/GL/RP Lamp Finish Frosted 4.5W G25 LED Lamp - Universal - 420 Lumens - Warm White (2700K) - 80 CRI - 15000 Hours - E26 (Medium) - 120 to 130V - Frost Sylvania - 75317 - LED4.5G25/DIM/F/827/GL/RP | 2700 | 81 | 420 | 93.3333 | 20000 | 4.5 | 4 | 28.72 | 7.18 | 8.4368 | 2020Q3 | https://shop.regencylighting.com/lamps/led/globe/led4-5g25-dim-f-827-gl-rp-75317.html | Regency Lighting | 2020 | Yes
LED Lighting | Decorative | Sylvania | True | Daylighting/Photocell, | Globe | G25 | E26 (Medium) | Use With Timers,Filament Style,Use With Photo and/or Motion Sensors,Recessed Fixtures,Damp Location Rated,Dim to Warm Use With Timers,Filament Style,Use With Photo and/or Motion Sensors,Recessed Fixtures,Damp Location Rated,Dim to Warm Home / Light Bulbs / LED / LED Globe / Sylvania - 75298 - LED4.5G25/DIM/F/830/GL/RP Lamp Finish Frosted 4.5W G25 LED Lamp - Universal - 420 Lumens - Warm White (3000K) - 80 CRI - 15000 Hours - E26 (Medium) - 120 to 130V - Frost Sylvania - 75298 - LED4.5G25/DIM/F/830/GL/RP | 3000 | 83 | 420 | 93.3333 | 20000 | 4.5 | 4 | 334.24 | 83.56 | 98.1862 | 2020Q3 | https://shop.regencylighting.com/lamps/led/globe/led4-5g25-dim-f-830-gl-rp-75298.html | Regency Lighting | 2020 | Yes
LED Lighting | Decorative | Sylvania | True |  | Globe | G25 | E26 (Medium) | Damp Location Rated Damp Location Rated Home / Light Bulbs / LED / LED Globe / Sylvania - 40180 - LED4.5G25CLDIM927CECGLR Filament Design; Full Glass Design; Suitable for Damp Locations; Suitable for Totally Enclosed Fixtures 4.5W G25 LED Lamp - Warm White (2700K) - E26 (Medium) - Clear Sylvania - 40180 - LED4.5G25CLDIM927CECGLR | 2700 | 94 | 350 | 77.7778 | 15000 | 4.5 | 6 | 41.04 | 6.84 | 8.0373 | 2020Q3 | https://shop.regencylighting.com/lamps/led/globe/led4-5g25cldim927cecglr-40180.html | Regency Lighting | 2020 | Yes
LED Lighting | Decorative | Sylvania | True | Daylighting/Photocell, | Globe | G25 | E26 (Medium) | Use With Timers,Filament Style,Use With Photo and/or Motion Sensors,Recessed Fixtures,Damp Location Rated,Dim to Warm Use With Timers,Filament Style,Use With Photo and/or Motion Sensors,Recessed Fixtures,Damp Location Rated,Dim to Warm Home / Light Bulbs / LED / LED Globe / Sylvania - 74334 - LED4.5G25DIM827FIL Indoor/Outdoor Damp Rated 4.5W G25 LED Lamp - Universal - 450 Lumens - Warm White (2700K) - 80 CRI - 15000 Hours - E26 (Medium) - 120 to 130V - Clear Sylvania - 74334 - LED4.5G25DIM827FIL | 2700 | 82 | 450 | 100 | 20000 | 4.5 | 1 | 180.86 | 180.86 | 212.5175 | 2020Q3 | https://shop.regencylighting.com/lamps/led/globe/led4-5g25dim827fil-74334.html | Regency Lighting | 2020 | No
LED Lighting | Decorative | TCP | True |  | Globe | G16.5 | E12 (Candelabra) | Damp Location Rated,Not for Use in Recessed Fixtures Damp Location Rated,Not for Use in Recessed Fixtures Home / Light Bulbs / LED / LED Globe / TCP - LED4E12G1627K Damp Location Rated 4W G16 LED Lamp - Universal - 200 Lumens - Warm White (2700K) - 80 CRI - 25000 hrs. - E12 (Candelabra) - 120 to 130V - Clear TCP - LED4E12G1627K | 2700 | 82 | 280 | 70 | 25000 | 4 | 1 | 6.76 | 6.76 | 7.9433 | 2020Q3 | https://shop.regencylighting.com/lamps/led/globe/led4e12g1627k-tcp.html | Regency Lighting | 2020 | Yes
LED Lighting | Decorative | TCP | True |  | Globe | G16.5 | E12 (Candelabra) | Damp Location Rated,Not for Use in Recessed Fixtures Damp Location Rated,Not for Use in Recessed Fixtures Home / Light Bulbs / LED / LED Globe / TCP - LED4E12G1627KF Damp Location 4W G16 LED Lamp - Universal - 280 Lumens - Warm White (2700K) - 80 CRI - 25000 Hours - E12 (Candelabra) - 120 to 130V - Frost TCP - LED4E12G1627KF | 2700 | 81 | 280 | 70 | 25000 | 4 | 1 | 6.76 | 6.76 | 7.9433 | 2020Q3 | https://shop.regencylighting.com/lamps/led/globe/led4e12g1627kf-tcp.html | Regency Lighting | 2020 | Yes
LED Lighting | Decorative | TCP | True |  | Globe | G16.5 | E26 (Medium) | Damp Location Rated Damp Location Rated Home / Light Bulbs / LED / LED Globe / TCP - LED4E26G1627K Damp Location 4W G16 LED Lamp - Universal - 280 Lumens - Warm White (2700K) - 80 CRI - 25000 Hours - E26 (Medium) - 120 to 130V - Clear TCP - LED4E26G1627K | 2700 | 83 | 280 | 80 | 25000 | 3.5 | 48 | 324.48 | 6.76 | 7.9433 | 2020Q3 | https://shop.regencylighting.com/lamps/led/globe/led4e26g1627k-tcp.html | Regency Lighting | 2020 | Yes
LED Lighting | Decorative | TCP | True |  | Globe | G16.5 | E26 (Medium) | Damp Location Rated Damp Location Rated Home / Light Bulbs / LED / LED Globe / TCP - LED4E26G1627KF Damp Location 4W G16 LED Lamp - Universal - 280 Lumens - Warm White (2700K) - 80 CRI - 25000 Hours - E26 (Medium) - 120 to 130V - Frost TCP - LED4E26G1627KF | 2700 | 82 | 280 | 80 | 25000 | 3.5 | 48 | 324.48 | 6.76 | 7.9433 | 2020Q3 | https://shop.regencylighting.com/lamps/led/globe/led4e26g1627kf-tcp.html | Regency Lighting | 2020 | Yes
LED Lighting | Decorative | Bulbrite | True |  | Globe | G25 | E26 (Medium) | Wet Location Rated Wet Location Rated Home / Light Bulbs / LED / LED Globe / Bulbrite - 776800 - LED5G25/22K/FIL-NOS/3 Nostolgic; Antique Finish for Authentic Vintage Feel; Suitable for Enclosed Fixtures; Suitable for Wet Locations 5W G25 LED Globe Lamp - Universal - 450 Lumens - Warm White (2200K) - 90 CRI - 15000 hrs. - E26 (Medium) - 120 to 130V - Antique / Amber Bulbrite - 776800 - LED5G25/22K/FIL-NOS/3 | 2200 | 90 | 450 | 90 | 15000 | 5 | 1 | 17.02 | 17.02 | 19.9992 | 2020Q3 | https://shop.regencylighting.com/lamps/led/globe/led5g25-22k-fil-nos-3-776800.html | Regency Lighting | 2020 | Yes
LED Lighting | Decorative | TCP | True |  | Globe | G25 | E26 (Medium) | Damp Location Rated Damp Location Rated Home / Light Bulbs / LED / LED Globe / TCP - LED5G25D27KF Damp Location 5W G25 LED Lamp - Universal - 300 Lumens - Warm White (2700K) - 80 CRI - 25000 Hours - E26 (Medium) - 120 to 130V - Frost TCP - LED5G25D27KF | 2700 | 83 | 350 | 87.5 | 25000 | 4 | 12 | 84.84 | 7.07 | 8.3075 | 2020Q3 | https://shop.regencylighting.com/lamps/led/globe/led5g25d27kf-tcp.html | Regency Lighting | 2020 | Yes
LED Lighting | Decorative | TCP | True |  | Globe | G25 | E26 (Medium) | Damp Location Rated Damp Location Rated Home / Light Bulbs / LED / LED Globe / TCP - LED5G25D30KF G25 LED Dimmable Globe Lamp 5W G25 LED Lamp - Universal - Warm White (3000K) - E26 (Medium) - Frost TCP - LED5G25D30KF | 3000 | 84 | 350 | 87.5 | 25000 | 4 | 1 | 7.07 | 7.07 | 8.3075 | 2020Q3 | https://shop.regencylighting.com/lamps/led/globe/led5g25d30kf-tcp.html | Regency Lighting | 2020 | Yes
LED Lighting | Decorative | Archipelago | True |  | Globe | G25 | E12 (Candelabra) | Filament Style Filament Style Home / Light Bulbs / LED / LED Globe / Archipelago - LTG25C35027MB Energy Star Listed; UL Listed; Suitable for Wet Location; Enclosed Rated 3.5W G25 LED Lamp - Universal - 350 Lumens - Warm White (2700K) - 83 CRI - 25000 Hours - E26 (Medium) - Clear Archipelago - LTG25C35027MB | 2700 | 93 | 350 | 100 | 25000 | 3.5 | 48 | 387.84 | 8.08 | 9.4943 | 2020Q3 | https://shop.regencylighting.com/lamps/led/globe/ltg25c35027mb-acp.html | Regency Lighting | 2020 | Yes
LED Lighting | Decorative | Green Creative | True |  | Globe | G25 | E26 (Medium) | Damp Location Rated Damp Location Rated Home / Light Bulbs / LED / Green Creative - 97826 - 4.5FG25DIM/827/SB Silver Bowl; Redirects Light, Prevents Glare; Vintage Globe Look 4.5W G25 LED Globe Lamp - Universal - 400 Lumens - Warm White (2700K) - 82 CRI - 25000 hrs. - E26 (Medium) - 120 to 130V - Silver Bowl Green Creative - 97826 - 4.5FG25DIM/827/SB | 2700 | 82 | 450 | 100 | 15000 | 4.5 | 1 | 10.16 | 10.16 | 11.9384 | 2020Q3 | https://shop.regencylighting.com/lamps/led/green-creative-97826-4-5fg25dim-827-sb.html | Regency Lighting | 2020 | Yes
LED Lighting | A-Type | Brand TCP | True |  | General Purpose Replacement | A19 | E26 (Medium) | Damp Location Rated TCP 15 Watt LED A21 Bulb Medium Base 120 Volt 3,000 Kelvin 1,600 Lumens 80 CRI 15,000 Average Hour Life Dimmable Replaces 100W Incandescent Bulb Mfg #L15A21D1530K LED Bulb TCP 15W A21, 100W Equivalent, 3,000K Dimmable, Package Of 6 | 3000 | 83 | 1650 | 110 | 15000 | 15 | 6 | 56.94 | 9.49 | 11.1511 | 2020Q2 | https://hdsupplysolutions.com/p/led-00-75-10-35/led-bulb-tcp-15w-a21-100w-equivalent-3-000k-dimmable-package-of-6-p118039 | HD Supply | 2020 | Yes
LED Lighting | A-Type | Brand TCP | False |  | General Purpose Replacement | A19 | E26 (Medium) | Damp Location Rated Tcp Led 16 Watt A19 Non-Dimming 3000k Replaces 100 Watt, Medium Base Tcp 16w Non-Dimming Led A19 Bulb 3000k 15,000 Hour Life Non-Dimmable 1,650 Lumens 80 Cri Repalces 100w Incandescent 120 Volt Medium Base Energy Star Mfg #L16A19N1530K TCP® LED 16 Watt A19 Non-Dimming 3000k Replaces 100 Watt, Medium Base Pack Of 12 | 3000 | 83 | 1650 | 110 | 15000 | 15 | 1 | 93.9 | 93.9 | 110.3361 | 2020Q2 | https://hdsupplysolutions.com/p/led-00-75-10-35/tcp-led-16-watt-a19-non-dimming-3000k-replaces-100-watt-medium-base-pack-of-12-p104395 | HD Supply | 2020 | Yes
LED Lighting | Downlight | Sylvania | [5 empty] | Downlight Recessed Downlight Recessed Home / Light Bulbs / LED / LED HID Bulbs / Sylvania - 74723 - LEDHIDR1500840CONTRACTOR E26 Medium LED Pin Base Lamp LED Replacement for HID Lamp - Cool White (4000K) - E26 (Medium) Sylvania - 74723 - LEDHIDR1500840CONTRACTOR | 3000 | 92 | 1400 | 56 | 50000 | 25 | 1 | 31.47 | 31.47 | 36.9785 | 2020Q3 | https://shop.regencylighting.com/lamps/led/hid/ledhidr1500840contractor-74723.html | Regency Lighting | 2020 | Yes
LED Lighting | Reflector | TCP | False |  | Reflector (Flood/Spot) | PAR38 | E26 (Medium) | Wet Location Rated,Recessed Fixtures Wet Location Rated,Recessed Fixtures Home / Light Bulbs / LED / TCP - L100P38N25UNV40KFL Approved for Wet Locations 12.5W PAR38 LED Lamp - Universal - 1150 Lumens - Cool White (4000K) - 80 CRI - 25000 Hours - E26 (Medium) - 120 to 277V (Universal) TCP - L100P38N25UNV40KFL | 4000 | 84 | 1150 | 92 | 25000 | 12.5 | 1 | 14.65 | 14.65 | 17.2143 | 2020Q3 | https://shop.regencylighting.com/lamps/led/l100p38n25unv40kfl-tcp.html | Regency Lighting | 2020 | Yes
LED Lighting | A-Type | TCP | False |  | General Purpose Replacement | A19 | E26 (Medium) | Damp Location Rated Home / Light Bulbs / LED / LED A-Line / TCP - L16A19N1530K Energy Star; Durable Plastic Housing; Enclosed Fixture Rated; Damp Location Rated 15.5W A19 LED Lamp - Universal - 1600 Lumens - Warm White (3000K) - 80 CRI - 15000 Hours - E26 (Medium) - 120 to 130V TCP - L16A19N1530K | 3000 | 83 | 1650 | 110 | 15000 | 15 | 1 | 5.72 | 5.72 | 6.7212 | 2020Q2 | https://shop.regencylighting.com/lamps/led/a-line/l16a19n1530k-tcp.html | Regency Lighting | 2020 | Yes
LED Lighting | A-Type | TCP | False |  | General Purpose Replacement | A19 | E26 (Medium) | Damp Location Rated Home / Light Bulbs / LED / TCP - L16A19N1530K Energy Star; Durable Plastic Housing; Enclosed Fixture Rated; Damp Location Rated 15.5W A19 LED Lamp - Universal - 1600 Lumens - Warm White (3000K) - 80 CRI - 15000 Hours - E26 (Medium) - 120 to 130V TCP - L16A19N1530K | 3000 | 83 | 1650 | 110 | 15000 | 15 | 1 | 5.72 | 5.72 | 6.7212 | 2020Q2 | https://shop.regencylighting.com/lamps/led/l16a19n1530k-tcp.html | Regency Lighting | 2020 | Yes
LED Lighting | A-Type | Green Creative | True |  | General Purpose Replacement | A21 | E26 (Medium) | Damp Location Rated,Recessed Fixtures Product Description Using reverse phase or forward phase dimmers, the Green Creative 15A21DIM/930/N LED A21 bulb will dim to the desired ambiance. Without dimming, it illuminates 3000K warm white radiance at several 240-degree beam angles around the bulb with tight LED binning. The Energy Star certified bulb lasts 25,000 life hours. Green Creative 98148 Features: 100W incandescent equivalent E26 base 3-year warranty Green Creative 98148 Applications: Indoor use Open and enclosed fixtures Dry and damp locations 15A21DIM/930/N - 1650 Lumens - 92 CRI - 100W Incandescent Equivalent - 240° - 120V Green Creative 98148 - 15W LED A21 - 3000K | 3000 | 94 | 1650 | 110 | 25000 | 15 | 1 | 5.69 | 5.69 | 6.686 | 2020Q2 | https://www.energyavenue.com/Green-Creative/98148 | Energy Avenue | 2020 | Yes
LED Lighting | A-Type | Manufacturer: TCP | False |  | General Purpose Replacement | A19 | E26 (Medium) | Damp Location Rated Home > Energy Star Qualified Products > 16 Watt 1600 Lumen NON-Dimmable All Purpose LED A19 Light Bulb 3000K Product Specifications - Quick Reference Input Voltage: Lumens: 120 Volt AC 1600 Lumens Dimensions: Dimmable: 2.6" W x 4.7" MOL NO - Not Dimmable LED Color: 3000K Warm White Life Time: 15,000 Hours Power Consumption: Luminous Efficacy: 16 Watts 100 lm/W CRI: Certifications: 80 CRI UL listed Built off a 20-year history of producing energy efficient lighting, Technical Consumer Products, Inc. (TCP) is excited to announce its most advanced and comprehensive lineup of LED lamps: the LED Elite Series. With TCPs dedication to manufacturing high quality, state-of-the-art lighting, combined with excellent high color rendering index (CRI) and new shatterproof smooth housing (which gives the appearance of traditional halogen bulbs), the LED Elite Series bulbs are a perfect choice to transform nearly every lighted environment into something extraordinary. This is the TCP, LED Elite All-Purpose NON-Dimmable A19 lamp with 230 Degree Beam Angle, and it comes with a color temperature of 3000 Kelvin (K). UL approved, RoHS Compliant, Energy Star Qualified, the TCP L16A19N1530K, a replacement for the LED15A2130K, offers a very durable, solid state lighting technology that significantly reduces lighting service and maintenance costs. These NON-Dimmable LED A19 bulbs consume up to 80% LESS energy than a standard 100-watt incandescent. These A19 LED light bulbs do not contain Mercury or any other harmful substance, generate no IR or UV rays and carry a 3 Year Limited Warranty. TCPs LED A19 lamps have the highest light output and are the most efficient LED A19 lamps available today. Consuming just 16 watts of 120 volt energy, this A19 lamp generates 1600 lumens- that's 100 Lumens per watt. This 100 watt incandescent equivalent A19 LED bulb can be used in outdoor fixtures when protected from the elements, has a rated life of 15,000 hours with a minimum starting temperature of -30 degrees Celsius and measures 4.7" MOL and 2.6" in diameter. Click here to see the TCP LED Elite Omni Directional A19 Series Specification Sheet. Typical Applications Typical applications for the TCP L16A19N1530K, Elite non-dimmable A19 LED light bulbs include general indoor or outdoor lighting, table lamps, sconces, floor lamps and ceiling fixtures. TCP 16 Watt 1600 Lumen NON-Dimmable All Purpose LED A19 Light Bulb 3000K | 3000 | 83 | 1650 | 110 | 15000 | 15 | 1 | 5.28 | 5.28 | 6.2042 | 2020Q2 | https://www.greenelectricalsupply.com/16-watt-a19-led-non-dimmable-3000k.aspx | Green Electrical Supply | 2020 | Yes
LED Lighting | A-Type | TCP |  |  | General Purpose Replacement | A19 | E26 (Medium) | Damp Location Rated HomeLamps, Bulbs, BallastsBulbs - LEDLED - TraditionalLamps - A-Type TCP L16A19N1530K 16W A19 ND 3 TCP L16A19N1530K TCP L16A19N1530K | 3000 | 83 | 1650 | 110 | 15000 | 15 | 1 | 7.42 | 7.42 | 8.7188 | 2020Q2 | https://www.platt.com/platt-electric-supply/LED-Traditional-Lamps-A-Type/TCP/L16A19N1530K/product.aspx?zpid=445781 | Platt | 2020 | Yes
LED Lighting | A-Type | Brand TCP |  |  | General Purpose Replacement | A19 | E26 (Medium) | Damp Location Rated Damp Location Rated TCP 13 Watt LED A-21 Bulb 120 Volt Medium Base 4,100 Kelvin 1150 Lumens 82 CRI 25,000 Average Hour Life Replaces 75W Incandescent Bulb Mfg #L11A19N1541K LED Bulb TCP 13W A21 75W Equivalent 4100K Package Of 12 | 4000 | 84 | 1200 | 109.0909 | 15000 | 11 | 12 | 263.81 | 21.9842 | 25.8322 | 2020Q3 | https://hdsupplysolutions.com/p/led-00-75-10-35/led-bulb-tcp-13w-a21-75w-equivalent-4100k-package-of-12-p303441 | HD Supply | 2020 | Yes
LED Lighting | A-Type | Brand TCP | False |  | General Purpose Replacement | A19 | E26 (Medium) | Damp Location Rated Damp Location Rated Tcp Led 11 Watt A19 Non-Dimming 5000k Replaces 75 Watt, Medium Base Tcp 11w Non-Dimming Led A19 Bulb 5000k 15,000 Hour Life Non-Dimmable 1,200 Lumens 80 Cri Replaces 75w Incandescent 120 Volt Medium Base Energy Star Mfg #L11A19N1550K TCP® LED 11 Watt A19 Non-Dimming 5000k Replaces 75 Watt, Medium Base, Pack Of 12 | 5000 | 85 | 1200 | 109.0909 | 15000 | 11 | 1 | 59.95 | 59.95 | 70.4436 | 2020Q3 | https://hdsupplysolutions.com/p/led-00-75-10-35/tcp-led-11-watt-a19-non-dimming-5000k-replaces-75-watt-medium-base-pack-of-12-p104402 | HD Supply | 2020 | Yes
LED Lighting | A-Type | Green Creative | True |  | General Purpose Replacement | A19 | E26 (Medium) | Damp Location Rated,Recessed Fixtures Damp Location Rated,Recessed Fixtures Wattage11 Watt15 Watt9 Watt Color Temp.2700K3000K4000K Product Description The Green Creative 11A19DIM/940 LED A19 75W incandescent equivalent bulb radiates 4000K cool white illumination. The Energy Star certified brightness shines through omni-directional beams with tight LED binning and uniform color/light distribution. After installation via the E26 base, expect the bulb to last 25,000 life hours. Green Creative 98143 Features: 240-degree beam angle 5-year warranty Smooth dimming with compatible dimmers Green Creative 98143 Applications: Indoor use Dry and damp locations Open and enclosed fixtures Alternate Product Versions $9.98 EACASE of 6 add Green Creative 98142 - 11 Watt LED A19 3000K - E26 11A19DIM/930 - 75 Watt Incandescent Equivalent - 1150 Lumens - 92 CRI - 120V - Dimmable $12.58 EACASE of 6 add Green Creative 98562 - 9W LED A19 - 2700K 9A19/927/277V - 800 Lumens - 92 CRI - 60W Incandescent Equivalent - 240° - 120-277V $7.98 add Green Creative 98560 - 9W LED A19 - 3000K 9A19DIM/930 - 820 Lumens - 92 CRI - 60W Incandescent Equivalent - 240° - 120V $7.98 add Green Creative 98561 - 9W LED A19 - 4000K 9A19DIM/940 - 860 Lumens - 92 CRI - 60W Incandescent Equivalent - 240° - 120V $12.58 add Green Creative 98563 - 9W LED A19 - 3000K 9A19/930/277V - 820 Lumens - 92 CRI - 60W Incandescent Equivalent - 240° - 120-277V $9.98 add Green Creative 98141 - 11W LED A19 - 2700K 11A19DIM/927 - 1100 Lumens - 92 CRI - 75W Incandescent Equivalent - 240° - 120V $19.98 add Green Creative 98147 - 15W LED A21 - 2700K 15A21DIM/927/N - 1600 Lumens - 92 CRI - 100W Incandescent Equivalent - 240° - 120V $19.98 add Green Creative 98148 - 15W LED A21 - 3000K 15A21DIM/930/N - 1650 Lumens - 92 CRI - 100W Incandescent Equivalent - 240° - 120V $19.98 add Green Creative 98149 - 15W LED A21 - 4000K 15A21DIM/940/N - 1700 Lumens - 92 CRI - 100W Incandescent Equivalent - 240° - 120V Medium (E26) 11A19DIM/940 - 1200 Lumens - 92 CRI - 75W Incandescent Equivalent - 240° - 120V Green Creative 98143 - 11W LED A19 - 4000K | 4000 | 93 | 1200 | 109.0909 | 25000 | 11 | 1 | 9.98 | 9.98 | 11.7269 | 2020Q3 | https://www.energyavenue.com/Green-Creative/98143 | Energy Avenue | 2020 | Yes
LED Lighting | A-Type | Manufacturer: TCP | False |  | General Purpose Replacement | A19 | E26 (Medium) | Damp Location Rated Damp Location Rated Home > Energy Star Qualified Products > 13.5 Watt 1100 Lumen Non-Dimmable Enclosed Fixture Rated LED A19 Light Bulb 4100K Product Specifications - Quick Reference Input Voltage: Lumens: 120 Volt AC 1100 Lumens Dimensions: Dimmable: 2.4" W x 4.4" MOL NO - Not Dimmable LED Color: 4100K Cool White Life Time: 15,000 Hours Power Consumption: Luminous Efficacy: 13.5 Watts 81.5 lm/W CRI: Certifications: 80 CRI UL listed, ENERGY STAR Built off a 20-year history of producing energy efficient lighting, Technical Consumer Products, Inc. (TCP) is excited to announce its most advanced and comprehensive lineup of LED lamps: the LED Elite Series. With TCPs dedication to manufacturing high quality, state-of-the-art lighting, combined with excellent high color rendering index (CRI) and new shatterproof smooth housing (which gives the appearance of traditional halogen bulbs), the LED Elite Series bulbs are a perfect choice to transform nearly every lighted environment into something extraordinary. This is the TCP, LED Elite All-Purpose NON-Dimmable A19 lamp with 230 Degree Beam Angle, and it comes with a color temperature of 4100 Kelvin (K). UL approved, RoHS Compliant, Energy Star Qualified, the TCP L11A19N1541K, a replacement of the LED13A2141K, offers a very durable, solid state lighting technology that significantly reduces lighting service and maintenance costs. These NON-Dimmable LED A19 bulbs consume up to 80% LESS energy than a standard 75-watt incandescent. These A19 LED bulbs do not contain Mercury or any other harmful substance, generate no IR or UV rays and carry a 3 Year Limited Warranty. TCPs LED A19 lamps have the highest light output and are the most efficient LED A19 light bulbs available today. Consuming just 13.5 watts of 120 volt energy, this A19 bulb generates 1100 lumens, that's 81.5 Lumens per watt. This 75 watt equivalent A19 LED bulb can be used in outdoor fixtures when protected from the elements, in enclosed rated fixtures, has a rated life of 15,000 hours with a minimum starting temperature of -30 degrees Celsius and measures 4.4" MOL and 2.4" in diameter. Click here to see the TCP LED Elite Omni Directional A19 Series Specification Sheet. Typical Applications Typical applications for the TCP L11A19N1541K, Elite non-dimmable A19 LED light bulbs include general indoor or outdoor lighting, table lamps, sconces, floor lamps and ceiling fixtures. TCP 13.5 Watt 1100 Lumen Non-Dimmable Enclosed Fixture Rated LED A19 Light Bulb 4100K | 4000 | 84 | 1200 | 109.0909 | 15000 | 11 | 1 | 3.84 | 3.84 | 4.5121 | 2020Q3 | https://www.greenelectricalsupply.com/13.5-watt-a19-led-non-dimmable-4100k.aspx | Green Electrical Supply | 2020 | Yes
LED Lighting | A-Type | Manufacturer: TCP | False | Daylighting/Photocell, | General Purpose Replacement | A19 | E26 (Medium) | Damp Location Rated Damp Location Rated Home > Energy Star Qualified Products > 13.5 Watt 1100 Lumen Non-Dimmable Enclosed Fixture Rated LED A19 Light Bulb 5000K Product Specifications - Quick Reference Input Voltage: Lumens: 120 Volt AC 1100 Lumens Dimensions: Dimmable: 2.4" W x 4.4" MOL NO - Not Dimmable LED Color: 5000K Daylight Life Time: 15,000 Hours Power Consumption: Luminous Efficacy: 13.5 Watts 81.5 lm/W CRI: Certifications: 80 CRI UL listed, ENERGY STAR Built off a 20-year history of producing energy efficient lighting, Technical Consumer Products, Inc. (TCP) is excited to announce its most advanced and comprehensive lineup of LED lamps: the LED Elite Series. With TCPs dedication to manufacturing high quality, state-of-the-art lighting, combined with excellent high color rendering index (CRI) and new shatterproof smooth housing (which gives the appearance of traditional halogen bulbs), the LED Elite Series bulbs are a perfect choice to transform nearly every lighted environment into something extraordinary. This is the TCP, LED Elite All-Purpose NON-Dimmable A19 lamp with 230 Degree Beam Angle, and it comes with a color temperature of 5000 Kelvin (K). UL approved, RoHS Compliant, Energy Star Qualified, the TCP L11A19N1550K, a replacement of the LED13A2150K, offers a very durable, solid state lighting technology that significantly reduces lighting service and maintenance costs. These NON-Dimmable LED A19 bulbs consume up to 80% LESS energy than a standard 100-watt incandescent. These A19 LED light bulbs do not contain Mercury or any other harmful substance, generate no IR or UV rays and carry a 3 Year Limited Warranty. TCPs LED A19 lamps have the highest light output and are the most efficient LED A19 lamps available today. Consuming just 13.5 watts of 120 volt energy, this A19 lamp generates 1100 lumens, that's 81.5 Lumens per watt. This 75 watt equivalent LED A19 bulb can be used in outdoor fixtures when protected from the elements, in enclosed rated fixtures, has a rated life of 15,000 hours with a minimum starting temperature of -30 degrees Celsius and measures 4.4" MOL and 2.4" in diameter. Click here to see the TCP LED Elite Omni Directional A19 Series Specification Sheet. Typical Applications Typical applications for the TCPL11A19N1550K, Elite non-dimmable A19 LED light bulbs include general indoor or outdoor lighting, table lamps, sconces, floor lamps and ceiling fixtures. TCP 13.5 Watt 1100 Lumen Non-Dimmable Enclosed Fixture Rated LED A19 Light Bulb 5000K | 5000 | 85 | 1200 | 109.0909 | 15000 | 11 | 1 | 3.08 | 3.08 | 3.6191 | 2020Q3 | https://www.greenelectricalsupply.com/13.5-watt-a19-led-non-dimmable-5000k.aspx | Green Electrical Supply | 2020 | Yes
LED Lighting | A-Type | Green Creative | True |  |  | A19 | Medium (E26) | Description With a radiant brightness that improves visibility, this LED A19 bulb offers a cool white color temperature for task-oriented spaces. Excellent energy efficiency over incandescents Dimmable with compatible switches Instant on 1200 Lumens - 4000 Kelvin - Medium Base - 120 Volt - Green Creative 98140 LED A19 - 11 Watt - 75 Watt Equal - Cool White | 4000 |  | 1200 | 109.0909 |  | 11 | 6 | 25.56 | 4.26 | 5.0057 | 2020Q3 | https://www.1000bulbs.com/product/212300/GREENCREATIVE-98140.html | 1000bulbs.com | 2020 | Yes
LED Lighting | A-Type | Green Creative | True |  | LED | A19 | Medium (E26) | Wattage10 Watt11 Watt6 Watt8 Watt9 Watt9.5 Watt Product Description When you need to replace existing 75W incandescents, the Green Creative 98140 LED A19 lamps are a great low energy replacement. Each LED uses only 11W of power and provide a cool white light with its 4000K color temperature. These LEDs can be paired with your existing dimmer for a wide range of lighting solutions and come with a three-year warranty that complements its 25,000 hour rated life. Green Creative 98140 Features: Compatible with dimmers Suitable for damp locations Diffused lighting Green Creative 98140 Applications: Office lighting Residential lighting Alternate Product Versions $3.58 EACASE of 6 add Green Creative 97985 - 6W LED A19 - 2700K 6A19DIM/827 - 480 Lumens - 82 CRI - 40W Incandescent Equivalent - 230° - 120V $12.58 add Green Creative 98564 - 9 Watt LED A19 4000K - E26 9A19/940/277V - 60 Watt Incandescent Equivalent - 860 Lumens - 92 CRI - 120-277V - Dimmable $7.98 add Green Creative 98559 - 9 Watt LED A19 2700K - E26 9A19DIM/927 - 60 Watt Incandescent Equivalent - 800 Lumens - 92 CRI - 120V - Dimmable $4.98 add Green Creative 98565 - 9 Watt LED A19 2700K - GU24 9A19DIM/927/GU24/R - 60 Watt Incandescent Equivalent - 800 Lumens - 92 CRI - 120V - Dimmable $13.98 add Green Creative - 28395 - 9A19DIM/927 - LED A19 Bulb 9W - E26 - 2700K - Dimmable $3.90 add Green Creative - 40741 - 9A19G4DIM/824 - A19 LED - 60 Watt Equivalent 9 Watt - 120V - E26 Medium Base - 2400K - Warm White - 700 Lumens (Initial) - 300 Degree Beam Angle - Dimmable $7.95 add Green Creative - 57883 - 9.5A19DIM/8CCTD - Omni-Directional A19 - 9.5 Watt 60W Equal - 2200-2700K Warm Dim - 800 Lumens $12.98 add Green Creative - 58038 - 9A19/830/277V - A19 LED E26 - 9 Watt - 60 Watt Incandescent Equal - 3000K $9.98 add Green Creative - 97780 - 9A19DIM/827 - A19 LED Bulb Medium E26 Base - 9 Watt - 60 Watt Incandescent Equivalent - 2700K $9.98 add Green Creative - 97781 - 9A19DIM/830 - A19 LED Bulb Medium E26 Base - 9 Watt - 60 Watt Incandescent Equivalent - 3000K $9.98 add Green Creative - 97782 - 9A19DIM/840 - A19 LED Bulb Medium E26 Base - 9 Watt - 60 Watt Incandescent Equivalent - 4000K $5.00 add Green Creative 97965 - 10W LED A19 Bulb - 3000K 10A19DIM/830 - 1150 Lumens - 82 CRI - 75W Incandescent Equivalent - 240° - 120V $4.68 add Green Creative 98012 - 8W LED A19 - 3000K - E26 8A19DIM/830 - 60 Watt Incandescent Equivalent - 810 Lumens - 82 CRI - 230° Beam Angle - 120V $4.68 EACASE of 6 add Green Creative 98013 - 8W LED A19 Bulb - 4000K 8A19DIM/840 - 810 Lumens - 82 CRI - 60W Incandescent Equivalent - 230° - 120V Medium (E26) 11A19DIM/840 - 1200 Lumens - 82 CRI - 75W Incandescent Equivalent - 240° - 120V Green Creative 98140 - 11W LED A19 - 4000K | 4000 | 82 | 1200 | 109.0909 | 25000 | 11 | 1 | 7.58 | 7.58 | 8.9068 | 2020Q3 | https://www.energyavenue.com/Green-Creative/98140 | Energy Avenue | 2020 | Yes
LED Lighting | A-Type | Brand TCP | False |  | General Purpose Replacement | A19 | E26 (Medium) | Damp Location Rated Tcp Led 11 Watt A19 Non-Dimming 5000k Replaces 75 Watt, Medium Base Tcp 11w Non-Dimming Led A19 Bulb 5000k 15,000 Hour Life Non-Dimmable 1,200 Lumens 80 Cri Replaces 75w Incandescent 120 Volt Medium Base Energy Star Mfg #L11A19N1550K TCP® LED 11 Watt A19 Non-Dimming 5000k Replaces 75 Watt, Medium Base, Pack Of 12 | 5000 | 85 | 1200 | 109.0909 | 15000 | 11 | 1 | 59.95 | 59.95 | 70.4436 | 2020Q2 | https://hdsupplysolutions.com/p/led-00-75-10-35/tcp-led-11-watt-a19-non-dimming-5000k-replaces-75-watt-medium-base-pack-of-12-p104402 | HD Supply | 2020 | Yes
LED Lighting | A-Type | Green Creative | True |  | General Purpose Replacement | A19 | E26 (Medium) | Damp Location Rated,Recessed Fixtures Product Description The Green Creative 11A19DIM/940 LED A19 75W incandescent equivalent bulb radiates 4000K cool white illumination. The Energy Star certified brightness shines through omni-directional beams with tight LED binning and uniform color/light distribution. After installation via the E26 base, expect the bulb to last 25,000 life hours. Green Creative 98143 Features: 240-degree beam angle 5-year warranty Smooth dimming with compatible dimmers Green Creative 98143 Applications: Indoor use Dry and damp locations Open and enclosed fixtures 11A19DIM/940 - 1200 Lumens - 92 CRI - 75W Incandescent Equivalent - 240° - 120V Green Creative 98143 - 11W LED A19 - 4000K | 4000 | 93 | 1200 | 109.0909 | 25000 | 11 | 1 | 4.19 | 4.19 | 4.9234 | 2020Q2 | https://www.energyavenue.com/Green-Creative/98143 | Energy Avenue | 2020 | Yes
LED Lighting | A-Type | Manufacturer: TCP | False |  | General Purpose Replacement | A19 | E26 (Medium) | Damp Location Rated Home > Energy Star Qualified Products > 13.5 Watt 1100 Lumen Non-Dimmable Enclosed Fixture Rated LED A19 Light Bulb 4100K Product Specifications - Quick Reference Input Voltage: Lumens: 120 Volt AC 1100 Lumens Dimensions: Dimmable: 2.4" W x 4.4" MOL NO - Not Dimmable LED Color: 4100K Cool White Life Time: 15,000 Hours Power Consumption: Luminous Efficacy: 13.5 Watts 81.5 lm/W CRI: Certifications: 80 CRI UL listed, ENERGY STAR Built off a 20-year history of producing energy efficient lighting, Technical Consumer Products, Inc. (TCP) is excited to announce its most advanced and comprehensive lineup of LED lamps: the LED Elite Series. With TCPs dedication to manufacturing high quality, state-of-the-art lighting, combined with excellent high color rendering index (CRI) and new shatterproof smooth housing (which gives the appearance of traditional halogen bulbs), the LED Elite Series bulbs are a perfect choice to transform nearly every lighted environment into something extraordinary. This is the TCP, LED Elite All-Purpose NON-Dimmable A19 lamp with 230 Degree Beam Angle, and it comes with a color temperature of 4100 Kelvin (K). UL approved, RoHS Compliant, Energy Star Qualified, the TCP L11A19N1541K, a replacement of the LED13A2141K, offers a very durable, solid state lighting technology that significantly reduces lighting service and maintenance costs. These NON-Dimmable LED A19 bulbs consume up to 80% LESS energy than a standard 75-watt incandescent. These A19 LED bulbs do not contain Mercury or any other harmful substance, generate no IR or UV rays and carry a 3 Year Limited Warranty. TCPs LED A19 lamps have the highest light output and are the most efficient LED A19 light bulbs available today. Consuming just 13.5 watts of 120 volt energy, this A19 bulb generates 1100 lumens, that's 81.5 Lumens per watt. This 75 watt equivalent A19 LED bulb can be used in outdoor fixtures when protected from the elements, in enclosed rated fixtures, has a rated life of 15,000 hours with a minimum starting temperature of -30 degrees Celsius and measures 4.4" MOL and 2.4" in diameter. Click here to see the TCP LED Elite Omni Directional A19 Series Specification Sheet. Typical Applications Typical applications for the TCP L11A19N1541K, Elite non-dimmable A19 LED light bulbs include general indoor or outdoor lighting, table lamps, sconces, floor lamps and ceiling fixtures. TCP 13.5 Watt 1100 Lumen Non-Dimmable Enclosed Fixture Rated LED A19 Light Bulb 4100K | 4000 | 84 | 1200 | 109.0909 | 15000 | 11 | 1 | 3.84 | 3.84 | 4.5121 | 2020Q2 | https://www.greenelectricalsupply.com/13.5-watt-a19-led-non-dimmable-4100k.aspx | Green Electrical Supply | 2020 | Yes
LED Lighting | Reflector | TCP | True |  | Reflector (Flood/Spot) | PAR20 | E26 (Medium) | Wet Location Rated,Recessed Fixtures Wet Location Rated,Recessed Fixtures Home / Light Bulbs / LED / TCP - L50P20D2527KFL Approved for Wet Locations 7W PAR20 LED Lamp - Universal - 575 Lumens - Warm White (2700K) - 80 CRI - 25000 Hours - E26 (Medium) - 120 to 277V (Universal) TCP - L50P20D2527KFL | 2700 | 82 | 525 | 75 | 25000 | 7 | 12 | 68.16 | 5.68 | 6.6742 | 2020Q3 | https://shop.regencylighting.com/lamps/led/l50p20d2527kfl-tcp.html | Regency Lighting | 2020 | Yes
LED Lighting | Reflector | TCP | True |  | Reflector (Flood/Spot) | PAR20 | E26 (Medium) | Wet Location Rated,Recessed Fixtures Wet Location Rated,Recessed Fixtures Home / Light Bulbs / LED / TCP - L50P20D2530KFL Approved for Wet Locations 7W PAR20 LED Lamp - Universal - 525 Lumens - Warm White (3000K) - 80 CRI - 25000 hrs. - E26 (Medium) - 120 to 277V (Universal) TCP - L50P20D2530KFL | 3000 | 83 | 525 | 75 | 25000 | 7 | 1 | 5.68 | 5.68 | 6.6742 | 2020Q3 | https://shop.regencylighting.com/lamps/led/l50p20d2530kfl-tcp.html | Regency Lighting | 2020 | Yes
LED Lighting | Reflector | TCP | True |  | Reflector (Flood/Spot) | PAR20 | E26 (Medium) | Wet Location Rated,Recessed Fixtures Wet Location Rated,Recessed Fixtures Home / Light Bulbs / LED / TCP - L50P20D2540KFL Approved for Wet Locations 7W PAR20 LED Lamp - Universal - 575 Lumens - Cool White (4000K) - 80 CRI - 25000 Hours - E26 (Medium) - 120 to 277V (Universal) TCP - L50P20D2540KFL | 4000 | 84 | 575 | 82.1429 | 25000 | 7 | 1 | 5.68 | 5.68 | 6.6742 | 2020Q3 | https://shop.regencylighting.com/lamps/led/l50p20d2540kfl-tcp.html | Regency Lighting | 2020 | Yes
LED Lighting | Reflector | TCP | True |  | Reflector (Flood/Spot) | R20 | E26 (Medium) | Damp Location Rated,Recessed Fixtures Damp Location Rated,Recessed Fixtures Home / Light Bulbs / LED / TCP - L50R20D2527KCQ Suitable for Damp Locations; Suitable for Use in Totally Enclosed Fixtures; Title 24 Compliant; Energy Star Approved; Shatter Resistant 7W R20 LED Reflector Lamp - Universal - 525 Lumens - Warm White (2700K) - 90 CRI - 25000 hrs. - E26 (Medium) - 120 to 130V TCP - L50R20D2527KCQ | 2700 | 93 | 525 | 75 | 25000 | 7 | 1 | 3.98 | 3.98 | 4.6767 | 2020Q3 | https://shop.regencylighting.com/lamps/led/l50r20d2527kcq-tcp.html | Regency Lighting | 2020 | Yes
LED Lighting | A-Type | Manufacturer: TCP | False | Daylighting/Photocell, | General Purpose Replacement | A19 | E26 (Medium) | Damp Location Rated Home > Energy Star Qualified Products > 13.5 Watt 1100 Lumen Non-Dimmable Enclosed Fixture Rated LED A19 Light Bulb 5000K Product Specifications - Quick Reference Input Voltage: Lumens: 120 Volt AC 1100 Lumens Dimensions: Dimmable: 2.4" W x 4.4" MOL NO - Not Dimmable LED Color: 5000K Daylight Life Time: 15,000 Hours Power Consumption: Luminous Efficacy: 13.5 Watts 81.5 lm/W CRI: Certifications: 80 CRI UL listed, ENERGY STAR Built off a 20-year history of producing energy efficient lighting, Technical Consumer Products, Inc. (TCP) is excited to announce its most advanced and comprehensive lineup of LED lamps: the LED Elite Series. With TCPs dedication to manufacturing high quality, state-of-the-art lighting, combined with excellent high color rendering index (CRI) and new shatterproof smooth housing (which gives the appearance of traditional halogen bulbs), the LED Elite Series bulbs are a perfect choice to transform nearly every lighted environment into something extraordinary. This is the TCP, LED Elite All-Purpose NON-Dimmable A19 lamp with 230 Degree Beam Angle, and it comes with a color temperature of 5000 Kelvin (K). UL approved, RoHS Compliant, Energy Star Qualified, the TCP L11A19N1550K, a replacement of the LED13A2150K, offers a very durable, solid state lighting technology that significantly reduces lighting service and maintenance costs. These NON-Dimmable LED A19 bulbs consume up to 80% LESS energy than a standard 100-watt incandescent. These A19 LED light bulbs do not contain Mercury or any other harmful substance, generate no IR or UV rays and carry a 3 Year Limited Warranty. TCPs LED A19 lamps have the highest light output and are the most efficient LED A19 lamps available today. Consuming just 13.5 watts of 120 volt energy, this A19 lamp generates 1100 lumens, that's 81.5 Lumens per watt. This 75 watt equivalent LED A19 bulb can be used in outdoor fixtures when protected from the elements, in enclosed rated fixtures, has a rated life of 15,000 hours with a minimum starting temperature of -30 degrees Celsius and measures 4.4" MOL and 2.4" in diameter. Click here to see the TCP LED Elite Omni Directional A19 Series Specification Sheet. Typical Applications Typical applications for the TCPL11A19N1550K, Elite non-dimmable A19 LED light bulbs include general indoor or outdoor lighting, table lamps, sconces, floor lamps and ceiling fixtures. TCP 13.5 Watt 1100 Lumen Non-Dimmable Enclosed Fixture Rated LED A19 Light Bulb 5000K | 5000 | 85 | 1200 | 109.0909 | 15000 | 11 | 1 | 3.08 | 3.08 | 3.6191 | 2020Q2 | https://www.greenelectricalsupply.com/13.5-watt-a19-led-non-dimmable-5000k.aspx | Green Electrical Supply | 2020 | Yes
LED Lighting | A-Type | Green Creative | True |  | LED | A19 | Medium (E26) | Product Description When you need to replace existing 75W incandescents, the Green Creative 98140 LED A19 lamps are a great low energy replacement. Each LED uses only 11W of power and provide a cool white light with its 4000K color temperature. These LEDs can be paired with your existing dimmer for a wide range of lighting solutions and come with a three-year warranty that complements its 25,000 hour rated life. Green Creative 98140 Features: Compatible with dimmers Suitable for damp locations Diffused lighting Green Creative 98140 Applications: Office lighting Residential lighting 11A19DIM/840 - 1200 Lumens - 82 CRI - 75W Incandescent Equivalent - 240° - 120V Green Creative 98140 - 11W LED A19 - 4000K | 4000 | 82 | 1200 | 109.0909 | 25000 | 11 | 1 | 4.48 | 4.48 | 5.2642 | 2020Q2 | https://www.energyavenue.com/Green-Creative/98140 | Energy Avenue | 2020 | Yes
LED Lighting | A-Type | Euri Lighting |  |  |  | A21 | Medium (E26) | Description Replace outdated 100-Watt incandescent lights with this LED A21 bulb that operated on only 14 Watts to produce a powerful output of 1521 lumens. Strong brightness, great for high ceilings Long lifespan cuts replacements Saves money on electricity Shatter-resistant 1521 Lumens - 3000 Kelvin - Medium Base - 120 Volt - Euri Lighting EA21-2100-2 LED A21 - 14 Watt - 100 Watt Equal - Halogen Match | 3000 |  | 1521 | 108.6429 |  | 14 | 30 | 117 | 3.9 | 4.5827 | 2020Q3 | https://www.1000bulbs.com/product/200002/IRT-10083.html | 1000bulbs.com | 2020 | Yes
LED Lighting | A-Type | Euri Lighting |  |  | LED | A21 | Medium (E26) | Bulb ShapeA19A21 Product Description Get rid of your inefficient incandescent bulbs, and replace them with Euri Lighting's EA21-2100-2 LED A21 bulbs. This 14 watt A21 is a great alternative to 100 watt incandescent equivalents. At 1521 lumens and a 3000Kcolor temperature, these LED light bulbs produce a superior warm white light consistently. Features: Shatter resistant Suitable for dry and damp locations Comes in a pack of 2 Instant on/off Applications: Table lamps Floor lamps Ceiling fans Bedrooms Closets Hallways Vanity lights Bathroom lighting Alternate Product Versions $9.20 add Euri Lighting EA19-3001e-4 - 9W LED A19 - 3000K E26 Base - 60W Incandescent Equivalent - 800 Lumens - 80 CRI - 230° Beam Angle - 120V - Sold in Pack of 4 $6.80 add Euri Lighting EA19-3021e-4 - 9W LED A19 - 2700K E26 Base - 60W Incandescent Equivalent - 800 Lumens - 80 CRI - 230° Beam Angle - 120V - Sold in Pack of 4 $9.50 add Euri Lighting - EA19-7100-6 - LED A19 Bulb - 9.5 Watt - 3000K - 6 Pack E26 - Medium Base - 120V - 750 Lumens - 60 Watt Incandescent Equal Medium (E26) E26 - Medium Base - 120V - 1521 Lumens - 100 Watt Incandescent Equal - 2 Pack Euri Lighting - EA21-2100-2 - LED A21 Bulb - 14 Watt - 3000K | 3000 | 80 | 1521 | 108.6429 | 15000 | 14 | 30 | 219 | 7.3 | 8.5778 | 2020Q3 | https://www.energyavenue.com/Euri-Lighting/EA21-2100-2 | Energy Avenue | 2020 | Yes
LED Lighting | A-Type | Euri Lighting |  |  | LED | A21 | Medium (E26) | Product Description Get rid of your inefficient incandescent bulbs, and replace them with Euri Lighting's EA21-2100-2 LED A21 bulbs. This 14 watt A21 is a great alternative to 100 watt incandescent equivalents. At 1521 lumens and a 3000Kcolor temperature, these LED light bulbs produce a superior warm white light consistently. Features: Shatter resistant Suitable for dry and damp locations Comes in a pack of 2 Instant on/off Applications: Table lamps Floor lamps Ceiling fans Bedrooms Closets Hallways Vanity lights Bathroom lighting E26 - Medium Base - 120V - 1521 Lumens - 100 Watt Incandescent Equal - 2 Pack Euri Lighting - EA21-2100-2 - LED A21 Bulb - 14 Watt - 3000K | 3000 | 80 | 1521 | 108.6429 | 15000 | 14 | 30 | 219 | 7.3 | 8.5778 | 2020Q2 | https://www.energyavenue.com/Euri-Lighting/EA21-2100-2 | Energy Avenue | 2020 | Yes
LED Lighting | A-Type | Rab | True | Daylighting/Photocell, | General Purpose Replacement | A19 | E26 (Medium) | Not for Use in Recessed Fixtures,Damp Location Rated Not for Use in Recessed Fixtures,Damp Location Rated Rab LED lamp in frosted finish, has plastic construction for added durability. The A19 arbitrary lamp with E26 medium base, has a voltage rating of 120-Volts. The 15-Watt lamp delivers daylight output of 1680-Lumens with 5000K color temperature and 80 CRI. It has an average life of 15000 Hours. The lamp provides 230-Degree omni-directional beam angle for even light distribution. The dimmable lamp has an efficacy of 100 LPW and power factor of >=0.7. It measures 2-3/8-Inch x 4-9/16-Inch. It is suitable for general lighting, commercial and residential applications. It is perfect for damp locations. Lamp meets UL, Energy Star, FCC, RoHS standards. Rab A19-15-E26-850-DIM Dimmable A19 LED Lamp E26 Medium Base 15-Watt 1680-Lumens 80 CRI 5000K Daylight | 5000 | 83 | 1680 | 108.3871 | 15000 | 15.5 | 12 | 7.014 | 0.5845 | 0.68681 | 2020Q3 | https://www.ew-ne.com/lighting-1600000000/rab-a19-15-e26-850-dim-dimmable-a19-led-lamp-e26-medium-base-15-watt-1680-lumens-80-cri-5000k-daylight-843377 | Electrical Wholesalers Inc | 2020 | Yes
LED Lighting | A-Type | RAB | True |  | General Purpose Replacement | A19 | E26 (Medium) | Not for Use in Recessed Fixtures,Damp Location Rated Not for Use in Recessed Fixtures,Damp Location Rated Home Lamps, Bulbs, Ballasts Bulbs - LED LED - Traditional Lamps - A-Type A19-15-E26-850-DIM LED A19 15.5W 100EQ 1680LM E26 5K D LED A19 15.5W 100EQ 1680LM E26 5K D RAB A19-15-E26-850-DIM LED A19 15.5W 100EQ 1680LM E26 5K D | 5000 | 83 | 1680 | 108.3871 | 15000 | 15.5 | 1 | 9.32 | 9.32 | 10.9514 | 2020Q3 | https://www.rexelusa.com/usr/Root-Category/Lamps,-Bulbs,-Ballasts/Bulbs---LED/LED---Traditional/Lamps---A-Type/RAB-A19-15-E26-850-DIM-LED-A19-15-5W-100EQ-1680LM-E26-5K-D/p/1370556?prevPageNumber=49 | Rexel Energy Solutions | 2020 | Yes
LED Lighting | A-Type | Rab | True | Daylighting/Photocell, | General Purpose Replacement | A19 | E26 (Medium) | Not for Use in Recessed Fixtures,Damp Location Rated Not for Use in Recessed Fixtures,Damp Location Rated Rab LED lamp in frosted finish, has plastic construction for added durability. The A19 arbitrary lamp with E26 medium base, has a voltage rating of 120-Volts. The 15-Watt lamp delivers daylight output of 1680-Lumens with 5000K color temperature and 80 CRI. It has an average life of 15000 Hours. The lamp provides 230-Degree omni-directional beam angle for even light distribution. The dimmable lamp has an efficacy of 100 LPW and power factor of >=0.7. It measures 2-3/8-Inch x 4-9/16-Inch. It is suitable for general lighting, commercial and residential applications. It is perfect for damp locations. Lamp meets UL, Energy Star, FCC, RoHS standards. Rab A19-15-E26-850-DIM Dimmable A19 LED Lamp E26 Medium Base 15-Watt 1680-Lumens 80 CRI 5000K Daylight | 5000 | 83 | 1680 | 108.3871 | 15000 | 15.5 | 12 | 6.628 | 0.55233 | 0.64901 | 2020Q3 | https://www.standardelectric.com/lighting-1600000000/rab-a19-15-e26-850-dim-dimmable-a19-led-lamp-e26-medium-base-15-watt-1680-lumens-80-cri-5000k-daylight-843377 | Standard Electric | 2020 | Yes
LED Lighting | Decorative | TCP | True |  | Globe | G25 | E26 (Medium) | Damp Location Rated Damp Location Rated Home / Light Bulbs / LED / TCP - L6G25D2527KF G25 LED Dimmable Globe Lamp 6W G25 LED Lamp - 500 Lumens - Warm White (2700K) - 25000 Hours - E26 (Medium) TCP - L6G25D2527KF | 2700 | 83 | 525 | 87.5 | 25000 | 6 | 1 | 8.31 | 8.31 | 9.7646 | 2020Q3 | https://shop.regencylighting.com/lamps/led/l6g25d2527kf-tcp.html | Regency Lighting | 2020 | Yes
LED Lighting | Reflector | TCP | True |  | Reflector (Flood/Spot) | PAR30 | E26 (Medium) | Wet Location Rated,Recessed Fixtures Wet Location Rated,Recessed Fixtures Home / Light Bulbs / LED / TCP - L75P30D2527KNFL Wet Location Rated 9W PAR30 LED Lamp - Universal - 720 Lumens - Warm White (2700K) - 80 CRI - 25000 hrs. - E26 (Medium) - 120 to 130V - White TCP - L75P30D2527KNFL | 2700 | 84 | 700 | 77.7778 | 25000 | 9 | 1 | 5.88 | 5.88 | 6.9092 | 2020Q3 | https://shop.regencylighting.com/lamps/led/l75p30d2527knfl-tcp.html | Regency Lighting | 2020 | Yes
LED Lighting | Reflector | TCP | True |  | Reflector (Flood/Spot) | R20 | E26 (Medium) | Damp Location Rated,Recessed Fixtures Damp Location Rated,Recessed Fixtures Home / Light Bulbs / LED / TCP - L7R20D2527K E26 LED Dimmable Lamp 7W R20 LED Lamp - Warm White (2700K) - E26 (Medium) TCP - L7R20D2527K | 2700 | 84 | 525 | 70 | 20000 | 7.5 | 1 | 3.78 | 3.78 | 4.4416 | 2020Q3 | https://shop.regencylighting.com/lamps/led/l7r20d2527k-tcp.html | Regency Lighting | 2020 | Yes
LED Lighting | Reflector | TCP | True |  | Reflector (Flood/Spot) | R20 | E26 (Medium) | Damp Location Rated,Recessed Fixtures Damp Location Rated,Recessed Fixtures Home / Light Bulbs / LED / TCP - L7R20D2530K E26 LED Dimmable Lamp 7W R20 LED Lamp - Warm White (3000K) - E26 (Medium) TCP - L7R20D2530K | 3000 | 84 | 525 | 70 | 20000 | 7.5 | 1 | 3.78 | 3.78 | 4.4416 | 2020Q3 | https://shop.regencylighting.com/lamps/led/l7r20d2530k-tcp.html | Regency Lighting | 2020 | Yes
LED Lighting | Reflector | TCP | True |  | Reflector (Flood/Spot) | R20 | E26 (Medium) | Damp Location Rated,Recessed Fixtures Damp Location Rated,Recessed Fixtures Home / Light Bulbs / LED / TCP - L7R20D2541K E26 LED Dimmable Lamp 7W R20 LED Lamp - Cool White (4100K) - E26 (Medium) TCP - L7R20D2541K | 4000 | 84 | 525 | 70 | 20000 | 7.5 | 1 | 3.78 | 3.78 | 4.4416 | 2020Q3 | https://shop.regencylighting.com/lamps/led/l7r20d2541k-tcp.html | Regency Lighting | 2020 | Yes
LED Lighting | Reflector | TCP | True | Daylighting/Photocell, | Reflector (Flood/Spot) | R20 | E26 (Medium) | Damp Location Rated,Recessed Fixtures Damp Location Rated,Recessed Fixtures Home / Light Bulbs / LED / TCP - L7R20D2550K E26 LED Dimmable Lamp 7W R20 LED Lamp - Daylight (5000K) - E26 (Medium) TCP - L7R20D2550K | 5000 | 88 | 525 | 70 | 20000 | 7.5 | 1 | 3.78 | 3.78 | 4.4416 | 2020Q3 | https://shop.regencylighting.com/lamps/led/l7r20d2550k-tcp.html | Regency Lighting | 2020 | Yes
LED Lighting | Reflector | TCP | True |  | Reflector (Flood/Spot) | BR40 | E26 (Medium) | Damp Location Rated,Recessed Fixtures Damp Location Rated,Recessed Fixtures Home / Light Bulbs / LED / TCP - L85BR40D2541KCQ California Quality LED Lamp; Title 24 and Title 20 Compliant; Shatter Resistant 13.5W BR40 LED Reflector Lamp - Universal - 1065 Lumens - Cool White (4100K) - 90 CRI - 25000 hrs. - E26 (Medium) - 120 to 130V TCP - L85BR40D2541KCQ | 4000 | 92 | 1065 | 78.8889 | 25000 | 13.5 | 1 | 9.5 | 9.5 | 11.1629 | 2020Q3 | https://shop.regencylighting.com/lamps/led/l85br40d2541kcq-tcp.html | Regency Lighting | 2020 | Yes
LED Lighting | Reflector | TCP | True |  | Reflector (Flood/Spot) | PAR16 | GU10 | Damp Location Rated,Recessed Fixtures Damp Location Rated,Recessed Fixtures Home / Light Bulbs / LED / TCP - L8GU10MR16D2530KFLCQ GU10 LED Lamp 8W MR16 LED Lamp - Universal - 500 Lumens - Warm White (3000K) - 90 CRI - 25000 Hours - GU10 (Bi-Pin / Twist & Lock) - 120 to 130V TCP - L8GU10MR16D2530KFLCQ | 3000 | 94 | 500 | 67.5676 | 25000 | 7.4 | 1 | 5.23 | 5.23 | 6.1455 | 2020Q3 | https://shop.regencylighting.com/lamps/led/l8gu10mr16d2530kflcq-tcp.html | Regency Lighting | 2020 | Yes
LED Lighting | A-Type | Sylvania | False |  | A19/21 | E26 (Medium) | E26 (Medium) | Home / Light Bulbs / LED / LED A-Line / Sylvania - 77323 - LED6A19822VIN Indoor/Outdoor Damp Rated 6W A19 LED Lamp - Universal - 650 Lumens - Warm White (2200K) - 80 CRI - 15000 Hours - E26 (Medium) - 120 to 130V - Amber Sylvania - 77323 - LED6A19822VIN | 2200 | 80 | 650 | 108.3333 | 15000 | 6 | 6 | 273.48 | 45.58 | 53.5583 | 2020Q3 | https://shop.regencylighting.com/lamps/led/a-line/led6a19822vin-77323.html | Regency Lighting | 2020 | Yes
LED Lighting | A-Type | Sylvania | False |  | A19/21 | E26 (Medium) | E26 (Medium) | Home / Light Bulbs / LED / Sylvania - 77323 - LED6A19822VIN Indoor/Outdoor Damp Rated 6W A19 LED Lamp - Universal - 650 Lumens - Warm White (2200K) - 80 CRI - 15000 Hours - E26 (Medium) - 120 to 130V - Amber Sylvania - 77323 - LED6A19822VIN | 2200 | 80 | 650 | 108.3333 | 15000 | 6 | 6 | 273.48 | 45.58 | 53.5583 | 2020Q3 | https://shop.regencylighting.com/lamps/led/led6a19822vin-77323.html | Regency Lighting | 2020 | Yes
LED Lighting | A-Type | Sylvania | True |  | LED | A19 | E26 (Medium) | Topbulb » LED Bulbs » LED Filament / Vintage » Warm Amber Light » Sylvania 77323 ¦ 6W Filament LED - 60W Equal - A19 - Medium Base - 2200K Amber This Sylvania 77323 dimmable 4.5 watt LED is useful in applications where warm amber illumination is desired. The amber color temperature (2200K) is warmer appearing than 2700K warm white color temperature. The clear glass, exposed filament and amber light offers the nostalgic appeal of vintage lighting. The 15,000 hour life of this LED bulb compares to the 2000 hour life of a similar exposed filament incandescent bulb. LED Technology Notice Due to constantly evolving nature of LED technology, manufacturers will reserve the right to replace this product with next generation technology. We appreciate your understanding and acceptance of this policy. Documents Sylvania 77323 Specification Sheet 15,000 Hours • Exposed Filament Vintage Style Sylvania 77323 ¦ 6W Filament LED - 60W Equal - A19 - Medium Base - 2200K Amber | 2200 | 80 | 650 | 108.3333 | 15000 | 6 | 1 | 6.95 | 6.95 | 8.1665 | 2020Q3 | https://www.topbulb.com/sylvania-77323-led6a19822vin-led | Top Bulb | 2020 | Yes
LED Lighting | A-Type | Sylvania | True |  | LED | A19 | E26 (Medium) | Topbulb » LED Bulbs » LED Filament / Vintage » Warm Amber Light » Sylvania 77323 ¦ 6W Filament LED - 60W Equal - A19 - Medium Base - 2200K Amber This Sylvania 77323 dimmable 4.5 watt LED is useful in applications where warm amber illumination is desired. The amber color temperature (2200K) is warmer appearing than 2700K warm white color temperature. The clear glass, exposed filament and amber light offers the nostalgic appeal of vintage lighting. The 15,000 hour life of this LED bulb compares to the 2000 hour life of a similar exposed filament incandescent bulb. LED Technology Notice Due to constantly evolving nature of LED technology, manufacturers will reserve the right to replace this product with next generation technology. We appreciate your understanding and acceptance of this policy. Documents Sylvania 77323 Specification Sheet 15,000 Hours • Exposed Filament Vintage Style Sylvania 77323 ¦ 6W Filament LED - 60W Equal - A19 - Medium Base - 2200K Amber | 2200 | 80 | 650 | 108.3333 | 15000 | 6 | 1 | 6.95 | 6.95 | 8.1665 | 2020Q2 | https://www.topbulb.com/sylvania-77323-led6a19822vin-led | Top Bulb | 2020 | Yes
LED Lighting | A-Type | Maxlite | True |  | A19/21 | E26 (Medium) | E26 (Medium) | Home / Light Bulbs / LED / LED A-Line / Maxlite - 76530 - SB6.5A19DLED27 Saves More than 90 Percent on Energy 6.5W A19 LED Lamp - Universal - 700 Lumens - Warm White (2700K) - 80 CRI - 15000 Hours - E26 (Medium) - 120 to 130V - Silver Maxlite - 76530 - SB6.5A19DLED27 | 2700 | 80 | 700 | 107.6923 | 15000 | 6.5 | 1 | 12.59 | 12.59 | 14.7937 | 2020Q3 | https://shop.regencylighting.com/lamps/led/a-line/sb6-5a19dled27-mxt.html | Regency Lighting | 2020 | Yes
LED Lighting | A-Type | Maxlite | True |  | A19/21 | E26 (Medium) | E26 (Medium) | Home / Light Bulbs / LED / Maxlite - 76530 - SB6.5A19DLED27 Saves More than 90 Percent on Energy 6.5W A19 LED Lamp - Universal - 700 Lumens - Warm White (2700K) - 80 CRI - 15000 Hours - E26 (Medium) - 120 to 130V - Silver Maxlite - 76530 - SB6.5A19DLED27 | 2700 | 80 | 700 | 107.6923 | 15000 | 6.5 | 1 | 12.59 | 12.59 | 14.7937 | 2020Q3 | https://shop.regencylighting.com/lamps/led/sb6-5a19dled27-mxt.html | Regency Lighting | 2020 | Yes
LED Lighting | A-Type | Maxlite | True |  | A19/21 | E26 (Medium) | E26 (Medium) | Home / Light Bulbs / LED / LED A-Line / Maxlite - 76530 - SB6.5A19DLED27 Saves More than 90 Percent on Energy 6.5W A19 LED Lamp - Universal - 700 Lumens - Warm White (2700K) - 80 CRI - 15000 Hours - E26 (Medium) - 120 to 130V - Silver Maxlite - 76530 - SB6.5A19DLED27 | 2700 | 80 | 700 | 107.6923 | 15000 | 6.5 | 1 | 12.07 | 12.07 | 14.1827 | 2020Q2 | https://shop.regencylighting.com/lamps/led/a-line/sb6-5a19dled27-mxt.html | Regency Lighting | 2020 | Yes
LED Lighting | A-Type | Maxlite | True |  | A19/21 | E26 (Medium) | E26 (Medium) | Home / Light Bulbs / LED / Maxlite - 76530 - SB6.5A19DLED27 Saves More than 90 Percent on Energy 6.5W A19 LED Lamp - Universal - 700 Lumens - Warm White (2700K) - 80 CRI - 15000 Hours - E26 (Medium) - 120 to 130V - Silver Maxlite - 76530 - SB6.5A19DLED27 | 2700 | 80 | 700 | 107.6923 | 15000 | 6.5 | 1 | 12.07 | 12.07 | 14.1827 | 2020Q2 | https://shop.regencylighting.com/lamps/led/sb6-5a19dled27-mxt.html | Regency Lighting | 2020 | Yes
LED Lighting | A-Type | PLT | True |  |  | A21 | Medium (E26) | Description Utilize the powerful brightness of these LED A21s to keep larger spaces well lit while saving you up to 87% in energy costs. Lasts up to 10 times longer than incandescents Dimmable, for adjustable brightness Pack of 10 2150 Lumens - 3000 Kelvin - Medium Base - 120 Volt - PLT-11676-10PK LED A21 - 20 Watt - 150 Watt Equal - Halogen Match - 10 Pack | 3000 |  | 2150 | 107.5 |  | 20 | 5 | 31 | 6.2 | 7.2852 | 2020Q3 | https://www.1000bulbs.com/product/216557/PLT-11676-10PK.html | 1000bulbs.com | 2020 | Yes
LED Lighting | Reflector | TCP | True |  | Reflector (Flood/Spot) | PAR30S | E26 (Medium) | Wet Location Rated,Recessed Fixtures Wet Location Rated,Recessed Fixtures Home / Light Bulbs / LED / TCP - LD13P30SD2530KNFLCQ PAR30 LED Bulb 13W E26 LED Lamp - Universal - 900 Lumens - Warm White (3000K) - 90 CRI - 25000 Hours - E26 (Medium) - 120 to 130V TCP - LD13P30SD2530KNFLCQ | 3000 | 93 | 900 | 69.2308 | 25000 | 13 | 1 | 13.03 | 13.03 | 15.3108 | 2020Q3 | https://shop.regencylighting.com/lamps/led/ld13p30sd2530knflcq-tcp.html | Regency Lighting | 2020 | Yes
LED Lighting | A-Type | PLT | True | Daylighting/Photocell, |  | A21 | Medium (E26) | Description Stop replacing incandescents and opt for a longer-lasting alternative, this LED A21 bulb that will save you on energy and relamping costs. Strong brightness, excellent for high areas Frosted to emit evenly diffused light Output is excellent for work areas Dimmable 2150 Lumens - 5000 Kelvin - Medium Base - 120 Volt - PLT-11678 LED A21 - 20 Watt - 150 Watt Equal - Daylight White | 5000 |  | 2150 | 107.5 |  | 20 | 50 | 310 | 6.2 | 7.2852 | 2020Q3 | https://www.1000bulbs.com/product/218818/PLT-11678.html | 1000bulbs.com | 2020 | Yes
LED Lighting | A-Type | Maxlite | False |  | General Purpose Replacement | A19 | E26 (Medium) | Damp Location Rated Damp Location Rated Home / Light Bulbs / LED / Maxlite - 102295 - 14A19/3W30 Not for Use in Totally Enclosed Fixtures; Suitable for Damp Locations 14W A19 LED Lamp - Universal - 1500 Lumens - Warm White (3000K) - 84 CRI - 25000 Hours - E26 (Medium) - 120 to 130V Maxlite - 102295 - 14A19/3W30 | 3000 | 82 | 1500 | 107.1429 | 25000 | 14 | 1 | 12.16 | 12.16 | 14.2885 | 2020Q3 | https://shop.regencylighting.com/lamps/led/14a19-3w30-mxt.html | Regency Lighting | 2020 | Yes
LED Lighting | A-Type | Maxlite | False |  | General Purpose Replacement | A19 | E26 (Medium) | Damp Location Rated Damp Location Rated Home / Light Bulbs / LED / LED A-Line / Maxlite - 102295 - 14A19/3W30 Not for Use in Totally Enclosed Fixtures; Suitable for Damp Locations 14W A19 LED Lamp - Universal - 1500 Lumens - Warm White (3000K) - 84 CRI - 25000 Hours - E26 (Medium) - 120 to 130V Maxlite - 102295 - 14A19/3W30 | 3000 | 82 | 1500 | 107.1429 | 25000 | 14 | 1 | 12.16 | 12.16 | 14.2885 | 2020Q3 | https://shop.regencylighting.com/lamps/led/a-line/14a19-3w30-mxt.html | Regency Lighting | 2020 | Yes
LED Lighting | A-Type | Euri Lighting |  |  | General Purpose Replacement | A19 | E26d | Recessed Fixtures,Damp Location Rated Recessed Fixtures,Damp Location Rated Description Replace incandescent lamps with this Euri Lighting LED A19 bulb that offers three levels of brightness. Consistent 107 Lumens per Watt 4000 Kelvin color temperature Suitable for enclosed fixtures 4/8/14 Watt - 500/1000/1500 Lumens - 4000 Kelvin Halogen - Euri Lighting EA19-14W2140et LED A19 - 3-Way Light Bulb - 40/60/100 Watt Equal | 4000 | 84 | 1500 | 107.1429 | 25000 | 14 | 50 | 197.5 | 3.95 | 4.6414 | 2020Q3 | https://www.1000bulbs.com/product/219405/IRT-10298.html | 1000bulbs.com | 2020 | Yes
LED Lighting | A-Type | Brand Sylvania | True |  |  |  |  | Sylvania E26 LED A19 Light Bulb 14 Watt No Dimmable 80 CRI 1,500 Lumen 2700K Color Temperature 11000 Hours Average Rated Life. Mfg #78101 Sylvania 14 Watt 2700K A19 LED Light Bulb 24-Pack | 2700 | 80 | 1500 | 107.1429 | 11000 | 14 | 1 | 175.38 | 175.38 | 206.0783 | 2020Q3 | https://hdsupplysolutions.com/p/led-00-75-10-35/sylvania-14-watt-2700k-a19-led-light-bulb-24-pack-p205716 | HD Supply | 2020 | No
LED Lighting | A-Type | Brand Sylvania | True |  |  |  |  | Sylvania E26 LED A19 Light Bulb 14 Watt No Dimmable 80 CRI 1,500 Lumen 3500K Color Temperature 11000 Hours Average Rated Life. Mfg #78102 Sylvania 14 Watt 3500K A19 LED Light Bulb 24-Pack | 3500 | 80 | 1500 | 107.1429 | 11000 | 14 | 1 | 175.38 | 175.38 | 206.0783 | 2020Q3 | https://hdsupplysolutions.com/p/led-00-75-10-35/sylvania-14-watt-3500k-a19-led-light-bulb-24-pack-p205718 | HD Supply | 2020 | No
LED Lighting | Reflector | TCP | False |  | Reflector (Flood/Spot) | BR30 | E26 (Medium) | Damp Location Rated,Recessed Fixtures Damp Location Rated,Recessed Fixtures Home / Light Bulbs / LED / TCP - LED10BR3027K Damp Location 10W BR30 LED Lamp - Universal - 650 Lumens - Warm White (2700K) - 82 CRI - 25000 Hours - E26 (Medium) - 120 to 130V - White TCP - LED10BR3027K | 2700 | 82 | 650 | 76.4706 | 25000 | 8.5 | 12 | 86.04 | 7.17 | 8.425 | 2020Q3 | https://shop.regencylighting.com/lamps/led/led10br3027k-tcp.html | Regency Lighting | 2020 | Yes
LED Lighting | Reflector | TCP |  |  | Reflector (Flood/Spot) | BR30 | E26 (Medium) | Damp Location Rated,Recessed Fixtures Damp Location Rated,Recessed Fixtures Home / Light Bulbs / LED / TCP - LED10BR3030K E26 LED Lamp 10W BR30 LED Lamp - Universal - Warm White (3000K) - E26 (Medium) - 120 to 130V TCP - LED10BR3030K | 3000 | 84 | 650 | 76.4706 | 25000 | 8.5 | 1 | 7.17 | 7.17 | 8.425 | 2020Q3 | https://shop.regencylighting.com/lamps/led/led10br3030k-tcp.html | Regency Lighting | 2020 | Yes
LED Lighting | Reflector | TCP | False |  | Reflector (Flood/Spot) | BR30 | E26 (Medium) | Damp Location Rated,Recessed Fixtures Damp Location Rated,Recessed Fixtures Home / Light Bulbs / LED / TCP - LED10BR3041K Damp Location 10W BR30 LED Lamp - Universal - 700 Lumens - Cool White (4100K) - 82 CRI - 25000 Hours - E26 (Medium) - 120 to 130V - White TCP - LED10BR3041K | 4000 | 82 | 700 | 82.3529 | 25000 | 8.5 | 12 | 86.04 | 7.17 | 8.425 | 2020Q3 | https://shop.regencylighting.com/lamps/led/led10br3041k-tcp.html | Regency Lighting | 2020 | Yes
LED Lighting | Reflector | TCP |  | Daylighting/Photocell, | Reflector (Flood/Spot) | BR30 | E26 (Medium) | Damp Location Rated,Recessed Fixtures Damp Location Rated,Recessed Fixtures Home / Light Bulbs / LED / TCP - LED10BR3050K E26 LED Lamp 10W BR30 LED Lamp - Daylight (5000K) - E26 (Medium) - 120 to 130V TCP - LED10BR3050K | 5000 | 84 | 750 | 88.2353 | 25000 | 8.5 | 1 | 7.17 | 7.17 | 8.425 | 2020Q3 | https://shop.regencylighting.com/lamps/led/led10br3050k-tcp.html | Regency Lighting | 2020 | Yes
LED Lighting | Reflector | TCP | True |  | Reflector (Flood/Spot) | BR30 | E26 (Medium) | Damp Location Rated,Recessed Fixtures Damp Location Rated,Recessed Fixtures Home / Light Bulbs / LED / TCP - LED10BR30D27K95 Damp Location 10W BR30 LED Lamp - Universal - 650 Lumens - Warm White (2700K) - 90 CRI - 25000 Hours - E26 (Medium) - 120 to 130V - White TCP - LED10BR30D27K95 | 2700 | 92 | 650 | 65 | 25000 | 10 | 12 | 105.12 | 8.76 | 10.2933 | 2020Q3 | https://shop.regencylighting.com/lamps/led/led10br30d27k95-tcp.html | Regency Lighting | 2020 | Yes
LED Lighting | Reflector | Sylvania | True |  | Reflector (Flood/Spot) | PAR30S | E26 (Medium) | Wet Location Rated,Recessed Fixtures Wet Location Rated,Recessed Fixtures Home / Light Bulbs / LED / Sylvania - 79784 - LED10PAR30DIM830FL4022YGL3WRP PAR30 LED Lamp 10W PAR30 LED Lamp - Universal - 825 Lumens - Warm White (3000K) - 85 CRI - 25000 Hours - E26 (Medium) - 120 to 130V Sylvania - 79784 - LED10PAR30DIM830FL4022YGL3WRP | 3000 | 83 | 825 | 82.5 | 25000 | 10 | 1 | 17.24 | 17.24 | 20.2577 | 2020Q3 | https://shop.regencylighting.com/lamps/led/led10par30dim830fl4022ygl3wrp-79784.html | Regency Lighting | 2020 | Yes
LED Lighting | Reflector | Sylvania | True |  | Reflector (Flood/Spot) | PAR30S | E26 (Medium) | Wet Location Rated,Recessed Fixtures Wet Location Rated,Recessed Fixtures Home / Light Bulbs / LED / Sylvania - 79783 - LED10PAR30DIM830NFL2522YGL3WRP Glass PAR Lamp; Ideal for Recessed Downlights, Track Lighting, Wall Wash, and General Lighting Applications; Instant On; Rated for Enclosed Fixtures; Wet Location Rated; Energy Star Certified 10W PAR30 LED Lamp - Universal - 825 Lumens - Warm White (3000K) - 85 CRI - 25000 Hours - E26 (Medium) - 120 to 130V Sylvania - 79783 - LED10PAR30DIM830NFL2522YGL3WRP | 3000 | 83 | 825 | 82.5 | 25000 | 10 | 1 | 17.24 | 17.24 | 20.2577 | 2020Q3 | https://shop.regencylighting.com/lamps/led/led10par30dim830nfl2522ygl3wrp-79783.html | Regency Lighting | 2020 | Yes
LED Lighting | Reflector | Sylvania | True |  | Reflector (Flood/Spot) | PAR30L | E26 (Medium) | Wet Location Rated,Recessed Fixtures Wet Location Rated,Recessed Fixtures Home / Light Bulbs / LED / Sylvania - 78252 - LED10PAR30LNDIM827FL4022YGL3W PAR30LN LED Lamp 10W PAR30 Long Neck LED Lamp - Universal - 825 Lumens - Warm White (2700K) - 82 CRI - 25000 Hours - E26 (Medium) - 120 to 130V Sylvania - 78252 - LED10PAR30LNDIM827FL4022YGL3W | 2700 | 83 | 825 | 82.5 | 25000 | 10 | 1 | 17.24 | 17.24 | 20.2577 | 2020Q3 | https://shop.regencylighting.com/lamps/led/led10par30lndim827fl4022ygl3w-78252.html | Regency Lighting | 2020 | Yes
LED Lighting | Reflector | Sylvania | True |  | Reflector (Flood/Spot) | PAR30L | E26 (Medium) | Wet Location Rated,Recessed Fixtures Wet Location Rated,Recessed Fixtures Home / Light Bulbs / LED / Sylvania - 78251 - LED10PAR30LNDIM827NFL25GL3WRP PAR30LN LED Lamp 10W PAR30 Long Neck LED Lamp - Universal - 825 Lumens - Warm White (2700K) - 82 CRI - 25000 Hours - E26 (Medium) - 120 to 130V Sylvania - 78251 - LED10PAR30LNDIM827NFL25GL3WRP | 2700 | 83 | 825 | 82.5 | 25000 | 10 | 1 | 17.24 | 17.24 | 20.2577 | 2020Q3 | https://shop.regencylighting.com/lamps/led/led10par30lndim827nfl25gl3wrp-78251.html | Regency Lighting | 2020 | Yes
LED Lighting | Reflector | Sylvania | True |  | Reflector (Flood/Spot) | PAR30L | E26 (Medium) | Wet Location Rated,Recessed Fixtures Wet Location Rated,Recessed Fixtures Home / Light Bulbs / LED / Sylvania - 78250 - LED10PAR30LNDIM830FL4022YGL3W PAR30LN LED Lamp 10W PAR30 Long Neck LED Lamp - Universal - 825 Lumens - Warm White (3000K) - 82 CRI - 25000 Hours - E26 (Medium) - 120 to 130V Sylvania - 78250 - LED10PAR30LNDIM830FL4022YGL3W | 3000 | 83 | 825 | 82.5 | 25000 | 10 | 1 | 17.24 | 17.24 | 20.2577 | 2020Q3 | https://shop.regencylighting.com/lamps/led/led10par30lndim830fl4022ygl3w-78250.html | Regency Lighting | 2020 | Yes
LED Lighting | Reflector | Sylvania | True |  | Reflector (Flood/Spot) | PAR30L | E26 (Medium) | Wet Location Rated,Recessed Fixtures Wet Location Rated,Recessed Fixtures Home / Light Bulbs / LED / Sylvania - 78249 - LED10PAR30LNDIM830NFL2522YGL3W PAR30LN LED Lamp 10W PAR30 Long Neck LED Lamp - Universal - 825 Lumens - Warm White (3000K) - 82 CRI - 25000 Hours - E26 (Medium) - 120 to 130V Sylvania - 78249 - LED10PAR30LNDIM830NFL2522YGL3W | 3000 | 83 | 825 | 82.5 | 25000 | 10 | 1 | 17.24 | 17.24 | 20.2577 | 2020Q3 | https://shop.regencylighting.com/lamps/led/led10par30lndim830nfl2522ygl3w-78249.html | Regency Lighting | 2020 | Yes
LED Lighting | Reflector | Sylvania | True |  | Reflector (Flood/Spot) | PAR30L | E26 (Medium) | Wet Location Rated,Recessed Fixtures Wet Location Rated,Recessed Fixtures Home / Light Bulbs / LED / Sylvania - 78248 - LED10PAR30LNDIM840FL4022YGL3W PAR30LN LED Lamp 10W PAR30 Long Neck LED Lamp - Universal - 825 Lumens - Cool White (4000K) - 82 CRI - 25000 Hours - E26 (Medium) - 120 to 130V Sylvania - 78248 - LED10PAR30LNDIM840FL4022YGL3W | 4000 | 83 | 825 | 82.5 | 25000 | 10 | 1 | 17.24 | 17.24 | 20.2577 | 2020Q3 | https://shop.regencylighting.com/lamps/led/led10par30lndim840fl4022ygl3w-78248.html | Regency Lighting | 2020 | Yes
LED Lighting | Reflector | Sylvania | True |  | Reflector (Flood/Spot) | PAR30L | E26 (Medium) | Damp Location Rated,Not Rated for Recessed Fixtures Damp Location Rated,Not Rated for Recessed Fixtures Home / Light Bulbs / LED / Sylvania - 40013 - LED10PAR30LNDIM930FL4022YRP CEC Title 20 Compliant; Indoor/Outdoor Damp Rated 10W PAR30 Long Neck LED Lamp - Universal - 850 Lumens - Warm White (3000K) - 90 CRI - 25000 Hours - E26 (Medium) - 120 to 130V Sylvania - 40013 - LED10PAR30LNDIM930FL4022YRP | 3000 | 92 | 975 | 97.5 | 25000 | 10 | 1 | 17.24 | 17.24 | 20.2577 | 2020Q3 | https://shop.regencylighting.com/lamps/led/led10par30lndim930fl4022yrp-40013.html | Regency Lighting | 2020 | Yes
LED Lighting | Reflector | TCP |  |  | Reflector (Flood/Spot) | R20 | E26 (Medium) | Damp Location Rated,Recessed Fixtures Damp Location Rated,Recessed Fixtures Home / Light Bulbs / LED / TCP - LED10R2027K R20 LED Lamp 10W R20 LED Lamp - Warm White (2700K) - E26 (Medium) TCP - LED10R2027K | 2700 | 82 | 700 | 70 | 25000 | 10 | 1 | 8.8 | 8.8 | 10.3403 | 2020Q3 | https://shop.regencylighting.com/lamps/led/led10r2027k-tcp.html | Regency Lighting | 2020 | Yes
LED Lighting | Reflector | TCP |  |  | Reflector (Flood/Spot) | R20 | E26 (Medium) | Damp Location Rated,Recessed Fixtures Damp Location Rated,Recessed Fixtures Home / Light Bulbs / LED / TCP - LED10R2030K R20 LED Lamp 10W R20 LED Lamp - Warm White (3000K) - E26 (Medium) TCP - LED10R2030K | 3000 | 82 | 725 | 72.5 | 25000 | 10 | 1 | 8.8 | 8.8 | 10.3403 | 2020Q3 | https://shop.regencylighting.com/lamps/led/led10r2030k-tcp.html | Regency Lighting | 2020 | Yes
LED Lighting | Reflector | TCP |  |  | Reflector (Flood/Spot) | R20 | E26 (Medium) | Damp Location Rated,Recessed Fixtures Damp Location Rated,Recessed Fixtures Home / Light Bulbs / LED / TCP - LED10R2041K R20 LED Lamp 10W R20 LED Lamp - Cool White (4100K) - E26 (Medium) TCP - LED10R2041K | 4000 | 83 | 750 | 75 | 25000 | 10 | 1 | 8.8 | 8.8 | 10.3403 | 2020Q3 | https://shop.regencylighting.com/lamps/led/led10r2041k-tcp.html | Regency Lighting | 2020 | Yes
LED Lighting | Reflector | TCP | True |  | Reflector (Flood/Spot) | R20 | E26 (Medium) | Damp Location Rated,Recessed Fixtures Damp Location Rated,Recessed Fixtures Home / Light Bulbs / LED / TCP - LED10R20D27K Damp Location 10W R20 LED Lamp - Universal - 660 Lumens - Warm White (2700K) - 82 CRI - 25000 Hours - E26 (Medium) - 120 to 130V - White TCP - LED10R20D27K | 2700 | 80 | 660 | 73.3333 | 25000 | 9 | 48 | 401.76 | 8.37 | 9.8351 | 2020Q3 | https://shop.regencylighting.com/lamps/led/led10r20d27k-tcp.html | Regency Lighting | 2020 | Yes
LED Lighting | Reflector | TCP | True |  | Reflector (Flood/Spot) | R20 | E26 (Medium) | Damp Location Rated,Recessed Fixtures Damp Location Rated,Recessed Fixtures Home / Light Bulbs / LED / TCP - LED10R20D30K E26 LED Lamp 10W R20 LED Lamp - Universal - Warm White (3000K) - E26 (Medium) - 120 to 130V TCP - LED10R20D30K | 3000 | 84 | 660 | 73.3333 | 25000 | 9 | 1 | 8.37 | 8.37 | 9.8351 | 2020Q3 | https://shop.regencylighting.com/lamps/led/led10r20d30k-tcp.html | Regency Lighting | 2020 | Yes
LED Lighting | Reflector | TCP | True | Daylighting/Photocell, | Reflector (Flood/Spot) | R20 | E26 (Medium) | Damp Location Rated,Recessed Fixtures Damp Location Rated,Recessed Fixtures Home / Light Bulbs / LED / TCP - LED10R20D50K E26 LED Lamp R20 LED Lamp - Daylight (5000K) - E26 (Medium) TCP - LED10R20D50K | 5000 | 83 | 750 | 83.3333 | 25000 | 9 | 1 | 8.37 | 8.37 | 9.8351 | 2020Q3 | https://shop.regencylighting.com/lamps/led/led10r20d50k-tcp.html | Regency Lighting | 2020 | Yes
LED Lighting | A-Type | Brand Sylvania | True |  |  |  |  | Sylvania E26 LED A19 Light Bulb 14 Watt No Dimmable 80 CRI 1,500 Lumen 3500K Color Temperature 11000 Hours Average Rated Life. Mfg #78098 Sylvania 14 Watt 3500K A19 LED Light Bulb 6-Pack | 3500 | 80 | 1500 | 107.1429 | 11000 | 14 | 1 | 47.86 | 47.86 | 56.2373 | 2020Q3 | https://hdsupplysolutions.com/p/led-00-75-10-35/sylvania-14-watt-3500k-a19-led-light-bulb-6-pack-p205717 | HD Supply | 2020 | Yes
LED Lighting | Reflector | Sylvania | True |  | Reflector (Flood/Spot) | BR40 | E26 (Medium) | Damp Location Rated,Not Rated for Recessed Fixtures Damp Location Rated,Not Rated for Recessed Fixtures Home / Light Bulbs / LED / Sylvania - 40029 - LED11BR40/DIM/927/RP Indoor/Outdoor Damp Rated; CEC and JA8 Compliant 11W BR40 LED Lamp - 1000 Lumens - Warm White (2700K) - 90 CRI - 25000 Hours - E26 (Medium) Sylvania - 40029 - LED11BR40/DIM/927/RP | 2700 | 92 | 1074 | 97.6364 | 25000 | 11 | 1 | 11.31 | 11.31 | 13.2897 | 2020Q3 | https://shop.regencylighting.com/lamps/led/led11br40-dim-927-rp-40029.html | Regency Lighting | 2020 | Yes
LED Lighting | Reflector | Sylvania | True | Daylighting/Photocell, | Reflector (Flood/Spot) | BR40 | E26 (Medium) | Damp Location Rated,Not Rated for Recessed Fixtures Damp Location Rated,Not Rated for Recessed Fixtures Home / Light Bulbs / LED / Sylvania - 40030 - LED11BR40/DIM/950/RP Indoor/Outdoor Damp Rated; CEC and JA8 Compliant 11W BR40 LED Lamp - 1000 Lumens - Daylight (5000K) - 90 CRI - 25000 Hours - E26 (Medium) Sylvania - 40030 - LED11BR40/DIM/950/RP | 5000 | 96 | 1075 | 97.7273 | 25000 | 11 | 1 | 11.31 | 11.31 | 13.2897 | 2020Q3 | https://shop.regencylighting.com/lamps/led/led11br40-dim-950-rp-40030.html | Regency Lighting | 2020 | Yes
LED Lighting | Reflector | Sylvania | True | Daylighting/Photocell, | Reflector (Flood/Spot) | PAR30S | E26 (Medium) | Use With Timers,Use With Photo and/or Motion Sensors,Damp Location Rated,Recessed Fixtures Use With Timers,Use With Photo and/or Motion Sensors,Damp Location Rated,Recessed Fixtures Home / Light Bulbs / LED / Sylvania - 79573 - LED12.5PAR30/HD/DIM/927/FL40 Energy Star Certified; Damp Location Rated 12.5W PAR30 LED Lamp - Universal - 900 Lumens - Warm White (2700K) - 91 CRI - 40000 Hours - E26 (Medium) - 120 to 130V Sylvania - 79573 - LED12.5PAR30/HD/DIM/927/FL40 | 2700 | 92 | 900 | 72 | 25000 | 12.5 | 1 | 20.78 | 20.78 | 24.4173 | 2020Q3 | https://shop.regencylighting.com/lamps/led/led12-5par30-hd-dim-927-fl40-79573.html | Regency Lighting | 2020 | Yes
LED Lighting | Reflector | Sylvania | True | Daylighting/Photocell, | Reflector (Flood/Spot) | PAR30S | E26 (Medium) | Use With Timers,Use With Photo and/or Motion Sensors,Damp Location Rated,Recessed Fixtures Use With Timers,Use With Photo and/or Motion Sensors,Damp Location Rated,Recessed Fixtures Home / Light Bulbs / LED / Sylvania - 79570 - LED12.5PAR30/HD/DIM/927/NFL25 Energy Star Certified 12.5W PAR30 LED Lamp - Universal - 900 Lumens - Warm White (2700K) - 91 CRI - 40000 Hours - E26 (Medium) - 120 to 130V Sylvania - 79570 - LED12.5PAR30/HD/DIM/927/NFL25 | 2700 | 92 | 900 | 72 | 25000 | 12.5 | 1 | 20.78 | 20.78 | 24.4173 | 2020Q3 | https://shop.regencylighting.com/lamps/led/led12-5par30-hd-dim-927-nfl25-79570.html | Regency Lighting | 2020 | Yes
LED Lighting | Reflector | Sylvania | True |  | Reflector (Flood/Spot) | PAR30S | E26 (Medium) | Damp Location Rated,Not Rated for Recessed Fixtures Damp Location Rated,Not Rated for Recessed Fixtures Home / Light Bulbs / LED / Sylvania - 40037 - LED12.5PAR30/HD/DIM/927/WSP15 PAR30 LED Lamp 12.5W PAR30 LED Lamp - Universal - 1050 Lumens - Warm White (2700K) - 91 CRI - 25000 Hours - E26 (Medium) - 120 to 130V Sylvania - 40037 - LED12.5PAR30/HD/DIM/927/WSP15 | 2700 | 92 | 900 | 72 | 25000 | 12.5 | 1 | 20.78 | 20.78 | 24.4173 | 2020Q3 | https://shop.regencylighting.com/lamps/led/led12-5par30-hd-dim-927-wsp15-40037.html | Regency Lighting | 2020 | Yes
LED Lighting | Reflector | Sylvania | True | Daylighting/Photocell, | Reflector (Flood/Spot) | PAR30S | E26 (Medium) | Use With Timers,Use With Photo and/or Motion Sensors,Damp Location Rated,Recessed Fixtures Use With Timers,Use With Photo and/or Motion Sensors,Damp Location Rated,Recessed Fixtures Home / Light Bulbs / LED / Sylvania - 79574 - LED12.5PAR30/HD/DIM/930/FL40 PAR30 LED Lamp 12.5W PAR30 LED Lamp - Universal - 1000 Lumens - Warm White (3000K) - 91 CRI - 40000 Hours - E26 (Medium) - 120 to 130V Sylvania - 79574 - LED12.5PAR30/HD/DIM/930/FL40 | 3000 | 92 | 1000 | 80 | 25000 | 12.5 | 1 | 20.78 | 20.78 | 24.4173 | 2020Q3 | https://shop.regencylighting.com/lamps/led/led12-5par30-hd-dim-930-fl40-79574.html | Regency Lighting | 2020 | Yes
LED Lighting | Reflector | Sylvania | True | Daylighting/Photocell, | Reflector (Flood/Spot) | PAR30S | E26 (Medium) | Use With Timers,Use With Photo and/or Motion Sensors,Damp Location Rated,Recessed Fixtures Use With Timers,Use With Photo and/or Motion Sensors,Damp Location Rated,Recessed Fixtures Home / Light Bulbs / LED / Sylvania - 79571 - LED12.5PAR30/HD/DIM/930/NFL25 Ideal for Color Critical Applications; Instant On; Damp Location Rated 12.5W PAR30 LED Lamp - Universal - 1000 Lumens - Warm White (3000K) - 91 CRI - 40000 Hours - E26 (Medium) - 120 to 130V Sylvania - 79571 - LED12.5PAR30/HD/DIM/930/NFL25 | 3000 | 92 | 1000 | 80 | 25000 | 12.5 | 1 | 20.78 | 20.78 | 24.4173 | 2020Q3 | https://shop.regencylighting.com/lamps/led/led12-5par30-hd-dim-930-nfl25-79571.html | Regency Lighting | 2020 | Yes
LED Lighting | Reflector | Sylvania | True |  | Reflector (Flood/Spot) | PAR30S | E26 (Medium) | Damp Location Rated,Not Rated for Recessed Fixtures Damp Location Rated,Not Rated for Recessed Fixtures Home / Light Bulbs / LED / Sylvania - 40038 - LED12.5PAR30/HD/DIM/930/WSP15 PAR30 LED Lamp 12.5W PAR30 LED Lamp - Universal - 1000 Lumens - Warm White (3000K) - 91 CRI - 25000 Hours - E26 (Medium) - 120 to 130V Sylvania - 40038 - LED12.5PAR30/HD/DIM/930/WSP15 | 3000 | 92 | 900 | 72 | 25000 | 12.5 | 1 | 20.78 | 20.78 | 24.4173 | 2020Q3 | https://shop.regencylighting.com/lamps/led/led12-5par30-hd-dim-930-wsp15-40038.html | Regency Lighting | 2020 | Yes
LED Lighting | Reflector | Sylvania | True | Daylighting/Photocell, | Reflector (Flood/Spot) | PAR30S | E26 (Medium) | Use With Timers,Use With Photo and/or Motion Sensors,Damp Location Rated,Recessed Fixtures Use With Timers,Use With Photo and/or Motion Sensors,Damp Location Rated,Recessed Fixtures Home / Light Bulbs / LED / Sylvania - 79575 - LED12.5PAR30/HD/DIM/935/FL40 PAR30 LED Lamp 12.5W PAR30 LED Lamp - Universal - 1050 Lumens - Neutral White (3500K) - 91 CRI - 40000 Hours - E26 (Medium) - 120 to 130V Sylvania - 79575 - LED12.5PAR30/HD/DIM/935/FL40 | 3500 | 93 | 1050 | 84 | 25000 | 12.5 | 1 | 20.78 | 20.78 | 24.4173 | 2020Q3 | https://shop.regencylighting.com/lamps/led/led12-5par30-hd-dim-935-fl40-79575.html | Regency Lighting | 2020 | Yes
LED Lighting | Reflector | Sylvania | True | Daylighting/Photocell, | Reflector (Flood/Spot) | PAR30S | E26 (Medium) | Use With Timers,Use With Photo and/or Motion Sensors,Damp Location Rated,Recessed Fixtures Use With Timers,Use With Photo and/or Motion Sensors,Damp Location Rated,Recessed Fixtures Home / Light Bulbs / LED / Sylvania - 79572 - LED12.5PAR30/HD/DIM/935/NFL25 PAR30 LED Lamp 12.5W PAR30 LED Lamp - Universal - 1050 Lumens - Neutral White (3500K) - 91 CRI - 40000 Hours - E26 (Medium) - 120 to 130V Sylvania - 79572 - LED12.5PAR30/HD/DIM/935/NFL25 | 3500 | 93 | 1050 | 84 | 25000 | 12.5 | 1 | 20.78 | 20.78 | 24.4173 | 2020Q3 | https://shop.regencylighting.com/lamps/led/led12-5par30-hd-dim-935-nfl25-79572.html | Regency Lighting | 2020 | Yes
LED Lighting | Reflector | Sylvania | True | Daylighting/Photocell, | Reflector (Flood/Spot) | PAR30L | E26 (Medium) | Use With Timers,Use With Photo and/or Motion Sensors,Damp Location Rated,Recessed Fixtures Use With Timers,Use With Photo and/or Motion Sensors,Damp Location Rated,Recessed Fixtures Home / Light Bulbs / LED / Sylvania - 79567 - LED12.5PAR30LN/HD/DIM/927/FL40 Indoor/Outdoor - Damp Rated; Instant On; Energy Star Rated 12.5W PAR30 Long Neck LED Lamp - Universal - 900 Lumens - Warm White (2700K) - 91 CRI - 40000 Hours - E26 (Medium) - 120 to 130V Sylvania - 79567 - LED12.5PAR30LN/HD/DIM/927/FL40 | 2700 | 92 | 900 | 72 | 25000 | 12.5 | 1 | 20.78 | 20.78 | 24.4173 | 2020Q3 | https://shop.regencylighting.com/lamps/led/led12-5par30ln-hd-dim-927-fl40-79567.html | Regency Lighting | 2020 | Yes
LED Lighting | Reflector | Sylvania | True | Daylighting/Photocell, | Reflector (Flood/Spot) | PAR30L | E26 (Medium) | Use With Timers,Use With Photo and/or Motion Sensors,Damp Location Rated,Recessed Fixtures Use With Timers,Use With Photo and/or Motion Sensors,Damp Location Rated,Recessed Fixtures Home / Light Bulbs / LED / Sylvania - 79568 - LED12.5PAR30LN/HD/DIM/930/FL40 Indoor/Outdoor - Damp Rated; Instant On; Energy Star Rated 12.5W PAR30 Long Neck LED Lamp - Universal - 1000 Lumens - Warm White (3000K) - 91 CRI - 40000 Hours - E26 (Medium) - 120 to 130V Sylvania - 79568 - LED12.5PAR30LN/HD/DIM/930/FL40 | 3000 | 92 | 1000 | 80 | 25000 | 12.5 | 1 | 20.78 | 20.78 | 24.4173 | 2020Q3 | https://shop.regencylighting.com/lamps/led/led12-5par30ln-hd-dim-930-fl40-79568.html | Regency Lighting | 2020 | Yes
LED Lighting | Reflector | Sylvania | True | Daylighting/Photocell, | Reflector (Flood/Spot) | PAR30L | E26 (Medium) | Use With Timers,Use With Photo and/or Motion Sensors,Damp Location Rated,Recessed Fixtures Use With Timers,Use With Photo and/or Motion Sensors,Damp Location Rated,Recessed Fixtures Home / Light Bulbs / LED / Sylvania - 79569 - LED12.5PAR30LN/HD/DIM/935/FL40 Indoor/Outdoor - Damp Rated; Instant On; Energy Star Rated 12.5W PAR30 Long Neck LED Lamp - Universal - 1050 Lumens - Neutral White (3500K) - 91 CRI - 40000 Hours - E26 (Medium) - 120 to 130V Sylvania - 79569 - LED12.5PAR30LN/HD/DIM/935/FL40 | 3500 | 93 | 1050 | 84 | 25000 | 12.5 | 1 | 20.78 | 20.78 | 24.4173 | 2020Q3 | https://shop.regencylighting.com/lamps/led/led12-5par30ln-hd-dim-935-fl40-79569.html | Regency Lighting | 2020 | Yes
LED Lighting | Reflector | Sylvania | True | Daylighting/Photocell, | Reflector (Flood/Spot) | PAR30L | E26 (Medium) | Use With Timers,Use With Photo and/or Motion Sensors,Damp Location Rated,Recessed Fixtures Use With Timers,Use With Photo and/or Motion Sensors,Damp Location Rated,Recessed Fixtures Home / Light Bulbs / LED / Sylvania - 79564 - LED12.5PAR30LNHDDIM927NFL25 Indoor/Outdoor - Damp Rated; Instant On; Energy Star Rated 12.5W PAR30 Long Neck LED Lamp - Universal - 900 Lumens - Warm White (2700K) - 91 CRI - 40000 Hours - E26 (Medium) - 120 to 130V Sylvania - 79564 - LED12.5PAR30LNHDDIM927NFL25 | 2700 | 92 | 900 | 72 | 25000 | 12.5 | 1 | 20.78 | 20.78 | 24.4173 | 2020Q3 | https://shop.regencylighting.com/lamps/led/led12-5par30lnhddim927nfl25-79564.html | Regency Lighting | 2020 | Yes
LED Lighting | Reflector | Sylvania | True | Daylighting/Photocell, | Reflector (Flood/Spot) | PAR30L | E26 (Medium) | Use With Timers,Use With Photo and/or Motion Sensors,Damp Location Rated,Recessed Fixtures Use With Timers,Use With Photo and/or Motion Sensors,Damp Location Rated,Recessed Fixtures Home / Light Bulbs / LED / Sylvania - 79565 - LED12.5PAR30LNHDDIM930NFL25 Indoor/Outdoor - Damp Rated; Instant On; Energy Star Rated 12.5W PAR30 Long Neck LED Lamp - Universal - 1000 Lumens - Warm White (3000K) - 91 CRI - 40000 Hours - E26 (Medium) - 120 to 130V Sylvania - 79565 - LED12.5PAR30LNHDDIM930NFL25 | 3000 | 92 | 1000 | 80 | 25000 | 12.5 | 1 | 20.78 | 20.78 | 24.4173 | 2020Q3 | https://shop.regencylighting.com/lamps/led/led12-5par30lnhddim930nfl25-79565.html | Regency Lighting | 2020 | Yes
LED Lighting | Reflector | Sylvania | True | Daylighting/Photocell, | Reflector (Flood/Spot) | PAR30L | E26 (Medium) | Use With Timers,Use With Photo and/or Motion Sensors,Damp Location Rated,Recessed Fixtures Use With Timers,Use With Photo and/or Motion Sensors,Damp Location Rated,Recessed Fixtures Home / Light Bulbs / LED / Sylvania - 79566 - LED12.5PAR30LNHDDIM935NFL25 Indoor/Outdoor - Damp Rated; Instant On; Energy Star Rated 12.5W PAR30 Long Neck LED Lamp - Universal - 1050 Lumens - Neutral White (3500K) - 91 CRI - 40000 Hours - E26 (Medium) - 120 to 130V Sylvania - 79566 - LED12.5PAR30LNHDDIM935NFL25 | 3500 | 93 | 1050 | 84 | 25000 | 12.5 | 1 | 20.78 | 20.78 | 24.4173 | 2020Q3 | https://shop.regencylighting.com/lamps/led/led12-5par30lnhddim935nfl25-79566.html | Regency Lighting | 2020 | Yes
LED Lighting | A-Type | Brand Sylvania | True |  |  |  |  | Sylvania E26 LED A19 Light Bulb 14 Watt No Dimmable 80 CRI 1,500 Lumen 5000K Color Temperature 11000 Hours Average Rated Life. Mfg #78103 Sylvania 14 Watt 5000K A19 LED Light Bulb 24-Pack | 5000 | 80 | 1500 | 107.1429 | 11000 | 14 | 1 | 209.12 | 209.12 | 245.7241 | 2020Q3 | https://hdsupplysolutions.com/p/led-00-75-10-35/sylvania-14-watt-5000k-a19-led-light-bulb-24-pack-p205719 | HD Supply | 2020 | No
LED Lighting | A-Type | Philips | True |  | A19/21 | E26 (Medium) | E26 (Medium) | Home / Light Bulbs / LED / Philips - 461961 - 14A19/LED/827/FR/P/ND 4/2FB A19 LED Lamp; Carded item - 2 pcs per card 14W A19 LED Lamp - Universal - 1500 Lumens - Warm White (2700K) - 80 CRI - 11000 hrs. - E26 (Medium) - 120 to 130V - Frost Philips - 461961 - 14A19/LED/827/FR/P/ND 4/2FB | 2700 | 80 | 1500 | 107.1429 | 11000 | 14 | 1 | 9.22 | 9.22 | 10.8339 | 2020Q3 | https://shop.regencylighting.com/lamps/led/14a19-led-827-fr-p-nd-4-2fb-46196-1.html | Regency Lighting | 2020 | Yes
LED Lighting | A-Type | Philips | False | Daylighting/Photocell, | A19/21 | E26 (Medium) | E26 (Medium) | Home / Light Bulbs / LED / Philips - 455717 - 14A19/LED/850 ND 120V Damp Location Rated 14W A19 LED Lamp - Universal - 1500 Lumens - Daylight (5000K) - 80 CRI - 10000 Hours - E26 (Medium) - 120 to 130V - Frost Philips - 455717 - 14A19/LED/850 ND 120V | 5000 | 80 | 1500 | 107.1429 | 10000 | 14 | 8 | 48 | 6 | 7.0502 | 2020Q3 | https://shop.regencylighting.com/lamps/led/14a19-led-850-nd-120v-45571-7.html | Regency Lighting | 2020 | Yes
LED Lighting | A-Type | Philips | True |  | A19/21 | E26 (Medium) | E26 (Medium) | Home / Light Bulbs / LED / LED A-Line / Philips - 461961 - 14A19/LED/827/FR/P/ND 4/2FB A19 LED Lamp; Carded item - 2 pcs per card 14W A19 LED Lamp - Universal - 1500 Lumens - Warm White (2700K) - 80 CRI - 11000 hrs. - E26 (Medium) - 120 to 130V - Frost Philips - 461961 - 14A19/LED/827/FR/P/ND 4/2FB | 2700 | 80 | 1500 | 107.1429 | 11000 | 14 | 1 | 9.22 | 9.22 | 10.8339 | 2020Q3 | https://shop.regencylighting.com/lamps/led/a-line/14a19-led-827-fr-p-nd-4-2fb-46196-1.html | Regency Lighting | 2020 | Yes
LED Lighting | A-Type | Philips | False | Daylighting/Photocell, | A19/21 | E26 (Medium) | E26 (Medium) | Home / Light Bulbs / LED / LED A-Line / Philips - 455717 - 14A19/LED/850 ND 120V Damp Location Rated 14W A19 LED Lamp - Universal - 1500 Lumens - Daylight (5000K) - 80 CRI - 10000 Hours - E26 (Medium) - 120 to 130V - Frost Philips - 455717 - 14A19/LED/850 ND 120V | 5000 | 80 | 1500 | 107.1429 | 10000 | 14 | 8 | 48 | 6 | 7.0502 | 2020Q3 | https://shop.regencylighting.com/lamps/led/a-line/14a19-led-850-nd-120v-45571-7.html | Regency Lighting | 2020 | Yes
LED Lighting | A-Type | Maxlite | False | Daylighting/Photocell, | A19/21 | E26 (Medium) | E26 (Medium) | Home / Light Bulbs / LED / LED A-Line / Maxlite - 102580 - E14A19NDV50 Non-Dimming Value Series; Enclosed Rated; Damp Location Rated 14W A19 LED Lamp - 1500 Lumens - Daylight (5000K) - 80 CRI - 11000 hrs. - E26 (Medium) - 120 to 130V Maxlite - 102580 - E14A19NDV50 | 5000 | 80 | 1500 | 107.1429 | 11000 | 14 | 1 | 3.36 | 3.36 | 3.9481 | 2020Q3 | https://shop.regencylighting.com/lamps/led/a-line/e14a19ndv50-mxt.html | Regency Lighting | 2020 | Yes
LED Lighting | A-Type | Sylvania | False |  | A19/21 | E26 (Medium) | E26 (Medium) | Home / Light Bulbs / LED / LED A-Line / Sylvania - 74738 - LED14A19/F/830/10YV/RP Damp Location Rated; Not for Use in Totally Enclosed Fixtures 14W A19 LED Lamp - Universal - 1500 Lumens - Warm White (3000K) - 80 CRI - 11000 Hours - E26 (Medium) - 120 to 130V - Frost Sylvania - 74738 - LED14A19/F/830/10YV/RP | 3000 | 80 | 1500 | 107.1429 | 11000 | 14 | 1 | 7.73 | 7.73 | 9.083 | 2020Q3 | https://shop.regencylighting.com/lamps/led/a-line/led14a19-f-830-10yv-rp-74738.html | Regency Lighting | 2020 | Yes
LED Lighting | A-Type | Sylvania | False |  | A19/21 | E26 (Medium) | E26 (Medium) | Home / Light Bulbs / LED / LED A-Line / Sylvania - 79292 - LED14A19F82710YVRP Damp Location Rated; Not for Use in Totally Enclosed Fixtures 14W A19 LED Lamp - Universal - 1500 Lumens - Warm White (2700K) - 80 CRI - 11000 Hours - E26 (Medium) - 120 to 130V - Frost Sylvania - 79292 - LED14A19F82710YVRP | 2700 | 80 | 1500 | 107.1429 | 11000 | 14 | 6 | 46.38 | 7.73 | 9.083 | 2020Q3 | https://shop.regencylighting.com/lamps/led/a-line/led14a19f82710yvrp-79292.html | Regency Lighting | 2020 | Yes
LED Lighting | Reflector | TCP |  |  | Reflector (Flood/Spot) | BR30 | E26 (Medium) | Damp Location Rated,Recessed Fixtures Damp Location Rated,Recessed Fixtures Home / Light Bulbs / LED / TCP - LED12BR3027K E26 LED Lamp 12W BR30 LED Lamp - 850 Lumens - Warm White (2700K) - E26 (Medium) - 120 to 130V TCP - LED12BR3027K | 2700 | 83 | 850 | 80.9524 | 25000 | 10.5 | 1 | 8.95 | 8.95 | 10.5166 | 2020Q3 | https://shop.regencylighting.com/lamps/led/led12br3027k-tcp.html | Regency Lighting | 2020 | Yes
LED Lighting | Reflector | TCP |  |  | Reflector (Flood/Spot) | BR30 | E26 (Medium) | Damp Location Rated,Recessed Fixtures Damp Location Rated,Recessed Fixtures Home / Light Bulbs / LED / TCP - LED12BR3041K E26 LED Lamp 12W BR30 LED Lamp - Cool White (4100K) - E26 (Medium) - 120 to 130V TCP - LED12BR3041K | 4000 | 83 | 850 | 80.9524 | 25000 | 10.5 | 1 | 8.95 | 8.95 | 10.5166 | 2020Q3 | https://shop.regencylighting.com/lamps/led/led12br3041k-tcp.html | Regency Lighting | 2020 | Yes
LED Lighting | Reflector | TCP | True |  | Reflector (Flood/Spot) | BR30 | E26 (Medium) | Damp Location Rated,Recessed Fixtures Damp Location Rated,Recessed Fixtures Home / Light Bulbs / LED / TCP - LED12BR30D27K Damp Location 12W BR30 LED Lamp - Universal - 850 Lumens - Warm White (2700K) - 82 CRI - 25000 Hours - E26 (Medium) - 120 to 130V - White TCP - LED12BR30D27K | 2700 | 83 | 850 | 80.9524 | 25000 | 10.5 | 12 | 57.6 | 4.8 | 5.6402 | 2020Q3 | https://shop.regencylighting.com/lamps/led/led12br30d27k-tcp.html | Regency Lighting | 2020 | Yes
LED Lighting | Reflector | TCP | True |  | Reflector (Flood/Spot) | BR30 | E26 (Medium) | Damp Location Rated,Recessed Fixtures Damp Location Rated,Recessed Fixtures Home / Light Bulbs / LED / TCP - LED12BR30D30K Damp Location 12W BR30 LED Lamp - Universal - 875 Lumens - Warm White (3000K) - 82 CRI - 25000 Hours - E26 (Medium) - 120 to 130V - White TCP - LED12BR30D30K | 3000 | 82 | 850 | 80.9524 | 25000 | 10.5 | 12 | 57.6 | 4.8 | 5.6402 | 2020Q3 | https://shop.regencylighting.com/lamps/led/led12br30d30k-tcp.html | Regency Lighting | 2020 | Yes
LED Lighting | Reflector | TCP | True |  | Reflector (Flood/Spot) | BR30 | E26 (Medium) | Damp Location Rated,Recessed Fixtures Damp Location Rated,Recessed Fixtures Home / Light Bulbs / LED / TCP - LED12BR30D41K Damp Location 12W BR30 LED Lamp - Universal - 900 Lumens - Cool White (4100K) - 82 CRI - 25000 Hours - E26 (Medium) - 120 to 130V - White TCP - LED12BR30D41K | 4000 | 84 | 900 | 85.7143 | 25000 | 10.5 | 12 | 57.6 | 4.8 | 5.6402 | 2020Q3 | https://shop.regencylighting.com/lamps/led/led12br30d41k-tcp.html | Regency Lighting | 2020 | Yes
LED Lighting | Reflector | TCP | True | Daylighting/Photocell, | Reflector (Flood/Spot) | BR30 | E26 (Medium) | Damp Location Rated,Recessed Fixtures Damp Location Rated,Recessed Fixtures Home / Light Bulbs / LED / TCP - LED12BR30D50K BR30 LED Lamp 12W BR30 LED Lamp - Daylight (5000K) - E26 (Medium) - 120 to 130V TCP - LED12BR30D50K | 5000 | 84 | 900 | 85.7143 | 25000 | 10.5 | 1 | 4.8 | 4.8 | 5.6402 | 2020Q3 | https://shop.regencylighting.com/lamps/led/led12br30d50k-tcp.html | Regency Lighting | 2020 | Yes
LED Lighting | Reflector | Sylvania | True |  | Reflector (Flood/Spot) | BR40 | E26 (Medium) | Damp Location Rated,Recessed Fixtures Damp Location Rated,Recessed Fixtures Home / Light Bulbs / LED / Sylvania - 78905 - LED12BR40/DIM/HO/835/G5/RP HO LED Reflector; Suitable for Damp Locations; Not Suitable for Totally Enclosed Fixtures 12W BR40 LED Lamp - Universal - 1100 Lumens - Neutral White (3500K) - 80 CRI - 25000 hrs. - E26 (Medium) Sylvania - 78905 - LED12BR40/DIM/HO/835/G5/RP | 3500 | 84 | 1100 | 91.6667 | 25000 | 12 | 1 | 12.34 | 12.34 | 14.5 | 2020Q3 | https://shop.regencylighting.com/lamps/led/led12br40-dim-ho-835-g5-rp-78905.html | Regency Lighting | 2020 | Yes
LED Lighting | Downlight | Sylvania | True |  | PAR30 |  |  | Downlight Solid State Retrofit Downlight Solid State Retrofit Home / Light Bulbs / LED / Sylvania - 79622 - LED12LT6/DIM/SKE/827/RP Integrated Bulb and Trim; Suitable for Damp Locations; Use in Fixtures that support a Half Pound Lamp; 6" Fully Extended or 4" Fully Retracted Legth 12W LED Microdisk - Warm White (2700K) - E26 (Medium) - 120 to 130V Sylvania - 79622 - LED12LT6/DIM/SKE/827/RP | 2700 | 84 | 905 | 76.6949 | 64000 | 11.8 | 1 | 12.16 | 12.16 | 14.2885 | 2020Q3 | https://shop.regencylighting.com/lamps/led/led12lt6-dim-ske-827-rp-79622.html | Regency Lighting | 2020 | Yes
LED Lighting | Reflector | TCP | True |  | Reflector (Flood/Spot) | PAR30L | E26 (Medium) | Wet Location Rated,Recessed Fixtures Wet Location Rated,Recessed Fixtures Home / Light Bulbs / LED / TCP - LED12P30D27KFL Damp Location 12W PAR30 Long Neck LED Lamp - Universal - 850 Lumens - Warm White (2700K) - 82 CRI - 25000 Hours - E26 (Medium) - 120 to 130V - White TCP - LED12P30D27KFL | 2700 | 83 | 850 | 80.9524 | 25000 | 10.5 | 12 | 202.92 | 16.91 | 19.8699 | 2020Q3 | https://shop.regencylighting.com/lamps/led/led12p30d27kfl-tcp.html | Regency Lighting | 2020 | Yes
LED Lighting | Reflector | TCP | True |  | Reflector (Flood/Spot) | PAR30L | E26 (Medium) | Wet Location Rated,Recessed Fixtures Wet Location Rated,Recessed Fixtures Home / Light Bulbs / LED / TCP - LED12P30D27KNFL Damp Location 12W PAR30 Long Neck LED Lamp - Universal - 850 Lumens - Warm White (2700K) - 82 CRI - 25000 Hours - E26 (Medium) - 120 to 130V - White TCP - LED12P30D27KNFL | 2700 | 83 | 850 | 80.9524 | 25000 | 10.5 | 12 | 176.28 | 14.69 | 17.2613 | 2020Q3 | https://shop.regencylighting.com/lamps/led/led12p30d27knfl-tcp.html | Regency Lighting | 2020 | Yes
LED Lighting | Reflector | TCP | True |  | Reflector (Flood/Spot) | PAR30L | E26 (Medium) | Wet Location Rated,Recessed Fixtures Wet Location Rated,Recessed Fixtures Home / Light Bulbs / LED / TCP - LED12P30D27KSP Damp Location 12W PAR30 Long Neck LED Lamp - Universal - 850 Lumens - Warm White (2700K) - 82 CRI - 25000 Hours - E26 (Medium) - 120 to 130V - White TCP - LED12P30D27KSP | 2700 | 83 | 850 | 80.9524 | 25000 | 10.5 | 12 | 202.92 | 16.91 | 19.8699 | 2020Q3 | https://shop.regencylighting.com/lamps/led/led12p30d27ksp-tcp.html | Regency Lighting | 2020 | Yes
LED Lighting | Reflector | TCP | True |  | Reflector (Flood/Spot) | PAR30L | E26 (Medium) | Wet Location Rated,Recessed Fixtures Wet Location Rated,Recessed Fixtures Home / Light Bulbs / LED / TCP - LED12P30D30KFL Damp Location 12W PAR30 Long Neck LED Lamp - Universal - 875 Lumens - Warm White (3000K) - 82 CRI - 25000 Hours - E26 (Medium) - 120 to 130V - White TCP - LED12P30D30KFL | 3000 | 83 | 850 | 80.9524 | 25000 | 10.5 | 1 | 16.91 | 16.91 | 19.8699 | 2020Q3 | https://shop.regencylighting.com/lamps/led/led12p30d30kfl-tcp.html | Regency Lighting | 2020 | Yes
LED Lighting | Reflector | TCP | True |  | Reflector (Flood/Spot) | PAR30L | E26 (Medium) | Wet Location Rated,Recessed Fixtures Wet Location Rated,Recessed Fixtures Home / Light Bulbs / LED / TCP - LED12P30D30KFLB Approved for Use in Damp Locations; Black Housing; Energy Star Qualified 12W PAR30 Long Neck LED Lamp - Universal - 875 Lumens - Warm White (3000K) - 80 CRI - 25000 hrs. - E26 (Medium) - 120 to 130V - Black TCP - LED12P30D30KFLB | 3000 | 83 | 850 | 80.9524 | 25000 | 10.5 | 1 | 18.86 | 18.86 | 22.1612 | 2020Q3 | https://shop.regencylighting.com/lamps/led/led12p30d30kflb-tcp.html | Regency Lighting | 2020 | Yes
LED Lighting | Reflector | TCP | True |  | Reflector (Flood/Spot) | PAR30L | E26 (Medium) | Wet Location Rated,Recessed Fixtures Wet Location Rated,Recessed Fixtures Home / Light Bulbs / LED / TCP - LED12P30D30KNFL PAR30 LED Dimmable PAR Lamp 12W PAR30 Long Neck LED Lamp - Universal - 825 Lumens - Warm White (3000K) - 82 CRI - 25000 Hours - E26 (Medium) - 120 to 130V - White TCP - LED12P30D30KNFL | 3000 | 83 | 850 | 80.9524 | 25000 | 10.5 | 1 | 16.91 | 16.91 | 19.8699 | 2020Q3 | https://shop.regencylighting.com/lamps/led/led12p30d30knfl-tcp.html | Regency Lighting | 2020 | Yes
LED Lighting | Reflector | TCP | True |  | Reflector (Flood/Spot) | PAR30L | E26 (Medium) | Wet Location Rated,Recessed Fixtures Wet Location Rated,Recessed Fixtures Home / Light Bulbs / LED / TCP - LED12P30D35KNFL Energy Star Certified 12W PAR30 Long Neck LED Lamp - Universal - 900 Lumens - Neutral White (3500K) - 82 CRI - 25000 Hours - E26 (Medium) - 120 to 130V - White TCP - LED12P30D35KNFL | 3500 | 84 | 850 | 80.9524 | 25000 | 10.5 | 1 | 16.91 | 16.91 | 19.8699 | 2020Q3 | https://shop.regencylighting.com/lamps/led/led12p30d35knfl-tcp.html | Regency Lighting | 2020 | Yes
LED Lighting | Reflector | TCP | True |  | Reflector (Flood/Spot) | PAR30L | E26 (Medium) | Wet Location Rated,Recessed Fixtures Wet Location Rated,Recessed Fixtures Home / Light Bulbs / LED / TCP - LED12P30D41KFL Damp Location 12W PAR30 Long Neck LED Lamp - Universal - 850 Lumens - Cool White (4100K) - 82 CRI - 25000 Hours - E26 (Medium) - 120 to 130V - White TCP - LED12P30D41KFL | 4000 | 85 | 850 | 80.9524 | 25000 | 10.5 | 12 | 202.92 | 16.91 | 19.8699 | 2020Q3 | https://shop.regencylighting.com/lamps/led/led12p30d41kfl-tcp.html | Regency Lighting | 2020 | Yes
LED Lighting | Reflector | TCP | True | Daylighting/Photocell, | Reflector (Flood/Spot) | PAR30 | E26 (Medium) | Wet Location Rated,Recessed Fixtures Wet Location Rated,Recessed Fixtures Home / Light Bulbs / LED / TCP - LED12P30D50KFL Damp Location Rated; Energy Star Certified 10.5W PAR30 LED Lamp - Universal - 850 Lumens - Daylight (5000K) - 80 CRI - 25000 Hours - E26 (Medium) - 120 to 130V - White TCP - LED12P30D50KFL | 5000 | 83 | 850 | 80.9524 | 25000 | 10.5 | 1 | 16.91 | 16.91 | 19.8699 | 2020Q3 | https://shop.regencylighting.com/lamps/led/led12p30d50kfl-tcp.html | Regency Lighting | 2020 | Yes
LED Lighting | Reflector | Sylvania | True |  | Reflector (Flood/Spot) | PAR38 | E26 (Medium) | Damp Location Rated,Not Rated for Recessed Fixtures Damp Location Rated,Not Rated for Recessed Fixtures Home / Light Bulbs / LED / Sylvania - 40014 - LED12PAR38/HD/DIM/930/FL40/22Y CEC Title 20 Compliant; Indoor/Outdoor Damp Rated 12W PAR38 LED Lamp - Universal - 1100 Lumens - Warm White (3000K) - 91 CRI - 25000 Hours - E26 (Medium) - 120 to 130V Sylvania - 40014 - LED12PAR38/HD/DIM/930/FL40/22Y | 3000 | 92 | 1100 | 91.6667 | 25000 | 12 | 1 | 23.95 | 23.95 | 28.1422 | 2020Q3 | https://shop.regencylighting.com/lamps/led/led12par38-hd-dim-930-fl40-22y-40014.html | Regency Lighting | 2020 | Yes
LED Lighting | Reflector | GE | True | Daylighting/Photocell, | Reflector (Flood/Spot) | BR40 | E26 (Medium) | Damp Location Rated,Use With Timers,Use With Photo and/or Motion Sensors,Recessed Fixtures Damp Location Rated,Use With Timers,Use With Photo and/or Motion Sensors,Recessed Fixtures Home / Light Bulbs / LED / GE - 64176 - LED13DBR40/827 Damp Location Rated 13W BR40 LED Lamp - Universal - 1070 Lumens - Warm White (2700K) - 80 CRI - 25000 Hours - E26 (Medium) - 120 to 130V GE - 64176 - LED13DBR40/827 | 2700 | 82 | 1070 | 82.3077 | 25000 | 13 | 1 | 15.91 | 15.91 | 18.6949 | 2020Q3 | https://shop.regencylighting.com/lamps/led/led13dbr40-827-gem.html | Regency Lighting | 2020 | Yes
LED Lighting | Reflector | Sylvania | True | Daylighting/Photocell, | Reflector (Flood/Spot) | PAR38 | E26 (Medium) | Use With Timers,Use With Photo and/or Motion Sensors,Damp Location Rated,Recessed Fixtures Use With Timers,Use With Photo and/or Motion Sensors,Damp Location Rated,Recessed Fixtures Home / Light Bulbs / LED / Sylvania - 78361 - LED13PAR38/HD/DIM/930/FL40 Renaissance LED PAR; Damp Location Rated; Energy Star Rated; Indoor or Outdoor Use; Superior Beam Quality - Ideal for Color Critical Applications 13W PAR38 LED Lamp - Universal - 1000 Lumens - Warm White (3000K) - 91 CRI - 40000 Hours - E26 (Medium) - 120 to 130V Sylvania - 78361 - LED13PAR38/HD/DIM/930/FL40 | 3000 | 92 | 1000 | 76.9231 | 25000 | 13 | 1 | 24.4 | 24.4 | 28.6709 | 2020Q3 | https://shop.regencylighting.com/lamps/led/led13par38-hd-dim-930-fl40-78361.html | Regency Lighting | 2020 | Yes
LED Lighting | Reflector | Sylvania | True | Daylighting/Photocell, | Reflector (Flood/Spot) | PAR38 | E26 (Medium) | Use With Timers,Use With Photo and/or Motion Sensors,Damp Location Rated,Recessed Fixtures Use With Timers,Use With Photo and/or Motion Sensors,Damp Location Rated,Recessed Fixtures Home / Light Bulbs / LED / Sylvania - 78362 - LED13PAR38/HD/DIM/930/NFL25 Renaissance LED PAR; Damp Location Rated; Energy Star Rated; Indoor or Outdoor Use; Superior Beam Quality - Ideal for Color Critical Applications 13W PAR38 LED Lamp - Universal - 1000 Lumens - Warm White (3000K) - 91 CRI - 40000 Hours - E26 (Medium) - 120 to 130V Sylvania - 78362 - LED13PAR38/HD/DIM/930/NFL25 | 3000 | 92 | 1000 | 76.9231 | 25000 | 13 | 1 | 24.4 | 24.4 | 28.6709 | 2020Q3 | https://shop.regencylighting.com/lamps/led/led13par38-hd-dim-930-nfl25-78362.html | Regency Lighting | 2020 | Yes
LED Lighting | Reflector | Sylvania | True | Daylighting/Photocell, | Reflector (Flood/Spot) | PAR38 | E26 (Medium) | Wet Location Rated,Recessed Fixtures Wet Location Rated,Recessed Fixtures Home / Light Bulbs / LED / Sylvania - 74948 - LED13PAR38DIM850FL4013YGLWRP Glass PAR Lamp; Enclosed Fixture Rated; Wet Location Rated; Food Safe Listed; Energy Star Rated 13W PAR38 LED Lamp - Universal - 1050 Lumens - Daylight (5000K) - 82 CRI - 15000 hrs. - E26 (Medium) - 120 to 130V Sylvania - 74948 - LED13PAR38DIM850FL4013YGLWRP | 5000 | 86 | 1050 | 80.7692 | 15000 | 13 | 1 | 17.19 | 17.19 | 20.1989 | 2020Q3 | https://shop.regencylighting.com/lamps/led/led13par38dim850fl4013yglwrp-74948.html | Regency Lighting | 2020 | Yes
LED Lighting | Reflector | TCP | True |  | Reflector (Flood/Spot) | PAR38 | E26 (Medium) | Wet Location Rated,Recessed Fixtures Wet Location Rated,Recessed Fixtures Home / Light Bulbs / LED / TCP - LED14P38D27KFL Damp Location 14W PAR38 LED Lamp - Universal - 1050 Lumens - Warm White (2700K) - 82 CRI - 25000 Hours - E26 (Medium) - 120 to 130V - White TCP - LED14P38D27KFL | 2700 | 83 | 1050 | 77.7778 | 25000 | 13.5 | 12 | 213.24 | 17.77 | 20.8804 | 2020Q3 | https://shop.regencylighting.com/lamps/led/led14p38d27kfl-tcp.html | Regency Lighting | 2020 | Yes
LED Lighting | Reflector | TCP | True |  | Reflector (Flood/Spot) | PAR38 | E26 (Medium) | Wet Location Rated,Recessed Fixtures Wet Location Rated,Recessed Fixtures Home / Light Bulbs / LED / TCP - LED14P38D27KNFL Damp Location 14W PAR38 LED Lamp - Universal - 1050 Lumens - Warm White (2700K) - 82 CRI - 25000 Hours - E26 (Medium) - 120 to 130V - White TCP - LED14P38D27KNFL | 2700 | 83 | 1050 | 77.7778 | 25000 | 13.5 | 12 | 213.24 | 17.77 | 20.8804 | 2020Q3 | https://shop.regencylighting.com/lamps/led/led14p38d27knfl-tcp.html | Regency Lighting | 2020 | Yes
LED Lighting | Reflector | TCP | True |  | Reflector (Flood/Spot) | PAR38 | E26 (Medium) | Wet Location Rated,Recessed Fixtures Wet Location Rated,Recessed Fixtures Home / Light Bulbs / LED / TCP - LED14P38D30KFL Damp Location 14W PAR38 LED Lamp - Universal - 1100 Lumens - Warm White (3000K) - 82 CRI - 25000 Hours - E26 (Medium) - 120 to 130V - White TCP - LED14P38D30KFL | 3000 | 82 | 1050 | 77.7778 | 25000 | 13.5 | 12 | 213.24 | 17.77 | 20.8804 | 2020Q3 | https://shop.regencylighting.com/lamps/led/led14p38d30kfl-tcp.html | Regency Lighting | 2020 | Yes
LED Lighting | Reflector | TCP | True |  | Reflector (Flood/Spot) | PAR38 | E26 (Medium) | Wet Location Rated,Recessed Fixtures Wet Location Rated,Recessed Fixtures Home / Light Bulbs / LED / TCP - LED14P38D30KNFL Damp Location 14W PAR38 LED Lamp - Universal - 1100 Lumens - Warm White (3000K) - 82 CRI - 25000 Hours - E26 (Medium) - 120 to 130V - White TCP - LED14P38D30KNFL | 3000 | 82 | 1050 | 77.7778 | 25000 | 13.5 | 12 | 213.24 | 17.77 | 20.8804 | 2020Q3 | https://shop.regencylighting.com/lamps/led/led14p38d30knfl-tcp.html | Regency Lighting | 2020 | Yes
LED Lighting | Reflector | TCP | True |  | Reflector (Flood/Spot) | PAR38 | E26 (Medium) | Wet Location Rated,Recessed Fixtures Wet Location Rated,Recessed Fixtures Home / Light Bulbs / LED / TCP - LED14P38D30KSP Damp Location 14W PAR38 LED Lamp - Universal - 1100 Lumens - Warm White (3000K) - 82 CRI - 25000 Hours - E26 (Medium) - 120 to 130V - White TCP - LED14P38D30KSP | 3000 | 82 | 1050 | 77.7778 | 25000 | 13.5 | 1 | 17.77 | 17.77 | 20.8804 | 2020Q3 | https://shop.regencylighting.com/lamps/led/led14p38d30ksp-tcp.html | Regency Lighting | 2020 | Yes
LED Lighting | Reflector | TCP | True |  | Reflector (Flood/Spot) | PAR38 | E26 (Medium) | Wet Location Rated,Recessed Fixtures Wet Location Rated,Recessed Fixtures Home / Light Bulbs / LED / TCP - LED14P38D41KFL Damp Location 14W PAR38 LED Lamp - Universal - 1150 Lumens - Cool White (4100K) - 82 CRI - 25000 Hours - E26 (Medium) - 120 to 130V - White TCP - LED14P38D41KFL | 4000 | 84 | 1050 | 77.7778 | 25000 | 13.5 | 12 | 213.24 | 17.77 | 20.8804 | 2020Q3 | https://shop.regencylighting.com/lamps/led/led14p38d41kfl-tcp.html | Regency Lighting | 2020 | Yes
LED Lighting | Reflector | TCP | True |  | Reflector (Flood/Spot) | PAR38 | E26 (Medium) | Wet Location Rated,Recessed Fixtures Wet Location Rated,Recessed Fixtures Home / Light Bulbs / LED / TCP - LED14P38D41KFLB Black Housing 14W PAR38 LED Lamp - Universal - 1150 Lumens - Cool White (4100K) - 82 CRI - 25000 Hours - E26 (Medium) - 120 to 130V - Black TCP - LED14P38D41KFLB | 4000 | 84 | 1050 | 77.7778 | 25000 | 13.5 | 1 | 19.73 | 19.73 | 23.1835 | 2020Q3 | https://shop.regencylighting.com/lamps/led/led14p38d41kflb-tcp.html | Regency Lighting | 2020 | Yes
LED Lighting | Reflector | TCP | True |  | Reflector (Flood/Spot) | PAR38 | E26 (Medium) | Wet Location Rated,Recessed Fixtures Wet Location Rated,Recessed Fixtures Home / Light Bulbs / LED / TCP - LED14P38D41KSP Damp Location 14W PAR38 LED Lamp - Universal - 1150 Lumens - Cool White (4100K) - 82 CRI - 25000 Hours - E26 (Medium) - 120 to 130V - White TCP - LED14P38D41KSP | 4000 | 84 | 1050 | 77.7778 | 25000 | 13.5 | 12 | 213.24 | 17.77 | 20.8804 | 2020Q3 | https://shop.regencylighting.com/lamps/led/led14p38d41ksp-tcp.html | Regency Lighting | 2020 | Yes
LED Lighting | Reflector | TCP | True | Daylighting/Photocell, | Reflector (Flood/Spot) | PAR38 | E26 (Medium) | Wet Location Rated,Recessed Fixtures Wet Location Rated,Recessed Fixtures Home / Light Bulbs / LED / TCP - LED14P38D50KNFL PAR38 LED Lamp 14W PAR38 LED Lamp - Universal - 1150 Lumens - Daylight (5000K) - 82 CRI - 25000 Hours - E26 (Medium) - 120 to 130V TCP - LED14P38D50KNFL | 5000 | 83 | 1050 | 77.7778 | 25000 | 13.5 | 1 | 17.77 | 17.77 | 20.8804 | 2020Q3 | https://shop.regencylighting.com/lamps/led/led14p38d50knfl-tcp.html | Regency Lighting | 2020 | Yes
LED Lighting | Reflector | Sylvania | True |  | Reflector (Flood/Spot) | PAR38 | E26 (Medium) | Wet Location Rated,Recessed Fixtures Wet Location Rated,Recessed Fixtures Home / Light Bulbs / LED / Sylvania - 74944 - LED14PAR38DIM827NFL2522YGL3WRP PAR38 LED Lamp 14W PAR38 LED Lamp - Universal - 1050 Lumens - Warm White (2700K) - 82 CRI - 25000 Hours - E26 (Medium) - 120 to 130V Sylvania - 74944 - LED14PAR38DIM827NFL2522YGL3WRP | 2700 | 82 | 1050 | 75 | 25000 | 14 | 1 | 18.38 | 18.38 | 21.5972 | 2020Q3 | https://shop.regencylighting.com/lamps/led/led14par38dim827nfl2522ygl3wrp-74944.html | Regency Lighting | 2020 | Yes
LED Lighting | Reflector | Sylvania | True |  | Reflector (Flood/Spot) | PAR38 | E26 (Medium) | Wet Location Rated,Recessed Fixtures Wet Location Rated,Recessed Fixtures Home / Light Bulbs / LED / Sylvania - 74943 - LED14PAR38DIM830FL4022YGL3WRP Glass PAR Lamp; Ideal for Recessed Downlights, Track Lighting, Wall Wash, and General Lighting Applications; Instant On; Rated for Use in Fully Enclosed Fixtures; Wet Location Rated; Energy Star Rated 14W PAR38 LED Lamp - Universal - 1050 Lumens - Warm White (3000K) - 82 CRI - 25000 Hours - E26 (Medium) - 120 to 130V Sylvania - 74943 - LED14PAR38DIM830FL4022YGL3WRP | 3000 | 83 | 1050 | 75 | 25000 | 14 | 1 | 18.38 | 18.38 | 21.5972 | 2020Q3 | https://shop.regencylighting.com/lamps/led/led14par38dim830fl4022ygl3wrp-74943.html | Regency Lighting | 2020 | Yes
LED Lighting | Reflector | Sylvania | True |  | Reflector (Flood/Spot) | PAR38 | E26 (Medium) | Wet Location Rated,Recessed Fixtures Wet Location Rated,Recessed Fixtures Home / Light Bulbs / LED / Sylvania - 74942 - LED14PAR38DIM830NFL2522YGL3WRP Energy Star Rated; Wet Location Rated; Instant On 14W PAR38 LED Lamp - Universal - 1050 Lumens - Warm White (3000K) - 82 CRI - 25000 Hours - E26 (Medium) - 120 to 130V Sylvania - 74942 - LED14PAR38DIM830NFL2522YGL3WRP | 3000 | 83 | 1050 | 75 | 25000 | 14 | 1 | 18.38 | 18.38 | 21.5972 | 2020Q3 | https://shop.regencylighting.com/lamps/led/led14par38dim830nfl2522ygl3wrp-74942.html | Regency Lighting | 2020 | Yes
LED Lighting | Reflector | Sylvania | True |  | Reflector (Flood/Spot) | PAR38 | E26 (Medium) | Wet Location Rated,Recessed Fixtures Wet Location Rated,Recessed Fixtures Home / Light Bulbs / LED / Sylvania - 74946 - LED14PAR38DIM840FL4022YGL3WRP PAR38 LED Lamp 14W PAR38 LED Lamp - Universal - 1050 Lumens - Cool White (4000K) - 82 CRI - 25000 Hours - E26 (Medium) - 120 to 130V Sylvania - 74946 - LED14PAR38DIM840FL4022YGL3WRP | 4000 | 80 | 1050 | 75 | 25000 | 14 | 1 | 18.38 | 18.38 | 21.5972 | 2020Q3 | https://shop.regencylighting.com/lamps/led/led14par38dim840fl4022ygl3wrp-74946.html | Regency Lighting | 2020 | Yes
LED Lighting | Reflector | Sylvania | True | Daylighting/Photocell, | Reflector (Flood/Spot) | PAR38 | E26 (Medium) | Use With Timers,Use With Photo and/or Motion Sensors,Damp Location Rated,Recessed Fixtures Use With Timers,Use With Photo and/or Motion Sensors,Damp Location Rated,Recessed Fixtures Home / Light Bulbs / LED / Sylvania - 78354 - LED16.5PAR38/HD/DIM/927/FL40 Damp Location; Instant On 16.5W PAR38 LED Lamp - Universal - 1250 Lumens - Warm White (2700K) - 91 CRI - 40000 Hours - E26 (Medium) - 120 to 130V Sylvania - 78354 - LED16.5PAR38/HD/DIM/927/FL40 | 2700 | 92 | 1230 | 73.2143 | 25000 | 16.8 | 1 | 25.16 | 25.16 | 29.564 | 2020Q3 | https://shop.regencylighting.com/lamps/led/led16-5par38-hd-dim-927-fl40-78354.html | Regency Lighting | 2020 | Yes
LED Lighting | Reflector | Sylvania | True | Daylighting/Photocell, | Reflector (Flood/Spot) | PAR38 | E26 (Medium) | Use With Timers,Use With Photo and/or Motion Sensors,Damp Location Rated,Recessed Fixtures Use With Timers,Use With Photo and/or Motion Sensors,Damp Location Rated,Recessed Fixtures Home / Light Bulbs / LED / Sylvania - 78353 - LED16.5PAR38/HD/DIM/927/NFL25 Damp Location; Instant On 16.5W PAR38 LED Lamp - Universal - 1250 Lumens - Warm White (2700K) - 91 CRI - 40000 Hours - E26 (Medium) - 120 to 130V Sylvania - 78353 - LED16.5PAR38/HD/DIM/927/NFL25 | 2700 | 92 | 1230 | 73.2143 | 25000 | 16.8 | 1 | 25.16 | 25.16 | 29.564 | 2020Q3 | https://shop.regencylighting.com/lamps/led/led16-5par38-hd-dim-927-nfl25-78353.html | Regency Lighting | 2020 | Yes
LED Lighting | Reflector | Sylvania | True | Daylighting/Photocell, | Reflector (Flood/Spot) | PAR38 | E26 (Medium) | Use With Timers,Use With Photo and/or Motion Sensors,Damp Location Rated,Recessed Fixtures Use With Timers,Use With Photo and/or Motion Sensors,Damp Location Rated,Recessed Fixtures Home / Light Bulbs / LED / Sylvania - 78352 - LED16.5PAR38/HD/DIM/927/WSP15 Damp Location; Instant On 16.5W PAR38 LED Lamp - Universal - 1250 Lumens - Warm White (2700K) - 91 CRI - 40000 Hours - E26 (Medium) - 120 to 130V Sylvania - 78352 - LED16.5PAR38/HD/DIM/927/WSP15 | 2700 | 92 | 1230 | 73.2143 | 25000 | 16.8 | 1 | 25.16 | 25.16 | 29.564 | 2020Q3 | https://shop.regencylighting.com/lamps/led/led16-5par38-hd-dim-927-wsp15-78352.html | Regency Lighting | 2020 | Yes
LED Lighting | Reflector | Sylvania | True | Daylighting/Photocell, | Reflector (Flood/Spot) | PAR38 | E26 (Medium) | Use With Timers,Use With Photo and/or Motion Sensors,Damp Location Rated,Recessed Fixtures Use With Timers,Use With Photo and/or Motion Sensors,Damp Location Rated,Recessed Fixtures Home / Light Bulbs / LED / Sylvania - 78357 - LED16.5PAR38/HD/DIM/930/FL40 Damp Location; Instant On 16.5W PAR38 LED Lamp - Universal - 1350 Lumens - Warm White (3000K) - 91 CRI - 40000 Hours - E26 (Medium) - 120 to 130V Sylvania - 78357 - LED16.5PAR38/HD/DIM/930/FL40 | 3000 | 92 | 1350 | 79.8817 | 25000 | 16.9 | 1 | 25.16 | 25.16 | 29.564 | 2020Q3 | https://shop.regencylighting.com/lamps/led/led16-5par38-hd-dim-930-fl40-78357.html | Regency Lighting | 2020 | Yes
LED Lighting | Reflector | Sylvania | True | Daylighting/Photocell, | Reflector (Flood/Spot) | PAR38 | E26 (Medium) | Use With Timers,Use With Photo and/or Motion Sensors,Damp Location Rated,Recessed Fixtures Use With Timers,Use With Photo and/or Motion Sensors,Damp Location Rated,Recessed Fixtures Home / Light Bulbs / LED / Sylvania - 78356 - LED16.5PAR38/HD/DIM/930/NFL25 Damp Location; Instant On 16.5W PAR38 LED Lamp - Universal - 1350 Lumens - Warm White (3000K) - 91 CRI - 40000 Hours - E26 (Medium) - 120 to 130V Sylvania - 78356 - LED16.5PAR38/HD/DIM/930/NFL25 | 3000 | 92 | 1350 | 79.8817 | 25000 | 16.9 | 1 | 25.16 | 25.16 | 29.564 | 2020Q3 | https://shop.regencylighting.com/lamps/led/led16-5par38-hd-dim-930-nfl25-78356.html | Regency Lighting | 2020 | Yes
LED Lighting | Reflector | Sylvania | True | Daylighting/Photocell, | Reflector (Flood/Spot) | PAR38 | E26 (Medium) | Use With Timers,Use With Photo and/or Motion Sensors,Damp Location Rated,Recessed Fixtures Use With Timers,Use With Photo and/or Motion Sensors,Damp Location Rated,Recessed Fixtures Home / Light Bulbs / LED / Sylvania - 78355 - LED16.5PAR38/HD/DIM/930/WSP15 Damp Location; Instant On 16.5W PAR38 LED Lamp - Universal - 1350 Lumens - Warm White (3000K) - 91 CRI - 40000 Hours - E26 (Medium) - 120 to 130V Sylvania - 78355 - LED16.5PAR38/HD/DIM/930/WSP15 | 3000 | 92 | 1350 | 79.8817 | 25000 | 16.9 | 6 | 150.96 | 25.16 | 29.564 | 2020Q3 | https://shop.regencylighting.com/lamps/led/led16-5par38-hd-dim-930-wsp15-78355.html | Regency Lighting | 2020 | Yes
LED Lighting | Reflector | Sylvania | True | Daylighting/Photocell, | Reflector (Flood/Spot) | PAR38 | E26 (Medium) | Use With Timers,Use With Photo and/or Motion Sensors,Damp Location Rated,Recessed Fixtures Use With Timers,Use With Photo and/or Motion Sensors,Damp Location Rated,Recessed Fixtures Home / Light Bulbs / LED / Sylvania - 78360 - LED16.5PAR38/HD/DIM/935/FL40 Renaissance LED PAR; Damp Location Rated; Energy Star Rated; Indoor or Outdoor Use; Superior Beam Quality - Ideal for Color Critical Applications 16.5W PAR38 LED Lamp - Universal - 1350 Lumens - Neutral White (3500K) - 91 CRI - 40000 Hours - E26 (Medium) - 120 to 130V Sylvania - 78360 - LED16.5PAR38/HD/DIM/935/FL40 | 3500 | 93 | 1350 | 80.3571 | 25000 | 16.8 | 1 | 25.16 | 25.16 | 29.564 | 2020Q3 | https://shop.regencylighting.com/lamps/led/led16-5par38-hd-dim-935-fl40-78360.html | Regency Lighting | 2020 | Yes
LED Lighting | Reflector | Sylvania | True | Daylighting/Photocell, | Reflector (Flood/Spot) | PAR38 | E26 (Medium) | Use With Timers,Use With Photo and/or Motion Sensors,Damp Location Rated,Recessed Fixtures Use With Timers,Use With Photo and/or Motion Sensors,Damp Location Rated,Recessed Fixtures Home / Light Bulbs / LED / Sylvania - 78358 - LED16.5PAR38/HD/DIM/935/WSP15 Damp Location; Instant On 16.5W PAR38 LED Lamp - Universal - 1350 Lumens - Neutral White (3500K) - 91 CRI - 40000 Hours - E26 (Medium) - 120 to 130V Sylvania - 78358 - LED16.5PAR38/HD/DIM/935/WSP15 | 3500 | 93 | 1350 | 80.3571 | 25000 | 16.8 | 1 | 25.16 | 25.16 | 29.564 | 2020Q3 | https://shop.regencylighting.com/lamps/led/led16-5par38-hd-dim-935-wsp15-78358.html | Regency Lighting | 2020 | Yes
LED Lighting | A-Type | Sylvania | False |  | A19/21 | E26 (Medium) | E26 (Medium) | Home / Light Bulbs / LED / LED A-Line / Sylvania - 40222 - LED14A19F83010YVRSRP 6/CS 1/SKU Rough Service; Shatter and Vibration Resistant; Damp Location Rated; Suitable for Use in Totally Enclosed Fixtures 14W A19 LED Lamp - 1500 Lumens - Warm White (3000K) - 80 CRI - 11000 hrs. - E26 (Medium) - 120 to 130V - Frost Sylvania - 40222 - LED14A19F83010YVRSRP 6/CS 1/SKU | 3000 | 80 | 1500 | 107.1429 | 11000 | 14 | 1 | 85.46 | 85.46 | 100.4188 | 2020Q3 | https://shop.regencylighting.com/lamps/led/a-line/led14a19f83010yvrsrp-6-cs-1-sku-40222.html | Regency Lighting | 2020 | Yes
LED Lighting | A-Type | Sylvania | False |  | A19/21 | E26 (Medium) | E26 (Medium) | Home / Light Bulbs / LED / LED A-Line / Sylvania - 78098 - LED14A19F83510YVRP 6/CS 1/SKU Damp Location Rated; Not for Use in Totally Enclosed Fixtures 14W A19 LED Lamp - Universal - 1500 Lumens - Neutral White (3500K) - 80 CRI - 11000 Hours - E26 (Medium) - 120 to 130V - Frost Sylvania - 78098 - LED14A19F83510YVRP 6/CS 1/SKU | 3500 | 80 | 1500 | 107.1429 | 11000 | 14 | 6 | 46.38 | 7.73 | 9.083 | 2020Q3 | https://shop.regencylighting.com/lamps/led/a-line/led14a19f83510yvrp-6-cs-1-sku-78098.html | Regency Lighting | 2020 | Yes
LED Lighting | A-Type | Sylvania | False |  | A19/21 | E26 (Medium) | E26 (Medium) | Home / Light Bulbs / LED / LED A-Line / Sylvania - 78102 - LED14A19F83510YVRP4 Damp Location Rated; Not for Use in Totally Enclosed Fixtures 14W A19 LED Lamp - Universal - 1500 Lumens - Neutral White (3500K) - 80 CRI - 11000 Hours - E26 (Medium) - 120 to 130V - Frost Sylvania - 78102 - LED14A19F83510YVRP4 | 3500 | 80 | 1500 | 107.1429 | 11000 | 14 | 1 | 7.73 | 7.73 | 9.083 | 2020Q3 | https://shop.regencylighting.com/lamps/led/a-line/led14a19f83510yvrp4-78102.html | Regency Lighting | 2020 | Yes
LED Lighting | A-Type | Sylvania | False | Daylighting/Photocell, | A19/21 | E26 (Medium) | E26 (Medium) | Home / Light Bulbs / LED / LED A-Line / Sylvania - 79294 - LED14A19F85010YVRP Damp Location Rated; Not for Use in Totally Enclosed Fixtures 14W A19 LED Lamp - Universal - 1500 Lumens - Daylight (5000K) - 80 CRI - 11000 Hours - E26 (Medium) - 120 to 130V - Frost Sylvania - 79294 - LED14A19F85010YVRP | 5000 | 80 | 1500 | 107.1429 | 11000 | 14 | 6 | 46.38 | 7.73 | 9.083 | 2020Q3 | https://shop.regencylighting.com/lamps/led/a-line/led14a19f85010yvrp-79294.html | Regency Lighting | 2020 | Yes
LED Lighting | A-Type | Maxlite | False | Daylighting/Photocell, | A19/21 | E26 (Medium) | E26 (Medium) | Home / Light Bulbs / LED / Maxlite - 102580 - E14A19NDV50 Non-Dimming Value Series; Enclosed Rated; Damp Location Rated 14W A19 LED Lamp - 1500 Lumens - Daylight (5000K) - 80 CRI - 11000 hrs. - E26 (Medium) - 120 to 130V Maxlite - 102580 - E14A19NDV50 | 5000 | 80 | 1500 | 107.1429 | 11000 | 14 | 1 | 3.36 | 3.36 | 3.9481 | 2020Q3 | https://shop.regencylighting.com/lamps/led/e14a19ndv50-mxt.html | Regency Lighting | 2020 | Yes
LED Lighting | Reflector | Sylvania | True |  | Reflector (Flood/Spot) | PAR38 | E26 (Medium) | Wet Location Rated,Recessed Fixtures Wet Location Rated,Recessed Fixtures Home / Light Bulbs / LED / Sylvania - 74941 - LED16PAR38DIM830FL4022YGL3WRP PAR38 LED Lamp 16W PAR38 LED Lamp - Universal - 1300 Lumens - Warm White (3000K) - 82 CRI - 25000 Hours - E26 (Medium) - 120 to 130V Sylvania - 74941 - LED16PAR38DIM830FL4022YGL3WRP | 3000 | 82 | 1300 | 81.25 | 25000 | 16 | 1 | 20.51 | 20.51 | 24.1 | 2020Q3 | https://shop.regencylighting.com/lamps/led/led16par38dim830fl4022ygl3wrp-74941.html | Regency Lighting | 2020 | Yes
LED Lighting | Reflector | Sylvania | True |  | Reflector (Flood/Spot) | PAR38 | E26 (Medium) | Wet Location Rated,Recessed Fixtures Wet Location Rated,Recessed Fixtures Home / Light Bulbs / LED / Sylvania - 74940 - LED16PAR38DIM830NFL2522YGL3WRP PAR38 LED Lamp 16W PAR38 LED Lamp - Universal - 1300 Lumens - Warm White (3000K) - 82 CRI - 25000 Hours - E26 (Medium) - 120 to 130V Sylvania - 74940 - LED16PAR38DIM830NFL2522YGL3WRP | 3000 | 82 | 1300 | 81.25 | 25000 | 16 | 1 | 20.51 | 20.51 | 24.1 | 2020Q3 | https://shop.regencylighting.com/lamps/led/led16par38dim830nfl2522ygl3wrp-74940.html | Regency Lighting | 2020 | Yes
LED Lighting | Reflector | Sylvania | True | Daylighting/Photocell, | Reflector (Flood/Spot) | PAR38 | E26 (Medium) | Wet Location Rated,Recessed Fixtures Wet Location Rated,Recessed Fixtures Home / Light Bulbs / LED / Sylvania - 74950 - LED16PAR38DIM850FL4013YGLWRP Glass PAR Lamp; Enclosed Fixture Rated; Wet Location Rated; Food Safe Listed; Energy Star Rated 16W PAR38 LED Lamp - Universal - 1300 Lumens - Daylight (5000K) - 82 CRI - 15000 hrs. - E26 (Medium) - 120 to 130V Sylvania - 74950 - LED16PAR38DIM850FL4013YGLWRP | 5000 | 87 | 1300 | 81.25 | 15000 | 16 | 1 | 19.01 | 19.01 | 22.3375 | 2020Q3 | https://shop.regencylighting.com/lamps/led/led16par38dim850fl4013yglwrp-74950.html | Regency Lighting | 2020 | Yes
LED Lighting | A-Type | Sylvania | False |  | A19/21 | E26 (Medium) | E26 (Medium) | Home / Light Bulbs / LED / Sylvania - 74738 - LED14A19/F/830/10YV/RP Damp Location Rated; Not for Use in Totally Enclosed Fixtures 14W A19 LED Lamp - Universal - 1500 Lumens - Warm White (3000K) - 80 CRI - 11000 Hours - E26 (Medium) - 120 to 130V - Frost Sylvania - 74738 - LED14A19/F/830/10YV/RP | 3000 | 80 | 1500 | 107.1429 | 11000 | 14 | 1 | 7.73 | 7.73 | 9.083 | 2020Q3 | https://shop.regencylighting.com/lamps/led/led14a19-f-830-10yv-rp-74738.html | Regency Lighting | 2020 | Yes
LED Lighting | A-Type | Sylvania | False |  | A19/21 | E26 (Medium) | E26 (Medium) | Home / Light Bulbs / LED / Sylvania - 79292 - LED14A19F82710YVRP Damp Location Rated; Not for Use in Totally Enclosed Fixtures 14W A19 LED Lamp - Universal - 1500 Lumens - Warm White (2700K) - 80 CRI - 11000 Hours - E26 (Medium) - 120 to 130V - Frost Sylvania - 79292 - LED14A19F82710YVRP | 2700 | 80 | 1500 | 107.1429 | 11000 | 14 | 6 | 46.38 | 7.73 | 9.083 | 2020Q3 | https://shop.regencylighting.com/lamps/led/led14a19f82710yvrp-79292.html | Regency Lighting | 2020 | Yes
LED Lighting | A-Type | Sylvania | False |  | A19/21 | E26 (Medium) | E26 (Medium) | Home / Light Bulbs / LED / Sylvania - 40222 - LED14A19F83010YVRSRP 6/CS 1/SKU Rough Service; Shatter and Vibration Resistant; Damp Location Rated; Suitable for Use in Totally Enclosed Fixtures 14W A19 LED Lamp - 1500 Lumens - Warm White (3000K) - 80 CRI - 11000 hrs. - E26 (Medium) - 120 to 130V - Frost Sylvania - 40222 - LED14A19F83010YVRSRP 6/CS 1/SKU | 3000 | 80 | 1500 | 107.1429 | 11000 | 14 | 1 | 85.46 | 85.46 | 100.4188 | 2020Q3 | https://shop.regencylighting.com/lamps/led/led14a19f83010yvrsrp-6-cs-1-sku-40222.html | Regency Lighting | 2020 | Yes
LED Lighting | A-Type | Sylvania | False |  | A19/21 | E26 (Medium) | E26 (Medium) | Home / Light Bulbs / LED / Sylvania - 78098 - LED14A19F83510YVRP 6/CS 1/SKU Damp Location Rated; Not for Use in Totally Enclosed Fixtures 14W A19 LED Lamp - Universal - 1500 Lumens - Neutral White (3500K) - 80 CRI - 11000 Hours - E26 (Medium) - 120 to 130V - Frost Sylvania - 78098 - LED14A19F83510YVRP 6/CS 1/SKU | 3500 | 80 | 1500 | 107.1429 | 11000 | 14 | 6 | 46.38 | 7.73 | 9.083 | 2020Q3 | https://shop.regencylighting.com/lamps/led/led14a19f83510yvrp-6-cs-1-sku-78098.html | Regency Lighting | 2020 | Yes
LED Lighting | A-Type | Sylvania | False |  | A19/21 | E26 (Medium) | E26 (Medium) | Home / Light Bulbs / LED / Sylvania - 78102 - LED14A19F83510YVRP4 Damp Location Rated; Not for Use in Totally Enclosed Fixtures 14W A19 LED Lamp - Universal - 1500 Lumens - Neutral White (3500K) - 80 CRI - 11000 Hours - E26 (Medium) - 120 to 130V - Frost Sylvania - 78102 - LED14A19F83510YVRP4 | 3500 | 80 | 1500 | 107.1429 | 11000 | 14 | 1 | 7.73 | 7.73 | 9.083 | 2020Q3 | https://shop.regencylighting.com/lamps/led/led14a19f83510yvrp4-78102.html | Regency Lighting | 2020 | Yes
LED Lighting | Reflector | TCP |  |  | Reflector (Flood/Spot) | BR40 | E26 (Medium) | Damp Location Rated,Recessed Fixtures Damp Location Rated,Recessed Fixtures Home / Light Bulbs / LED / TCP - LED17BR4027K E26 LED Lamp 17W BR40 LED Lamp - Warm White (2700K) - E26 (Medium) TCP - LED17BR4027K | 2700 | 83 | 1200 | 70.5882 | 25000 | 17 | 1 | 13.62 | 13.62 | 16.004 | 2020Q3 | https://shop.regencylighting.com/lamps/led/led17br4027k-tcp.html | Regency Lighting | 2020 | Yes
LED Lighting | Reflector | TCP |  |  | Reflector (Flood/Spot) | BR40 | E26 (Medium) | Damp Location Rated,Recessed Fixtures Damp Location Rated,Recessed Fixtures Home / Light Bulbs / LED / TCP - LED17BR4030K E26 LED Lamp 17W BR40 LED Lamp - Warm White (3000K) - E26 (Medium) TCP - LED17BR4030K | 3000 | 84 | 1250 | 73.5294 | 25000 | 17 | 1 | 13.62 | 13.62 | 16.004 | 2020Q3 | https://shop.regencylighting.com/lamps/led/led17br4030k-tcp.html | Regency Lighting | 2020 | Yes
LED Lighting | Reflector | TCP |  |  | Reflector (Flood/Spot) | BR40 | E26 (Medium) | Damp Location Rated,Recessed Fixtures Damp Location Rated,Recessed Fixtures Home / Light Bulbs / LED / TCP - LED17BR4041K E12 LED Lamp 17W BR40 LED Lamp - Cool White (4100K) - E12 (Candelabra) TCP - LED17BR4041K | 4000 | 82 | 1300 | 76.4706 | 25000 | 17 | 1 | 13.62 | 13.62 | 16.004 | 2020Q3 | https://shop.regencylighting.com/lamps/led/led17br4041k-tcp.html | Regency Lighting | 2020 | Yes
LED Lighting | Reflector | TCP | True |  | Reflector (Flood/Spot) | BR40 | E26 (Medium) | Damp Location Rated,Recessed Fixtures Damp Location Rated,Recessed Fixtures Home / Light Bulbs / LED / TCP - LED17BR40D27K Damp Location 17W BR40 LED Lamp - Universal - 1200 Lumens - Warm White (2700K) - 82 CRI - 25000 Hours - E26 (Medium) - 120 to 130V - White TCP - LED17BR40D27K | 2700 | 83 | 1400 | 82.3529 | 25000 | 17 | 12 | 86.76 | 7.23 | 8.4955 | 2020Q3 | https://shop.regencylighting.com/lamps/led/led17br40d27k-tcp.html | Regency Lighting | 2020 | Yes
LED Lighting | Reflector | TCP | True |  | Reflector (Flood/Spot) | BR40 | E26 (Medium) | Damp Location Rated,Recessed Fixtures Damp Location Rated,Recessed Fixtures Home / Light Bulbs / LED / TCP - LED17BR40D30K Damp Location 17W BR40 LED Lamp - Universal - 1250 Lumens - Warm White (3000K) - 82 CRI - 25000 Hours - E26 (Medium) - 120 to 130V - White TCP - LED17BR40D30K | 3000 | 84 | 1400 | 82.3529 | 25000 | 17 | 12 | 86.76 | 7.23 | 8.4955 | 2020Q3 | https://shop.regencylighting.com/lamps/led/led17br40d30k-tcp.html | Regency Lighting | 2020 | Yes
LED Lighting | Reflector | TCP | True |  | Reflector (Flood/Spot) | BR40 | E26 (Medium) | Damp Location Rated,Recessed Fixtures Damp Location Rated,Recessed Fixtures Home / Light Bulbs / LED / TCP - LED17BR40D41K Damp Location 17W BR40 LED Lamp - Universal - 1300 Lumens - Cool White (4100K) - 82 CRI - 25000 Hours - E26 (Medium) - 120 to 130V - White TCP - LED17BR40D41K | 4000 | 85 | 1400 | 82.3529 | 25000 | 17 | 12 | 86.76 | 7.23 | 8.4955 | 2020Q3 | https://shop.regencylighting.com/lamps/led/led17br40d41k-tcp.html | Regency Lighting | 2020 | Yes
LED Lighting | Reflector | TCP | True | Daylighting/Photocell, | Reflector (Flood/Spot) | BR40 | E26 (Medium) | Damp Location Rated,Recessed Fixtures Damp Location Rated,Recessed Fixtures Home / Light Bulbs / LED / TCP - LED17BR40D50K Damp Location 17W BR40 LED Lamp - Universal - 1350 Lumens - Daylight (5000K) - 82 CRI - 25000 Hours - E26 (Medium) - 120 to 130V - White TCP - LED17BR40D50K | 5000 | 86 | 1400 | 82.3529 | 25000 | 17 | 12 | 86.76 | 7.23 | 8.4955 | 2020Q3 | https://shop.regencylighting.com/lamps/led/led17br40d50k-tcp.html | Regency Lighting | 2020 | Yes
LED Lighting | Reflector | TCP | True |  | Reflector (Flood/Spot) | PAR38 | E26 (Medium) | Wet Location Rated,Recessed Fixtures Wet Location Rated,Recessed Fixtures Home / Light Bulbs / LED / TCP - LED17HOP38D27KFL Damp Location 17W PAR38 LED Lamp - Universal - 1500 Lumens - Warm White (2700K) - 80 CRI - 25000 Hours - E26 (Medium) - 120 to 130V - White TCP - LED17HOP38D27KFL | 2700 | 84 | 1800 | 97.2973 | 25000 | 18.5 | 1 | 22 | 22 | 25.8509 | 2020Q3 | https://shop.regencylighting.com/lamps/led/led17hop38d27kfl-tcp.html | Regency Lighting | 2020 | Yes
LED Lighting | Reflector | TCP | True |  | Reflector (Flood/Spot) | PAR38 | E26 (Medium) | Wet Location Rated,Recessed Fixtures Wet Location Rated,Recessed Fixtures Home / Light Bulbs / LED / TCP - LED17HOP38D27KNFL Damp Location 17W PAR38 LED Lamp - Universal - 1500 Lumens - Warm White (2700K) - 80 CRI - 25000 Hours - E26 (Medium) - 120 to 130V - White TCP - LED17HOP38D27KNFL | 2700 | 84 | 1800 | 97.2973 | 25000 | 18.5 | 1 | 22 | 22 | 25.8509 | 2020Q3 | https://shop.regencylighting.com/lamps/led/led17hop38d27knfl-tcp.html | Regency Lighting | 2020 | Yes
LED Lighting | Reflector | TCP | True |  | Reflector (Flood/Spot) | PAR38 | E26 (Medium) | Wet Location Rated,Recessed Fixtures Wet Location Rated,Recessed Fixtures Home / Light Bulbs / LED / TCP - LED17HOP38D30KFL PAR38 LED Lamp 17W PAR38 LED Lamp - Universal - 1700 Lumens - Warm White (3000K) - 80 CRI - 25000 Hours - E26 (Medium) - 120 to 130V - White TCP - LED17HOP38D30KFL | 3000 | 83 | 1825 | 98.6486 | 25000 | 18.5 | 1 | 22 | 22 | 25.8509 | 2020Q3 | https://shop.regencylighting.com/lamps/led/led17hop38d30kfl-tcp.html | Regency Lighting | 2020 | Yes
LED Lighting | Reflector | TCP | True |  | Reflector (Flood/Spot) | PAR38 | E26 (Medium) | Wet Location Rated,Recessed Fixtures Wet Location Rated,Recessed Fixtures Home / Light Bulbs / LED / TCP - LED17HOP38D30KNFL PAR38 LED Lamp 17W PAR38 LED Lamp - Universal - 1700 Lumens - Warm White (3000K) - 80 CRI - 25000 Hours - E26 (Medium) - 120 to 130V - White TCP - LED17HOP38D30KNFL | 3000 | 83 | 1825 | 98.6486 | 25000 | 18.5 | 1 | 22 | 22 | 25.8509 | 2020Q3 | https://shop.regencylighting.com/lamps/led/led17hop38d30knfl-tcp.html | Regency Lighting | 2020 | Yes
LED Lighting | Reflector | TCP | True |  | Reflector (Flood/Spot) | PAR38 | E26 (Medium) | Damp Location Rated,Recessed Fixtures Damp Location Rated,Recessed Fixtures Home / Light Bulbs / LED / TCP - LED17HOP38D30KNFL95 PAR38 LED Lamp 17W PAR38 LED Lamp - Universal - 1300 Lumens - Warm White (3000K) - 90 CRI - 25000 Hours - E26 (Medium) - 120 to 130V - White TCP - LED17HOP38D30KNFL95 | 3000 | 93 | 1300 | 75.1445 | 25000 | 17.3 | 1 | 24.19 | 24.19 | 28.4242 | 2020Q3 | https://shop.regencylighting.com/lamps/led/led17hop38d30knfl95-tcp.html | Regency Lighting | 2020 | Yes
LED Lighting | Reflector | TCP | True |  | Reflector (Flood/Spot) | PAR38 | E26 (Medium) | Wet Location Rated,Recessed Fixtures Wet Location Rated,Recessed Fixtures Home / Light Bulbs / LED / TCP - LED17HOP38D30KSP PAR38 LED Lamp 17W PAR38 LED Lamp - Universal - 1700 Lumens - Warm White (3000K) - 80 CRI - 25000 Hours - E26 (Medium) - 120 to 130V - White TCP - LED17HOP38D30KSP | 3000 | 83 | 1825 | 98.6486 | 25000 | 18.5 | 1 | 22 | 22 | 25.8509 | 2020Q3 | https://shop.regencylighting.com/lamps/led/led17hop38d30ksp-tcp.html | Regency Lighting | 2020 | Yes
LED Lighting | Reflector | TCP | True |  | Reflector (Flood/Spot) | PAR38 | E26 (Medium) | Wet Location Rated,Recessed Fixtures Wet Location Rated,Recessed Fixtures Home / Light Bulbs / LED / TCP - LED17HOP38D30KSP95 PAR38 LED Designer Lamp 17W PAR38 LED Lamp - Universal - 1300 Lumens - Warm White (3000K) - 90 CRI - 25000 Hours - E26 (Medium) - 120 to 130V - White TCP - LED17HOP38D30KSP95 | 3000 | 83 | 1825 | 98.6486 | 25000 | 18.5 | 1 | 24.19 | 24.19 | 28.4242 | 2020Q3 | https://shop.regencylighting.com/lamps/led/led17hop38d30ksp95-tcp.html | Regency Lighting | 2020 | Yes
LED Lighting | Reflector | TCP | True | Daylighting/Photocell, | Reflector (Flood/Spot) | PAR38 | E26 (Medium) | Wet Location Rated,Recessed Fixtures Wet Location Rated,Recessed Fixtures Home / Light Bulbs / LED / TCP - LED17HOP38D50KFL PAR38 LED Lamp 17W PAR38 LED Lamp - Universal - 1800 Lumens - Daylight (5000K) - 80 CRI - 25000 Hours - E26 (Medium) - 120 to 130V - White TCP - LED17HOP38D50KFL | 5000 | 82 | 2000 | 108.1081 | 25000 | 18.5 | 1 | 22 | 22 | 25.8509 | 2020Q3 | https://shop.regencylighting.com/lamps/led/led17hop38d50kfl-tcp.html | Regency Lighting | 2020 | Yes
LED Lighting | Reflector | TCP | True |  | Reflector (Flood/Spot) | PAR38 | E26 (Medium) | Wet Location Rated,Recessed Fixtures Wet Location Rated,Recessed Fixtures Home / Light Bulbs / LED / TCP - LED17P38D27KFL Damp Location 17W PAR38 LED Lamp - Universal - 1200 Lumens - Warm White (2700K) - 82 CRI - 25000 Hours - E26 (Medium) - 120 to 130V - White TCP - LED17P38D27KFL | 2700 | 84 | 1200 | 80 | 25000 | 15 | 12 | 219.96 | 18.33 | 21.5385 | 2020Q3 | https://shop.regencylighting.com/lamps/led/led17p38d27kfl-tcp.html | Regency Lighting | 2020 | Yes
LED Lighting | Reflector | TCP | True |  | Reflector (Flood/Spot) | PAR38 | E26 (Medium) | Wet Location Rated,Recessed Fixtures Wet Location Rated,Recessed Fixtures Home / Light Bulbs / LED / TCP - LED17P38D27KFLB Black Housing; Damp Location Rated 17W PAR38 LED Lamp - Universal - 1200 Lumens - Warm White (2700K) - 80 CRI - 25000 Hours - E26 (Medium) - 120 to 130V - Black TCP - LED17P38D27KFLB | 2700 | 84 | 1200 | 80 | 25000 | 15 | 12 | 243.48 | 20.29 | 23.8415 | 2020Q3 | https://shop.regencylighting.com/lamps/led/led17p38d27kflb-tcp.html | Regency Lighting | 2020 | Yes
LED Lighting | Reflector | TCP | True |  | Reflector (Flood/Spot) | PAR38 | E26 (Medium) | Wet Location Rated,Recessed Fixtures Wet Location Rated,Recessed Fixtures Home / Light Bulbs / LED / TCP - LED17P38D27KNFL Damp Location 17W PAR38 LED Lamp - Universal - 1200 Lumens - Warm White (2700K) - 82 CRI - 25000 Hours - E26 (Medium) - 120 to 130V - White TCP - LED17P38D27KNFL | 2700 | 84 | 1200 | 80 | 25000 | 15 | 12 | 219.96 | 18.33 | 21.5385 | 2020Q3 | https://shop.regencylighting.com/lamps/led/led17p38d27knfl-tcp.html | Regency Lighting | 2020 | Yes
LED Lighting | Reflector | TCP | True |  | Reflector (Flood/Spot) | PAR38 | E26 (Medium) | Damp Location Rated,Recessed Fixtures Damp Location Rated,Recessed Fixtures Home / Light Bulbs / LED / TCP - LED17P38D27KNFL95 Damp Location 17W PAR38 LED Lamp - Universal - 1050 Lumens - Warm White (2700K) - 90 CRI - 25000 Hours - E26 (Medium) - 120 to 130V - White TCP - LED17P38D27KNFL95 | 2700 | 93 | 1310 | 74.8571 | 25000 | 17.5 | 1 | 20.29 | 20.29 | 23.8415 | 2020Q3 | https://shop.regencylighting.com/lamps/led/led17p38d27knfl95-tcp.html | Regency Lighting | 2020 | Yes
LED Lighting | Reflector | TCP | True |  | Reflector (Flood/Spot) | PAR38 | E26 (Medium) | Wet Location Rated,Recessed Fixtures Wet Location Rated,Recessed Fixtures Home / Light Bulbs / LED / TCP - LED17P38D27KSP PAR38 LED Lamp 17W PAR38 LED Lamp - Universal - 1200 Lumens - Warm White (2700K) - 82 CRI - 25000 Hours - E26 (Medium) - 120 to 130V - White TCP - LED17P38D27KSP | 2700 | 84 | 1200 | 80 | 25000 | 15 | 1 | 18.33 | 18.33 | 21.5385 | 2020Q3 | https://shop.regencylighting.com/lamps/led/led17p38d27ksp-tcp.html | Regency Lighting | 2020 | Yes
LED Lighting | Reflector | TCP | True |  | Reflector (Flood/Spot) | PAR38 | E26 (Medium) | Wet Location Rated,Recessed Fixtures Wet Location Rated,Recessed Fixtures Home / Light Bulbs / LED / TCP - LED17P38D27KSP95 Damp Location 17W PAR38 LED Lamp - Universal - 1050 Lumens - Warm White (2700K) - 90 CRI - 25000 Hours - E26 (Medium) - 120 to 130V - White TCP - LED17P38D27KSP95 | 2700 | 84 | 1200 | 80 | 25000 | 15 | 1 | 20.29 | 20.29 | 23.8415 | 2020Q3 | https://shop.regencylighting.com/lamps/led/led17p38d27ksp95-tcp.html | Regency Lighting | 2020 | Yes
LED Lighting | Reflector | TCP | True |  | Reflector (Flood/Spot) | PAR38 | E26 (Medium) | Wet Location Rated,Recessed Fixtures Wet Location Rated,Recessed Fixtures Home / Light Bulbs / LED / TCP - LED17P38D30KFL Damp Location 17W PAR38 LED Lamp - Universal - 1250 Lumens - Warm White (3000K) - 82 CRI - 25000 Hours - E26 (Medium) - 120 to 130V - White TCP - LED17P38D30KFL | 3000 | 84 | 1200 | 80 | 25000 | 15 | 12 | 219.96 | 18.33 | 21.5385 | 2020Q3 | https://shop.regencylighting.com/lamps/led/led17p38d30kfl-tcp.html | Regency Lighting | 2020 | Yes
LED Lighting | Reflector | TCP | True |  | Reflector (Flood/Spot) | PAR38 | E26 (Medium) | Wet Location Rated,Recessed Fixtures Wet Location Rated,Recessed Fixtures Home / Light Bulbs / LED / TCP - LED17P38D30KNFL Damp Location 17W PAR38 LED Lamp - Universal - 1250 Lumens - Warm White (3000K) - 82 CRI - 25000 Hours - E26 (Medium) - 120 to 130V - White TCP - LED17P38D30KNFL | 3000 | 84 | 1200 | 80 | 25000 | 15 | 12 | 219.96 | 18.33 | 21.5385 | 2020Q3 | https://shop.regencylighting.com/lamps/led/led17p38d30knfl-tcp.html | Regency Lighting | 2020 | Yes
LED Lighting | Reflector | TCP | True |  | Reflector (Flood/Spot) | PAR38 | E26 (Medium) | Damp Location Rated,Recessed Fixtures Damp Location Rated,Recessed Fixtures Home / Light Bulbs / LED / TCP - LED17P38D30KNFL95 Damp Location 17W PAR38 LED Lamp - Universal - 1050 Lumens - Warm White (3000K) - 90 CRI - 25000 Hours - E26 (Medium) - 120 to 130V - White TCP - LED17P38D30KNFL95 | 3000 | 94 | 1320 | 75.8621 | 25000 | 17.4 | 12 | 243.48 | 20.29 | 23.8415 | 2020Q3 | https://shop.regencylighting.com/lamps/led/led17p38d30knfl95-tcp.html | Regency Lighting | 2020 | Yes
LED Lighting | Reflector | TCP | True |  | Reflector (Flood/Spot) | PAR38 | E26 (Medium) | Wet Location Rated,Recessed Fixtures Wet Location Rated,Recessed Fixtures Home / Light Bulbs / LED / TCP - LED17P38D30KNFLB Black Housing; Energy Star Certified; Damp Location Rated 17W PAR38 LED Lamp - Universal - 1250 Lumens - Warm White (3000K) - 80 CRI - 25000 Hours - E26 (Medium) - 120 to 130V - Black TCP - LED17P38D30KNFLB | 3000 | 84 | 1200 | 80 | 25000 | 15 | 1 | 20.29 | 20.29 | 23.8415 | 2020Q3 | https://shop.regencylighting.com/lamps/led/led17p38d30knflb-tcp.html | Regency Lighting | 2020 | Yes
LED Lighting | Reflector | TCP | True |  | Reflector (Flood/Spot) | PAR38 | E26 (Medium) | Wet Location Rated,Recessed Fixtures Wet Location Rated,Recessed Fixtures Home / Light Bulbs / LED / TCP - LED17P38D30KSP Damp Location 17W PAR38 LED Lamp - Universal - 1250 Lumens - Warm White (3000K) - 82 CRI - 25000 Hours - E26 (Medium) - 120 to 130V - White TCP - LED17P38D30KSP | 3000 | 84 | 1200 | 80 | 25000 | 15 | 1 | 18.33 | 18.33 | 21.5385 | 2020Q3 | https://shop.regencylighting.com/lamps/led/led17p38d30ksp-tcp.html | Regency Lighting | 2020 | Yes
LED Lighting | Reflector | TCP | True |  | Reflector (Flood/Spot) | PAR38 | E26 (Medium) | Wet Location Rated,Recessed Fixtures Wet Location Rated,Recessed Fixtures Home / Light Bulbs / LED / TCP - LED17P38D35KNFL E26 LED Lamp 17W PAR38 LED Lamp - Universal - 1275 Lumens - Neutral White (3500K) - 80 CRI - 25000 Hours - E26 (Medium) - 120 to 130V - White TCP - LED17P38D35KNFL | 3500 | 85 | 1200 | 80 | 25000 | 15 | 1 | 18.33 | 18.33 | 21.5385 | 2020Q3 | https://shop.regencylighting.com/lamps/led/led17p38d35knfl-tcp.html | Regency Lighting | 2020 | Yes
LED Lighting | Reflector | TCP | True |  | Reflector (Flood/Spot) | PAR38 | E26 (Medium) | Wet Location Rated,Recessed Fixtures Wet Location Rated,Recessed Fixtures Home / Light Bulbs / LED / TCP - LED17P38D41KFL Damp Location 17W PAR38 LED Lamp - Universal - 1300 Lumens - Cool White (4100K) - 82 CRI - 25000 Hours - E26 (Medium) - 120 to 130V - White TCP - LED17P38D41KFL | 4000 | 85 | 1200 | 80 | 25000 | 15 | 12 | 219.96 | 18.33 | 21.5385 | 2020Q3 | https://shop.regencylighting.com/lamps/led/led17p38d41kfl-tcp.html | Regency Lighting | 2020 | Yes
LED Lighting | Reflector | TCP | True |  | Reflector (Flood/Spot) | PAR38 | E26 (Medium) | Wet Location Rated,Recessed Fixtures Wet Location Rated,Recessed Fixtures Home / Light Bulbs / LED / TCP - LED17P38D41KFLB PAR38 LED Lamp 17W PAR38 LED Lamp - Universal - 1300 Lumens - Cool White (4100K) - 80 CRI - 25000 Hours - E26 (Medium) - 120 to 130V - Black TCP - LED17P38D41KFLB | 4000 | 85 | 1200 | 80 | 25000 | 15 | 1 | 19.1 | 19.1 | 22.4432 | 2020Q3 | https://shop.regencylighting.com/lamps/led/led17p38d41kflb-tcp.html | Regency Lighting | 2020 | Yes
LED Lighting | Reflector | TCP | True |  | Reflector (Flood/Spot) | PAR38 | E26 (Medium) | Wet Location Rated,Recessed Fixtures Wet Location Rated,Recessed Fixtures Home / Light Bulbs / LED / TCP - LED17P38D41KNFL Damp Location 17W PAR38 LED Lamp - Universal - 1300 Lumens - Cool White (4100K) - 82 CRI - 25000 Hours - E26 (Medium) - 120 to 130V - White TCP - LED17P38D41KNFL | 4000 | 85 | 1200 | 80 | 25000 | 15 | 12 | 219.96 | 18.33 | 21.5385 | 2020Q3 | https://shop.regencylighting.com/lamps/led/led17p38d41knfl-tcp.html | Regency Lighting | 2020 | Yes
LED Lighting | Reflector | TCP | True |  | Reflector (Flood/Spot) | PAR38 | E26 (Medium) | Wet Location Rated,Recessed Fixtures Wet Location Rated,Recessed Fixtures Home / Light Bulbs / LED / TCP - LED17P38D41KSP Damp Location 17W PAR38 LED Lamp - Universal - 1300 Lumens - Cool White (4100K) - 82 CRI - 25000 Hours - E26 (Medium) - 120 to 130V - White TCP - LED17P38D41KSP | 4000 | 85 | 1200 | 80 | 25000 | 15 | 1 | 18.33 | 18.33 | 21.5385 | 2020Q3 | https://shop.regencylighting.com/lamps/led/led17p38d41ksp-tcp.html | Regency Lighting | 2020 | Yes
LED Lighting | Reflector | TCP | True | Daylighting/Photocell, | Reflector (Flood/Spot) | PAR38 | E26 (Medium) | Wet Location Rated,Recessed Fixtures Wet Location Rated,Recessed Fixtures Home / Light Bulbs / LED / TCP - LED17P38D50KFL PAR38 LED Lamp 17W PAR38 LED Lamp - Universal - 1300 Lumens - Daylight (5000K) - 82 CRI - 25000 Hours - E26 (Medium) - 120 to 130V TCP - LED17P38D50KFL | 5000 | 84 | 1200 | 80 | 25000 | 15 | 1 | 18.33 | 18.33 | 21.5385 | 2020Q3 | https://shop.regencylighting.com/lamps/led/led17p38d50kfl-tcp.html | Regency Lighting | 2020 | Yes
LED Lighting | Reflector | Sylvania | True |  | Reflector (Flood/Spot) | PAR38 | E26 (Medium) | Damp Location Rated,Recessed Fixtures Damp Location Rated,Recessed Fixtures Home / Light Bulbs / LED / Sylvania - 78451 - LED17PAR38/PRO/830/WSP15/P3MTO Indoor/Outdoor Damp Rated; Energy Star Rated 17W PAR38 LED Lamp - Universal - 1275 Lumens - Warm White (3000K) - 84 CRI - 25000 Hours - E26 (Medium) - 120 to 130V Sylvania - 78451 - LED17PAR38/PRO/830/WSP15/P3MTO | 3000 | 84 | 1298 | 79.6319 | 25000 | 16.3 | 6 | 1139.4 | 189.9 | 223.1398 | 2020Q3 | https://shop.regencylighting.com/lamps/led/led17par38-pro-830-wsp15-p3mto-78451.html | Regency Lighting | 2020 | No
LED Lighting | Reflector | Sylvania | True |  | Reflector (Flood/Spot) | PAR38 | E26 (Medium) | Damp Location Rated,Recessed Fixtures Damp Location Rated,Recessed Fixtures Home / Light Bulbs / LED / Sylvania - 78473 - LED17PAR38/PRO/940/FL40/P3MTO PAR38 LED Lamp 17W PAR38 LED Lamp - Universal - 1150 Lumens - Cool White (4000K) - 94 CRI - 25000 Hours - E26 (Medium) - 120 to 130V Sylvania - 78473 - LED17PAR38/PRO/940/FL40/P3MTO | 4000 | 96 | 1150 | 70.5521 | 25000 | 16.3 | 1 | 341.81 | 341.81 | 401.64 | 2020Q3 | https://shop.regencylighting.com/lamps/led/led17par38-pro-940-fl40-p3mto-78473.html | Regency Lighting | 2020 | No
LED Lighting | Reflector | Sylvania | True | Daylighting/Photocell, | Reflector (Flood/Spot) | PAR38 | E26 (Medium) | Damp Location Rated,Wet Location Rated,Recessed Fixtures Damp Location Rated,Wet Location Rated,Recessed Fixtures Home / Light Bulbs / LED / Sylvania - 74068 - LED17PAR38DIM850FL40GL1WRP Indoor/Outdoor Wet Rated; Energy Star Rated 17W PAR38 LED Lamp - Universal - 1300 Lumens - Daylight (5000K) - 82 CRI - 25000 Hours - E26 (Medium) - 120 to 130V Sylvania - 74068 - LED17PAR38DIM850FL40GL1WRP | 5000 | 82 | 1300 | 76.4706 | 25000 | 17 | 6 | 1822.98 | 303.83 | 357.012 | 2020Q3 | https://shop.regencylighting.com/lamps/led/led17par38dim850fl40gl1wrp-74068.html | Regency Lighting | 2020 | No
LED Lighting | Reflector | Sylvania | True | Daylighting/Photocell, | Reflector (Flood/Spot) | PAR38 | E26 (Medium) | Use With Timers,Use With Photo and/or Motion Sensors,Damp Location Rated,Recessed Fixtures Use With Timers,Use With Photo and/or Motion Sensors,Damp Location Rated,Recessed Fixtures Home / Light Bulbs / LED / Sylvania - 78476 - LED18PAR38/DIM/835/SP12/P3MTO PAR38 LED Lamp 18W PAR38 LED Lamp - Universal - 1275 Lumens - Neutral White (3500K) - 82 CRI - 50000 Hours - E26 (Medium) - 120 to 130V Sylvania - 78476 - LED18PAR38/DIM/835/SP12/P3MTO | 3500 | 84 | 1275 | 70.8333 | 25000 | 18 | 1 | 189.9 | 189.9 | 223.1398 | 2020Q3 | https://shop.regencylighting.com/lamps/led/led18par38-dim-835-sp12-p3mto-78476.html | Regency Lighting | 2020 | No
LED Lighting | Reflector | Sylvania | False | Daylighting/Photocell, | Reflector (Flood/Spot) | PAR30L | E26 (Medium) | Use With Timers,Use With Photo and/or Motion Sensors,Damp Location Rated,Wet Location Rated,Recessed Fixtures Use With Timers,Use With Photo and/or Motion Sensors,Damp Location Rated,Wet Location Rated,Recessed Fixtures Home / Light Bulbs / LED / Sylvania - 79362 - LED19PAR30LN/HO/830/SP15/W/UNV Indoor/Outdoor Wet Rated; Energy Star Rated 19W PAR30 Long Neck LED Lamp - Universal - 1800 Lumens - Warm White (3000K) - 81 CRI - 25000 Hours - E26 (Medium) - 120 to 130V Sylvania - 79362 - LED19PAR30LN/HO/830/SP15/W/UNV | 3000 | 83 | 1847 | 97.2105 | 25000 | 19 | 6 | 225.18 | 37.53 | 44.0992 | 2020Q3 | https://shop.regencylighting.com/lamps/led/led19par30ln-ho-830-sp15-w-unv-79362.html | Regency Lighting | 2020 | Yes
LED Lighting | Reflector | Sylvania | True |  | Reflector (Flood/Spot) | PAR30L | E26 (Medium) | Damp Location Rated,Recessed Fixtures Damp Location Rated,Recessed Fixtures Home / Light Bulbs / LED / Sylvania - 79361 - LED19PAR30LNHODIM830SP15W120 Indoor/Outdoor Wet Rated; Energy Star Rated 19W PAR30 Long Neck LED Lamp - Universal - 1800 Lumens - Warm White (3000K) - 81 CRI - 25000 Hours - E26 (Medium) - 120 to 130V Sylvania - 79361 - LED19PAR30LNHODIM830SP15W120 | 3000 | 82 | 1800 | 94.7368 | 25000 | 19 | 6 | 225.18 | 37.53 | 44.0992 | 2020Q3 | https://shop.regencylighting.com/lamps/led/led19par30lnhodim830sp15w120-79361.html | Regency Lighting | 2020 | Yes
LED Lighting | A-Type | Sylvania | False | Daylighting/Photocell, | A19/21 | E26 (Medium) | E26 (Medium) | Home / Light Bulbs / LED / Sylvania - 79294 - LED14A19F85010YVRP Damp Location Rated; Not for Use in Totally Enclosed Fixtures 14W A19 LED Lamp - Universal - 1500 Lumens - Daylight (5000K) - 80 CRI - 11000 Hours - E26 (Medium) - 120 to 130V - Frost Sylvania - 79294 - LED14A19F85010YVRP | 5000 | 80 | 1500 | 107.1429 | 11000 | 14 | 6 | 46.38 | 7.73 | 9.083 | 2020Q3 | https://shop.regencylighting.com/lamps/led/led14a19f85010yvrp-79294.html | Regency Lighting | 2020 | Yes
LED Lighting | A-Type | MaxLite | False |  |  | A-19 | Medium (E26) | LED A-Style Light Bulbs Maxlite non-dimmable 14 watt 2700K warm white A19 LED bulb generates as much light as many 100 watt incandescent bulbs. Suitable for use in enclosed fixtures No lead or mercury means easy and environmentally safe disposal Saves 86 watts in electricity compared to a 100 watt halogen Very long life - Rated to still put out 70% as much light after 11,000 hours of operation as it does when brand new Do not “hot swap” this bulb. Turn off fixture before replacing existing bulb. Suitable for use in enclosed fixtures No lead or mercury means easy and environmentally safe disposal Saves 86 watts in electricity compared to a 100 watt halogen Very long life - Rated to still put out 70% as much light after 11,000 hours of operation as it does when brand new Maxlite Non-Dimmable 14W 2700K A19 LED Bulb, Enclosed Fixture Rated (Pack of 4) | 2700 | 80 | 1500 | 107.1429 | 11000 | 14 | 4 | 10.36 | 2.59 | 3.0434 | 2020Q3 | https://www.bulbs.com/product/E14A19NDV27-4P | Bulbs.com | 2020 | Yes
LED Lighting | A-Type | MaxLite | False |  |  | A-19 | Medium (E26) | LED A-Style Light Bulbs Maxlite non-dimmable 14 watt 3000K soft white A19 LED bulb generates as much light as many 100 watt incandescent bulbs. Suitable for use in enclosed fixtures No lead or mercury means easy and environmentally safe disposal Saves 86 watts in electricity compared to a 100 watt halogen Very long life - Rated to still put out 70% as much light after 11,000 hours of operation as it does when brand new Do not “hot swap” this bulb. Turn off fixture before replacing existing bulb. Suitable for use in enclosed fixtures No lead or mercury means easy and environmentally safe disposal Saves 86 watts in electricity compared to a 100 watt halogen Very long life - Rated to still put out 70% as much light after 11,000 hours of operation as it does when brand new Maxlite Non-Dimmable 14W 3000K A19 LED Bulb, Enclosed Fixture Rated (Pack of 4) | 3000 | 80 | 1500 | 107.1429 | 11000 | 14 | 4 | 10.36 | 2.59 | 3.0434 | 2020Q3 | https://www.bulbs.com/product/E14A19NDV30-4P | Bulbs.com | 2020 | Yes
LED Lighting | Reflector | Sylvania | False | Daylighting/Photocell, | Reflector (Flood/Spot) | PAR30L | E26 (Medium) | Use With Photo and/or Motion Sensors,Damp Location Rated,Wet Location Rated,Recessed Fixtures Use With Photo and/or Motion Sensors,Damp Location Rated,Wet Location Rated,Recessed Fixtures Home / Light Bulbs / LED / Sylvania - 79693 - LED25PAR30LN/HO/830/NFL25/W/UNV 25000 Hour Life 25W PAR30 Long Neck LED Lamp - Universal - 2300 Lumens - Warm White (3000K) - 82 CRI - 25000 Hours - E26 (Medium) - 120 to 130V Sylvania - 79693 - LED25PAR30LN/HO/830/NFL25/W/UNV | 3000 | 82 | 2300 | 92 | 25000 | 25 | 6 | 245.16 | 40.86 | 48.0121 | 2020Q3 | https://shop.regencylighting.com/lamps/led/led25par30ln-ho-830-nfl25-w-unv-79693.html | Regency Lighting | 2020 | Yes
LED Lighting | Reflector | Sylvania | False |  | Reflector (Flood/Spot) | PAR38 | E26 (Medium) | Wet Location Rated,Not Rated for Recessed Fixtures Wet Location Rated,Not Rated for Recessed Fixtures Home / Light Bulbs / LED / Sylvania - 74795 - LED25PAR38HO830SP15WUNV High Output LED PAR Lamp; Wet Location Rated; Enclosed Fixture Rated; 277V Option Allows Compatible Replacement for HID Lamps; Energy Star Rated 25W PAR38 LED Lamp - Universal - 2500 Lumens - Warm White (3000K) - 81 CRI - 25000 hrs. - E26 (Medium) - 120 to 277V (Universal) Sylvania - 74795 - LED25PAR38HO830SP15WUNV | 3000 | 83 | 2500 | 100 | 25000 | 25 | 1 | 40.86 | 40.86 | 48.0121 | 2020Q3 | https://shop.regencylighting.com/lamps/led/led25par38ho830sp15wunv-74795.html | Regency Lighting | 2020 | Yes
LED Lighting | Reflector | Sylvania | True | Daylighting/Photocell, | Reflector (Flood/Spot) | PAR38 | E26 (Medium) | Wet Location Rated,Not Rated for Recessed Fixtures Wet Location Rated,Not Rated for Recessed Fixtures Home / Light Bulbs / LED / Sylvania - 74794 - LED25PAR38HODIM850FL40WRP PAR38 LED Lamp 25W PAR38 LED Lamp - Universal - 2650 Lumens - Daylight (5000K) - 82 CRI - 25000 Hours - E26 (Medium) - 120 to 130V Sylvania - 74794 - LED25PAR38HODIM850FL40WRP | 5000 | 84 | 2650 | 106 | 25000 | 25 | 1 | 40.86 | 40.86 | 48.0121 | 2020Q3 | https://shop.regencylighting.com/lamps/led/led25par38hodim850fl40wrp-74794.html | Regency Lighting | 2020 | Yes
LED Lighting | Decorative | Sylvania | True |  | Decorative | B10 | E12 (Candelabra) | Damp Location Rated Damp Location Rated Home / Light Bulbs / LED / LEDVANCE - 79716 - LED3.5B10CBLUNTDIM827FILBL2 B10 Candelabra Decorative LED Lamp 3.5W B10 LED Lamp - 350 Lumens - Warm White (2700K) - 15000 Hours - E12 (Candelabra) - 120 to 130V - Clear LEDVANCE - 79716 - LED3.5B10CBLUNTDIM827FILBL2 | 2700 | 82 | 350 | 87.5 | 15000 | 4 | 1 | 5.27 | 5.27 | 6.1925 | 2020Q3 | https://shop.regencylighting.com/lamps/led/led3-5b10cbluntdim827filbl2-79716.html | Regency Lighting | 2020 | Yes
LED Lighting | Reflector | Sylvania | False | Daylighting/Photocell, | Reflector (Flood/Spot) | PAR38 | E26 (Medium) | Use With Photo and/or Motion Sensors,Damp Location Rated,Wet Location Rated,Recessed Fixtures Use With Photo and/or Motion Sensors,Damp Location Rated,Wet Location Rated,Recessed Fixtures Home / Light Bulbs / LED / Sylvania - 79600 - LED30PAR38/HO/830/NFL25/W/UNV 25000 Hour Life 30W PAR38 LED Lamp - Universal - 3000 Lumens - Warm White (3000K) - 82 CRI - 25000 Hours - E26 (Medium) - 120 to 277V (Universal) Sylvania - 79600 - LED30PAR38/HO/830/NFL25/W/UNV | 3000 | 82 | 3000 | 100 | 25000 | 30 | 6 | 278.34 | 46.39 | 54.51 | 2020Q3 | https://shop.regencylighting.com/lamps/led/led30par38-ho-830-nfl25-w-unv-79600.html | Regency Lighting | 2020 | Yes
LED Lighting | A-Type | MaxLite | False |  |  | A-19 | Medium (E26) | LED A-Style Light Bulbs Maxlite non-dimmable 14 watt 4000K cool white A19 LED bulb generates as much light as many 100 watt incandescent bulbs. Suitable for use in enclosed fixtures No lead or mercury means easy and environmentally safe disposal Saves 86 watts in electricity compared to a 100 watt halogen Very long life - Rated to still put out 70% as much light after 11,000 hours of operation as it does when brand new Do not “hot swap” this bulb. Turn off fixture before replacing existing bulb. Suitable for use in enclosed fixtures No lead or mercury means easy and environmentally safe disposal Saves 86 watts in electricity compared to a 100 watt halogen Very long life - Rated to still put out 70% as much light after 11,000 hours of operation as it does when brand new Maxlite Non-Dimmable 14W 4000K A19 LED Bulb, Enclosed Fixture Rated (Pack of 4) | 4000 | 80 | 1500 | 107.1429 | 11000 | 14 | 4 | 10.36 | 2.59 | 3.0434 | 2020Q3 | https://www.bulbs.com/product/E14A19NDV40-4P | Bulbs.com | 2020 | Yes
LED Lighting | Decorative | Sylvania | True |  | Decorative | B10 | E26 (Medium) | Damp Location Rated Damp Location Rated Home / Light Bulbs / LED / Sylvania - 79715 - LED4.5B10BLUNTDIM827FILG2BL2 Blunt Tip; Filament Design; Suitable for Damp Locations; Suitable for Totally Enclosed Fixtures; Energy Star Rated 4.5W B10 LED Lamp - Universal - 400 Lumens - Warm White (2700K) - 80 CRI - 15000 hrs. - E26 (Medium) - 120 to 130V - Clear Sylvania - 79715 - LED4.5B10BLUNTDIM827FILG2BL2 | 2700 | 82 | 450 | 100 | 15000 | 4.5 | 1 | 4.74 | 4.74 | 5.5697 | 2020Q3 | https://shop.regencylighting.com/lamps/led/led4-5b10bluntdim827filg2bl2-79715.html | Regency Lighting | 2020 | Yes
LED Lighting | Decorative | Sylvania | True |  | Globe | G16.5 | E26 (Medium) | Damp Location Rated Damp Location Rated Home / Light Bulbs / LED / Sylvania - 40015 - LED4.5G16.5DIM827FILBL G16.5 LED Lamp 4.5W G16.5 LED Lamp - Warm White (2700K) - E26 (Medium) Sylvania - 40015 - LED4.5G16.5DIM827FILBL | 2700 | 82 | 450 | 100 | 15000 | 4.5 | 1 | 6.32 | 6.32 | 7.4262 | 2020Q3 | https://shop.regencylighting.com/lamps/led/led4-5g16-5dim827filbl-40015.html | Regency Lighting | 2020 | Yes
LED Lighting | Decorative | Sylvania | True |  | Globe | G25 | E26 (Medium) | Damp Location Rated Damp Location Rated Home / Light Bulbs / LED / LEDVANCE - 74587 - LED4.5G25/DIM/827/FIL/G2/RP G25 Decorative LED Lamp 4.5W G25 LED Lamp - 450 Lumens - Warm White (2700K) - 15000 Hours - E26 (Medium) - 120 to 130V - Clear LEDVANCE - 74587 - LED4.5G25/DIM/827/FIL/G2/RP | 2700 | 82 | 450 | 100 | 15000 | 4.5 | 1 | 6.84 | 6.84 | 8.0373 | 2020Q3 | https://shop.regencylighting.com/lamps/led/led4-5g25-dim-827-fil-g2-rp-74587.html | Regency Lighting | 2020 | Yes
LED Lighting | Decorative | Sylvania | True | Daylighting/Photocell, | Globe | G25 | E26 (Medium) | Use With Timers,Filament Style,Use With Photo and/or Motion Sensors,Recessed Fixtures,Damp Location Rated,Dim to Warm Use With Timers,Filament Style,Use With Photo and/or Motion Sensors,Recessed Fixtures,Damp Location Rated,Dim to Warm Home / Light Bulbs / LED / Sylvania - 75317 - LED4.5G25/DIM/F/827/GL/RP Lamp Finish Frosted 4.5W G25 LED Lamp - Universal - 420 Lumens - Warm White (2700K) - 80 CRI - 15000 Hours - E26 (Medium) - 120 to 130V - Frost Sylvania - 75317 - LED4.5G25/DIM/F/827/GL/RP | 2700 | 81 | 420 | 93.3333 | 20000 | 4.5 | 4 | 28.72 | 7.18 | 8.4368 | 2020Q3 | https://shop.regencylighting.com/lamps/led/led4-5g25-dim-f-827-gl-rp-75317.html | Regency Lighting | 2020 | Yes
LED Lighting | Decorative | Sylvania | True | Daylighting/Photocell, | Globe | G25 | E26 (Medium) | Use With Timers,Filament Style,Use With Photo and/or Motion Sensors,Recessed Fixtures,Damp Location Rated,Dim to Warm Use With Timers,Filament Style,Use With Photo and/or Motion Sensors,Recessed Fixtures,Damp Location Rated,Dim to Warm Home / Light Bulbs / LED / Sylvania - 75298 - LED4.5G25/DIM/F/830/GL/RP Lamp Finish Frosted 4.5W G25 LED Lamp - Universal - 420 Lumens - Warm White (3000K) - 80 CRI - 15000 Hours - E26 (Medium) - 120 to 130V - Frost Sylvania - 75298 - LED4.5G25/DIM/F/830/GL/RP | 3000 | 83 | 420 | 93.3333 | 20000 | 4.5 | 4 | 334.24 | 83.56 | 98.1862 | 2020Q3 | https://shop.regencylighting.com/lamps/led/led4-5g25-dim-f-830-gl-rp-75298.html | Regency Lighting | 2020 | Yes
LED Lighting | Decorative | Sylvania | True |  | Globe | G25 | E26 (Medium) | Damp Location Rated Damp Location Rated Home / Light Bulbs / LED / Sylvania - 40180 - LED4.5G25CLDIM927CECGLR Filament Design; Full Glass Design; Suitable for Damp Locations; Suitable for Totally Enclosed Fixtures 4.5W G25 LED Lamp - Warm White (2700K) - E26 (Medium) - Clear Sylvania - 40180 - LED4.5G25CLDIM927CECGLR | 2700 | 94 | 350 | 77.7778 | 15000 | 4.5 | 6 | 41.04 | 6.84 | 8.0373 | 2020Q3 | https://shop.regencylighting.com/lamps/led/led4-5g25cldim927cecglr-40180.html | Regency Lighting | 2020 | Yes
LED Lighting | Decorative | Sylvania | True | Daylighting/Photocell, | Globe | G25 | E26 (Medium) | Use With Timers,Filament Style,Use With Photo and/or Motion Sensors,Recessed Fixtures,Damp Location Rated,Dim to Warm Use With Timers,Filament Style,Use With Photo and/or Motion Sensors,Recessed Fixtures,Damp Location Rated,Dim to Warm Home / Light Bulbs / LED / Sylvania - 74334 - LED4.5G25DIM827FIL Indoor/Outdoor Damp Rated 4.5W G25 LED Lamp - Universal - 450 Lumens - Warm White (2700K) - 80 CRI - 15000 Hours - E26 (Medium) - 120 to 130V - Clear Sylvania - 74334 - LED4.5G25DIM827FIL | 2700 | 82 | 450 | 100 | 20000 | 4.5 | 1 | 180.86 | 180.86 | 212.5175 | 2020Q3 | https://shop.regencylighting.com/lamps/led/led4-5g25dim827fil-74334.html | Regency Lighting | 2020 | No
LED Lighting | Decorative | Sylvania | True | Daylighting/Photocell, | Decorative | ST | E26 (Medium) | Use With Timers,Filament Style,Use With Photo and/or Motion Sensors,Recessed Fixtures,Damp Location Rated,Dim to Warm Use With Timers,Filament Style,Use With Photo and/or Motion Sensors,Recessed Fixtures,Damp Location Rated,Dim to Warm Home / Light Bulbs / LED / Sylvania - 74588 - LED4.5ST19/DIM/827/FIL/G2/RP ST19 LED Lamp 4.5W ST19 LED Lamp - Warm White (2700K) - E26 (Medium) Sylvania - 74588 - LED4.5ST19/DIM/827/FIL/G2/RP | 2700 | 82 | 533 | 118.4444 | 15000 | 4.5 | 1 | 6.84 | 6.84 | 8.0373 | 2020Q3 | https://shop.regencylighting.com/lamps/led/led4-5st19-dim-827-fil-g2-rp-74588.html | Regency Lighting | 2020 | Yes
LED Lighting | Decorative | Bulbrite | True |  | Decorative | B10 | E26 (Medium) | Damp Location Rated Damp Location Rated Home / Light Bulbs / LED / Bulbrite - 776862 - LED4B11/27K/FIL/E26/3 Filament Style Lamp; Suitable for Fully Enclosed Fixtures; Wet Location Rated; Fully Compatible with All Dimmer Types 4.5W B11 LED Lamp - Universal - 350 Lumens - Warm White (2700K) - 90 CRI - 15000 hrs. - E26 (Medium) - 120 to 130V - Clear Bulbrite - 776862 - LED4B11/27K/FIL/E26/3 | 2700 | 91 | 350 | 77.7778 | 15000 | 4.5 | 1 | 7.75 | 7.75 | 9.1065 | 2020Q3 | https://shop.regencylighting.com/lamps/led/led4b11-27k-fil-e26-3-776862.html | Regency Lighting | 2020 | Yes
LED Lighting | Decorative | TCP | True |  | Globe | G16.5 | E12 (Candelabra) | Damp Location Rated,Not for Use in Recessed Fixtures Damp Location Rated,Not for Use in Recessed Fixtures Home / Light Bulbs / LED / TCP - LED4E12G1627K Damp Location Rated 4W G16 LED Lamp - Universal - 200 Lumens - Warm White (2700K) - 80 CRI - 25000 hrs. - E12 (Candelabra) - 120 to 130V - Clear TCP - LED4E12G1627K | 2700 | 82 | 280 | 70 | 25000 | 4 | 1 | 6.76 | 6.76 | 7.9433 | 2020Q3 | https://shop.regencylighting.com/lamps/led/led4e12g1627k-tcp.html | Regency Lighting | 2020 | Yes
LED Lighting | Decorative | TCP | True |  | Globe | G16.5 | E12 (Candelabra) | Damp Location Rated,Not for Use in Recessed Fixtures Damp Location Rated,Not for Use in Recessed Fixtures Home / Light Bulbs / LED / TCP - LED4E12G1627KF Damp Location 4W G16 LED Lamp - Universal - 280 Lumens - Warm White (2700K) - 80 CRI - 25000 Hours - E12 (Candelabra) - 120 to 130V - Frost TCP - LED4E12G1627KF | 2700 | 81 | 280 | 70 | 25000 | 4 | 1 | 6.76 | 6.76 | 7.9433 | 2020Q3 | https://shop.regencylighting.com/lamps/led/led4e12g1627kf-tcp.html | Regency Lighting | 2020 | Yes
LED Lighting | Decorative | TCP | True |  | Globe | G16.5 | E26 (Medium) | Damp Location Rated Damp Location Rated Home / Light Bulbs / LED / TCP - LED4E26G1627K Damp Location 4W G16 LED Lamp - Universal - 280 Lumens - Warm White (2700K) - 80 CRI - 25000 Hours - E26 (Medium) - 120 to 130V - Clear TCP - LED4E26G1627K | 2700 | 83 | 280 | 80 | 25000 | 3.5 | 48 | 324.48 | 6.76 | 7.9433 | 2020Q3 | https://shop.regencylighting.com/lamps/led/led4e26g1627k-tcp.html | Regency Lighting | 2020 | Yes
LED Lighting | Decorative | TCP | True |  | Globe | G16.5 | E26 (Medium) | Damp Location Rated Damp Location Rated Home / Light Bulbs / LED / TCP - LED4E26G1627KF Damp Location 4W G16 LED Lamp - Universal - 280 Lumens - Warm White (2700K) - 80 CRI - 25000 Hours - E26 (Medium) - 120 to 130V - Frost TCP - LED4E26G1627KF | 2700 | 82 | 280 | 80 | 25000 | 3.5 | 48 | 324.48 | 6.76 | 7.9433 | 2020Q3 | https://shop.regencylighting.com/lamps/led/led4e26g1627kf-tcp.html | Regency Lighting | 2020 | Yes
LED Lighting | Reflector | TCP | True |  | Reflector (Flood/Spot) | MR16 | GU5.3 | Damp Location Rated,Recessed Fixtures Damp Location Rated,Recessed Fixtures Home / Light Bulbs / LED / TCP - LED512VMR1627KFL Damp Location 5W MR16 LED Lamp - Universal - 350 Lumens - Warm White (2700K) - 82 CRI - 25000 Hours - GU5.3 (Bi-Pin) - 12V - White TCP - LED512VMR1627KFL | 2700 | 82 | 400 | 80 | 25000 | 5 | 48 | 347.04 | 7.23 | 8.4955 | 2020Q3 | https://shop.regencylighting.com/lamps/led/led512vmr1627kfl-tcp.html | Regency Lighting | 2020 | Yes
LED Lighting | Reflector | TCP | True |  | Reflector (Flood/Spot) | MR16 | GU5.3 | Damp Location Rated,Recessed Fixtures Damp Location Rated,Recessed Fixtures Home / Light Bulbs / LED / TCP - LED512VMR1630KFL MR-16 LED Dimmable Lamp 5W MR16 LED Lamp - Universal - Warm White (3000K) - 82 CRI - GU5.3 (Bi-Pin) - 12V TCP - LED512VMR1630KFL | 3000 | 83 | 400 | 80 | 25000 | 5 | 1 | 7.23 | 7.23 | 8.4955 | 2020Q3 | https://shop.regencylighting.com/lamps/led/led512vmr1630kfl-tcp.html | Regency Lighting | 2020 | Yes
LED Lighting | A-Type | MaxLite | False |  |  | A-19 | Medium (E26) | LED A-Style Light Bulbs Maxlite non-dimmable 14 watt 5000K bright white A19 LED bulb generates as much light as many 100 watt incandescent bulbs. Suitable for use in enclosed fixtures No lead or mercury means easy and environmentally safe disposal Saves 86 watts in electricity compared to a 100 watt halogen Very long life - Rated to still put out 70% as much light after 11,000 hours of operation as it does when brand new Also known as Maxlite 102580 Do not “hot swap” this bulb. Turn off fixture before replacing existing bulb. Suitable for use in enclosed fixtures No lead or mercury means easy and environmentally safe disposal Saves 86 watts in electricity compared to a 100 watt halogen Very long life - Rated to still put out 70% as much light after 11,000 hours of operation as it does when brand new Also known as Maxlite 102580 Maxlite Non-Dimmable 14W 5000K A19 LED Bulb, Enclosed Fixture Rated (Pack of 4) | 5000 | 80 | 1500 | 107.1429 | 11000 | 14 | 4 | 10.36 | 2.59 | 3.0434 | 2020Q3 | https://www.bulbs.com/product/E14A19NDV50-4P | Bulbs.com | 2020 | Yes
LED Lighting | A-Type | Philips Lighting | False |  | A19 | Arbitrary | E26 Single Contact Medium Screw | Philips Lighting LED lamp in frosted finish, has plastic construction for added durability. The A19 arbitrary lamp with E26 single contact medium screw base, has a voltage rating of 120-Volts and current rating of 250-Milli-Amps. The 14-Watt lamp delivers warm white light output of 1500-Lumens initial with 2700K color temperature and 80 CRI. It has an average life of 11000 Hours. The 150-Degree beam angle provides even light distribution. The lamp has an efficacy of 107 LPW and power factor of 0.5. It measures 60-mm x 110-mm. It is perfect for damp locations. Philips Lighting 461961 A19 LED Lamp E26 Single Contact Medium Screw Base 14-Watt 1500-Lumens 80 CRI 2700K Warm White | 2700 | 80 | 1500 | 107.1429 | 11000 | 14 | 1 | 10.7 | 10.7 | 12.5729 | 2020Q3 | https://www.ew-ne.com/lighting-1600000000/philips-lighting-461961-a19-led-lamp-e26-single-contact-medium-screw-base-14-watt-1500-lumens-80-cri-2700k-warm-white-863547 | Electrical Wholesalers Inc | 2020 | Yes
LED Lighting | Decorative | Sylvania | True |  | Decorative | BA10 | E26 (Medium) | Damp Location Rated Damp Location Rated Home / Light Bulbs / LED / Sylvania - 79765 - LED5B10BENTDIM827FILG2BL2 Bent Tip; Suitable for Damp Locations; Suitable for Totally Enclosed Fixtures; Energy Star Rated 5W B10 LED Lamp - Universal - 500 Lumens - Warm White (2700K) - 80 CRI - 15000 hrs. - E26 (Medium) - 120 to 130V - Clear Sylvania - 79765 - LED5B10BENTDIM827FILG2BL2 | 2700 | 82 | 500 | 100 | 15000 | 5 | 1 | 4.94 | 4.94 | 5.8047 | 2020Q3 | https://shop.regencylighting.com/lamps/led/led5b10bentdim827filg2bl2-79765.html | Regency Lighting | 2020 | Yes
LED Lighting | Decorative | Sylvania | True | Daylighting/Photocell, | Decorative | BA10 | E26 (Medium) | Damp Location Rated Damp Location Rated Home / Light Bulbs / LED / Sylvania - 79767 - LED5B10BENTDIM850FILG2BL2 Bent Tip; Filament Style; Full Glass Design; Suitable for Totally Enclosed Fixtures; Suitable for Damp Locations 5W B10 LED Decorative Lamp - Universal - 500 Lumens - Daylight (5000K) - 80 CRI - 15000 hrs. - E26 (Medium) - 120 to 130V - Clear Sylvania - 79767 - LED5B10BENTDIM850FILG2BL2 | 5000 | 87 | 500 | 100 | 15000 | 5 | 1 | 4.94 | 4.94 | 5.8047 | 2020Q3 | https://shop.regencylighting.com/lamps/led/led5b10bentdim850filg2bl2-79767.html | Regency Lighting | 2020 | Yes
LED Lighting | Decorative | Sylvania | True |  | Decorative | BA10 | E12 (Candelabra) | Damp Location Rated Damp Location Rated Home / Light Bulbs / LED / Sylvania - 79766 - LED5B10CBENTDIM827FILBL2 Filament Chandelier; Antique Style; Bent Tip; Suitable for Damp Locations; Suitable for Enclosed Fixtures 5W Filament Chandelier LED - Universal - 500 Lumens - Warm White (2700K) - 80 CRI - 15000 Hours - E12 (Candelabra) - 120 to 130V - Clear Sylvania - 79766 - LED5B10CBENTDIM827FILBL2 | 2700 | 82 | 500 | 100 | 15000 | 5 | 1 | 5.27 | 5.27 | 6.1925 | 2020Q3 | https://shop.regencylighting.com/lamps/led/led5b10cbentdim827filbl2-79766.html | Regency Lighting | 2020 | Yes
LED Lighting | Decorative | TCP | True |  | Other | B11 | E12 (Candelabra) | Damp Location Rated Damp Location Rated Home / Light Bulbs / LED / TCP - LED5E12B1127K Damp Location 5W B11 LED Lamp - Universal - 350 Lumens - Warm White (2700K) - 80 CRI - 25000 Hours - E12 (Candelabra) - 120 to 130V - White TCP - LED5E12B1127K | 2700 | 83 | 350 | 70 | 25000 | 5 | 48 | 324.48 | 6.76 | 7.9433 | 2020Q3 | https://shop.regencylighting.com/lamps/led/led5e12b1127k-tcp.html | Regency Lighting | 2020 | Yes
LED Lighting | Decorative | TCP | True |  | Other | B11 | E12 (Candelabra) | Damp Location Rated Damp Location Rated Home / Light Bulbs / LED / TCP - LED5E12B1127KBR Damp Location 5W B11 LED Lamp - Universal - 350 Lumens - Warm White (2700K) - 80 CRI - 25000 Hours - E12 (Candelabra) - 120 to 130V - Bronze TCP - LED5E12B1127KBR | 2700 | 83 | 350 | 70 | 25000 | 5 | 1 | 6.76 | 6.76 | 7.9433 | 2020Q3 | https://shop.regencylighting.com/lamps/led/led5e12b1127kbr-tcp.html | Regency Lighting | 2020 | Yes
LED Lighting | Decorative | TCP | True |  | Other | B11 | E12 (Candelabra) | Damp Location Rated Damp Location Rated Home / Light Bulbs / LED / TCP - LED5E12B1127KF Damp Location 5W B11 LED Lamp - Universal - 350 Lumens - Warm White (2700K) - 80 CRI - 25000 Hours - E12 (Candelabra) - 120 to 130V - Frost TCP - LED5E12B1127KF | 2700 | 81 | 350 | 70 | 25000 | 5 | 48 | 324.48 | 6.76 | 7.9433 | 2020Q3 | https://shop.regencylighting.com/lamps/led/led5e12b1127kf-tcp.html | Regency Lighting | 2020 | Yes
LED Lighting | Decorative | TCP | True |  | Other | B11 | E12 (Candelabra) | Damp Location Rated Damp Location Rated Home / Light Bulbs / LED / TCP - LED5E12B1127KS Damp Location 5W B11 LED Lamp - Universal - 350 Lumens - Warm White (2700K) - 80 CRI - 25000 Hours - E12 (Candelabra) - 120 to 130V - Silver TCP - LED5E12B1127KS | 2700 | 83 | 350 | 70 | 25000 | 5 | 1 | 6.76 | 6.76 | 7.9433 | 2020Q3 | https://shop.regencylighting.com/lamps/led/led5e12b1127ks-tcp.html | Regency Lighting | 2020 | Yes
LED Lighting | Decorative | TCP | True |  | Other | B11 | E12 (Candelabra) | Damp Location Rated Damp Location Rated Home / Light Bulbs / LED / TCP - LED5E12B1130K Candelabra LED Dimmable Decorative Lamp 5W Candelabra LED Dimmable Decorative Lamp - Universal - 80 CRI - 25000 Hours - E12 (Candelabra) - 120 to 130V TCP - LED5E12B1130K | 3000 | 83 | 350 | 70 | 25000 | 5 | 1 | 6.76 | 6.76 | 7.9433 | 2020Q3 | https://shop.regencylighting.com/lamps/led/led5e12b1130k-tcp.html | Regency Lighting | 2020 | Yes
LED Lighting | Decorative | TCP | True | Daylighting/Photocell, | Other | B11 | E12 (Candelabra) | Damp Location Rated Damp Location Rated Home / Light Bulbs / LED / TCP - LED5E12B1150K Damp Location 5W B11 LED Lamp - Universal - 400 Lumens - Daylight (5000K) - 80 CRI - 25000 Hours - E12 (Candelabra) - 120 to 130V - Clear TCP - LED5E12B1150K | 5000 | 83 | 375 | 75 | 25000 | 5 | 48 | 324.48 | 6.76 | 7.9433 | 2020Q3 | https://shop.regencylighting.com/lamps/led/led5e12b1150k-tcp.html | Regency Lighting | 2020 | Yes
LED Lighting | Decorative | TCP | True | Daylighting/Photocell, | Other | B11 | E12 (Candelabra) | Damp Location Rated Damp Location Rated Home / Light Bulbs / LED / TCP - LED5E12B1150KF E26 LED Dimmable Decorative Lamp 5W B11 LED Lamp - Universal - Daylight (5000K) - 80 CRI - 25000 Hours - E12 (Candelabra) - 120 to 130V - Frost TCP - LED5E12B1150KF | 5000 | 83 | 375 | 75 | 25000 | 5 | 1 | 6.76 | 6.76 | 7.9433 | 2020Q3 | https://shop.regencylighting.com/lamps/led/led5e12b1150kf-tcp.html | Regency Lighting | 2020 | Yes
LED Lighting | Decorative | TCP | True |  | Other | B11 | E12 (Candelabra) | Damp Location Rated Damp Location Rated Home / Light Bulbs / LED / TCP - LED5E12F1127K E26 LED Dimmable Flame Lamp 5W B11 LED Lamp - Universal - Warm White (2700K) - E12 (Candelabra) - 120 to 130V TCP - LED5E12F1127K | 2700 | 83 | 350 | 70 | 25000 | 5 | 1 | 6.76 | 6.76 | 7.9433 | 2020Q3 | https://shop.regencylighting.com/lamps/led/led5e12f1127k-tcp.html | Regency Lighting | 2020 | Yes
LED Lighting | Decorative | TCP | True |  | Other | B11 | E26 (Medium) | Damp Location Rated Damp Location Rated Home / Light Bulbs / LED / TCP - LED5E26B1127K Damp Location 5W B11 LED Lamp - Universal - 350 Lumens - Warm White (2700K) - 80 CRI - 25000 Hours - E26 (Medium) - 120 to 130V - White TCP - LED5E26B1127K | 2700 | 83 | 350 | 70 | 25000 | 5 | 48 | 324.48 | 6.76 | 7.9433 | 2020Q3 | https://shop.regencylighting.com/lamps/led/led5e26b1127k-tcp.html | Regency Lighting | 2020 | Yes
LED Lighting | Decorative | TCP | True |  | Other | B11 | E26 (Medium) | Damp Location Rated Damp Location Rated Home / Light Bulbs / LED / TCP - LED5E26B1127KF Damp Location 5W B11 LED Lamp - Universal - 350 Lumens - Warm White (2700K) - 80 CRI - 25000 Hours - E26 (Medium) - 120 to 130V - Frost TCP - LED5E26B1127KF | 2700 | 81 | 350 | 70 | 25000 | 5 | 48 | 324.48 | 6.76 | 7.9433 | 2020Q3 | https://shop.regencylighting.com/lamps/led/led5e26b1127kf-tcp.html | Regency Lighting | 2020 | Yes
LED Lighting | Decorative | TCP | True |  | Other | B11 | E26 (Medium) | Damp Location Rated Damp Location Rated Home / Light Bulbs / LED / TCP - LED5E26B1130K LED Dimmable Decorative Lamp; Damp Location Rated; Not Suitable for Enclosed Fixtures; Energy Star Certified 5W B11 LED Lamp - Universal - Warm White (3000K) - E26 (Medium) - 120 to 130V TCP - LED5E26B1130K | 3000 | 83 | 350 | 70 | 25000 | 5 | 12 | 81.12 | 6.76 | 7.9433 | 2020Q3 | https://shop.regencylighting.com/lamps/led/led5e26b1130k-tcp.html | Regency Lighting | 2020 | Yes
LED Lighting | Decorative | TCP | True |  | Other | B11 | E26 (Medium) | Damp Location Rated Damp Location Rated Home / Light Bulbs / LED / TCP - LED5E26F1127K Damp Location 5W F11 LED Lamp - Universal - 350 Lumens - Warm White (2700K) - 80 CRI - 25000 Hours - E26 (Medium) - 120 to 130V - Clear TCP - LED5E26F1127K | 2700 | 83 | 350 | 70 | 25000 | 5 | 48 | 324.48 | 6.76 | 7.9433 | 2020Q3 | https://shop.regencylighting.com/lamps/led/led5e26f1127k-tcp.html | Regency Lighting | 2020 | Yes
LED Lighting | Decorative | Bulbrite | True |  | Globe | G25 | E26 (Medium) | Wet Location Rated Wet Location Rated Home / Light Bulbs / LED / Bulbrite - 776800 - LED5G25/22K/FIL-NOS/3 Nostolgic; Antique Finish for Authentic Vintage Feel; Suitable for Enclosed Fixtures; Suitable for Wet Locations 5W G25 LED Globe Lamp - Universal - 450 Lumens - Warm White (2200K) - 90 CRI - 15000 hrs. - E26 (Medium) - 120 to 130V - Antique / Amber Bulbrite - 776800 - LED5G25/22K/FIL-NOS/3 | 2200 | 90 | 450 | 90 | 15000 | 5 | 1 | 17.02 | 17.02 | 19.9992 | 2020Q3 | https://shop.regencylighting.com/lamps/led/led5g25-22k-fil-nos-3-776800.html | Regency Lighting | 2020 | Yes
LED Lighting | Decorative | TCP | True |  | Globe | G25 | E26 (Medium) | Damp Location Rated Damp Location Rated Home / Light Bulbs / LED / TCP - LED5G25D27KF Damp Location 5W G25 LED Lamp - Universal - 300 Lumens - Warm White (2700K) - 80 CRI - 25000 Hours - E26 (Medium) - 120 to 130V - Frost TCP - LED5G25D27KF | 2700 | 83 | 350 | 87.5 | 25000 | 4 | 12 | 84.84 | 7.07 | 8.3075 | 2020Q3 | https://shop.regencylighting.com/lamps/led/led5g25d27kf-tcp.html | Regency Lighting | 2020 | Yes
LED Lighting | Decorative | TCP | True |  | Globe | G25 | E26 (Medium) | Damp Location Rated Damp Location Rated Home / Light Bulbs / LED / TCP - LED5G25D30KF G25 LED Dimmable Globe Lamp 5W G25 LED Lamp - Universal - Warm White (3000K) - E26 (Medium) - Frost TCP - LED5G25D30KF | 3000 | 84 | 350 | 87.5 | 25000 | 4 | 1 | 7.07 | 7.07 | 8.3075 | 2020Q3 | https://shop.regencylighting.com/lamps/led/led5g25d30kf-tcp.html | Regency Lighting | 2020 | Yes
LED Lighting | Reflector | Sylvania | True | Daylighting/Photocell, | Reflector (Flood/Spot) | MR16 | GU5.3 | Use With Photo and/or Motion Sensors,Damp Location Rated,Dim to Warm,Recessed Fixtures Use With Photo and/or Motion Sensors,Damp Location Rated,Dim to Warm,Recessed Fixtures Home / Light Bulbs / LED / Sylvania - 78232 - LED5MR16/DIM/827/NFL25/GL/RP Dimmable 5W MR16 LED Lamp - Universal - 350 Lumens - Warm White (2700K) - 81 CRI - 25000 Hours - GU5.3 (Bi-Pin) - 12V Sylvania - 78232 - LED5MR16/DIM/827/NFL25/GL/RP | 2700 | 82 | 350 | 70 | 25000 | 5 | 6 | 43.08 | 7.18 | 8.4368 | 2020Q3 | https://shop.regencylighting.com/lamps/led/led5mr16-dim-827-nfl25-gl-rp-78232.html | Regency Lighting | 2020 | Yes
LED Lighting | Reflector | Sylvania | True | Daylighting/Photocell, | Reflector (Flood/Spot) | MR16 | GU5.3 | Use With Photo and/or Motion Sensors,Damp Location Rated,Dim to Warm,Recessed Fixtures Use With Photo and/or Motion Sensors,Damp Location Rated,Dim to Warm,Recessed Fixtures Home / Light Bulbs / LED / Sylvania - 78233 - LED5MR16/DIM/830/FL35/GL/RP Dimmable 5W MR16 LED Lamp - Universal - 350 Lumens - Warm White (3000K) - 82 CRI - 25000 Hours - GU5.3 (Bi-Pin) - 12V Sylvania - 78233 - LED5MR16/DIM/830/FL35/GL/RP | 3000 | 82 | 350 | 70 | 25000 | 5 | 6 | 43.08 | 7.18 | 8.4368 | 2020Q3 | https://shop.regencylighting.com/lamps/led/led5mr16-dim-830-fl35-gl-rp-78233.html | Regency Lighting | 2020 | Yes
LED Lighting | Reflector | Sylvania | True | Daylighting/Photocell, | Reflector (Flood/Spot) | MR16 | GU5.3 | Use With Photo and/or Motion Sensors,Damp Location Rated,Dim to Warm,Recessed Fixtures Use With Photo and/or Motion Sensors,Damp Location Rated,Dim to Warm,Recessed Fixtures Home / Light Bulbs / LED / Sylvania - 78234 - LED5MR16/DIM/830/NFL25/GL/RP Dimmable 5W MR16 LED Lamp - Universal - 350 Lumens - Warm White (3000K) - 82 CRI - 25000 Hours - GU5.3 (Bi-Pin) - 12V Sylvania - 78234 - LED5MR16/DIM/830/NFL25/GL/RP | 3000 | 82 | 350 | 70 | 25000 | 5 | 6 | 43.08 | 7.18 | 8.4368 | 2020Q3 | https://shop.regencylighting.com/lamps/led/led5mr16-dim-830-nfl25-gl-rp-78234.html | Regency Lighting | 2020 | Yes
LED Lighting | Reflector | Sylvania | True | Daylighting/Photocell, | Reflector (Flood/Spot) | MR16 | GU5.3 | Use With Photo and/or Motion Sensors,Damp Location Rated,Dim to Warm,Recessed Fixtures Use With Photo and/or Motion Sensors,Damp Location Rated,Dim to Warm,Recessed Fixtures Home / Light Bulbs / LED / Sylvania - 78231 - LED5MR16DIM827FL35GLRP 6/CS 25000 Hour Life 5W MR16 LED Lamp - Universal - 350 Lumens - Warm White (2700K) - 81 CRI - 25000 Hours - GU5.3 (Bi-Pin) - 12V Sylvania - 78231 - LED5MR16DIM827FL35GLRP 6/CS | 2700 | 82 | 350 | 70 | 25000 | 5 | 6 | 43.08 | 7.18 | 8.4368 | 2020Q3 | https://shop.regencylighting.com/lamps/led/led5mr16dim827fl35glrp-6-cs-78231.html | Regency Lighting | 2020 | Yes
LED Lighting | Decorative | Bulbrite | True |  | Decorative | ST | E26 (Medium) | Wet Location Rated Wet Location Rated Home / Light Bulbs / LED / Bulbrite - 776801 - LED5ST18/22K/FIL-NOS/3 Nostalgic Filament Style; Suitable for Enclosed Fixtures; Wet Location Rated; Antique Finish for Authentic Vintage Feel 5W ST18 LED Lamp - Universal - 450 Lumens - Warm White (2200K) - 90 CRI - 15000 hrs. - E26 (Medium) - 120 to 130V - Antique / Amber Bulbrite - 776801 - LED5ST18/22K/FIL-NOS/3 | 2200 | 93 | 450 | 90 | 15000 | 5 | 1 | 9.99 | 9.99 | 11.7386 | 2020Q3 | https://shop.regencylighting.com/lamps/led/led5st18-22k-fil-nos-3-776801.html | Regency Lighting | 2020 | Yes
LED Lighting | A-Type | Philips Lighting | False |  | A19 (Arbitrary) |  | Medium Screw (E26), Medium Screw (E26), Medium Screw (E26) | Home Lamps, Bulbs, Ballasts Bulbs - LED LED - Traditional Lamps - A-Type (2 Pack) Non-Dimmable LED Lamp, 14W, 120V, Bulb: A-Type (A19), Base: Medium Screw (E26), Lumens: 1500, CRI: >80, Color Temperature: 2700K, Rated Average Life: 11,000 Hrs, *Philips #461961, 12NC 929001957803 * 100W Equivalent. ***1 = 2 Pack*** Philips Lighting 14A19/LED/827/FR/P/ND 4/2FB 14W A19 LED Bulb | 2700 | 80 | 1500 | 107.1429 |  | 14 | 1 | 8.99 | 8.99 | 10.5636 | 2020Q3 | https://www.platt.com/platt-electric-supply/LED-Traditional-Lamps-A-Type/Philips-Lighting/14A19-LED-827-FR-P-ND-4-2FB/product.aspx?zpid=1416443 | Platt | 2020 | Yes
LED Lighting | A-Type | Philips Lighting | False |  | A19 (Arbitrary) |  | Medium Screw (E26), Medium Screw (E26), Medium Screw (E26) | Home Lamps, Bulbs, Ballasts Bulbs - LED LED - Traditional Lamps - A-Type Non-Dimmable LED Lamp, 14W, 120V, Bulb: A-Type (A19), Base: Medium Screw (E26), Lumens: 1500, CRI: >80, Color Temperature: 5000K. Rated Average Life: 10,950 Hrs. *Philips Part # 45571-7. 100W Equivalent. ***Not For Sale in California.*** Philips Lighting 14A19/LED/850 ND 120V 14w A19 LED Bulb | 5000 | 80 | 1500 | 107.1429 |  | 14 | 1 | 5.85 | 5.85 | 6.874 | 2020Q3 | https://www.platt.com/platt-electric-supply/LED-Traditional-Lamps-A-Type/Philips-Lighting/14A19-LED-850-ND-120V/product.aspx?zpid=173577 | Platt | 2020 | Yes
LED Lighting | A-Type | Philips Lighting | False |  |  | A19 (Arbitrary) | Medium Screw (E26) | Home Lamps, Bulbs, Ballasts Bulbs - LED LED - Traditional Lamps - A-Type 14A19/AMB/850-ND-120V Non-Dimmable LED Lamp, 14W, 120V, Bulb: A-Type (A19), Base: Medium Screw (E26), Lumens: 1500, CRI: >80, Color Temperature: 5000K. Rated Average Life: 10,950 Hrs. *Philips Part # 45571-7. 100W Equivalent. ***Not For Sale in California.*** 14w A19 LED Bulb Philips Lighting 14A19/AMB/850-ND-120V 14w A19 LED Bulb | 5000 | 80 | 1500 | 107.1429 |  | 14 | 1 | 5.46 | 5.46 | 6.4157 | 2020Q3 | https://www.rexelusa.com/usr/Root-Category/Lamps,-Bulbs,-Ballasts/Bulbs---LED/LED---Traditional/Lamps---A-Type/Philips-Lighting-14A19-AMB-850-ND-120V-14w-A19-LED-Bulb/p/989135?prevPageNumber=9 | Rexel Energy Solutions | 2020 | Yes
LED Lighting | A-Type | SYLVANIA |  |  |  | A19 (Arbitrary) | Medium Screw (E26) | Home Lamps, Bulbs, Ballasts Bulbs - LED LED - Traditional Lamps - A-Type LED14A19F85010YVRP LED Lamp, 14 Watt, 120 Volt, Bulb: A19, Base: Medium Screw (E26), Lumens: 1500, CRI: 80, Color Temperature: 5000K, Lamp Finish: Frosted, Rated Hours: 11000, Standard Case Qty: 6 *Sylvania Part # 79294* LED Lamp, A19, 14W, 120V, 5000K, Frosted SYLVANIA LED14A19F85010YVRP LED Lamp, A19, 14W, 120V, 5000K, Frosted | 5000 | 80 | 1500 | 107.1429 |  | 14 | 1 | 13.81 | 13.81 | 16.2273 | 2020Q3 | https://www.rexelusa.com/usr/Root-Category/Lamps,-Bulbs,-Ballasts/Bulbs---LED/LED---Traditional/Lamps---A-Type/SYLVANIA-LED14A19F85010YVRP-LED-Lamp,-A19,-14W,-120V,-5000K,-Frosted/p/969333?prevPageNumber=4 | Rexel Energy Solutions | 2020 | Yes
LED Lighting | Reflector | Sylvania | True | Daylighting/Photocell, | Reflector (Flood/Spot) | MR16 | GU5.3 | Use With Timers,Use With Photo and/or Motion Sensors,Damp Location Rated,Dim to Warm,Recessed Fixtures Use With Timers,Use With Photo and/or Motion Sensors,Damp Location Rated,Dim to Warm,Recessed Fixtures Home / Light Bulbs / LED / Sylvania - 78239 - LED6MR16/DIM/830/FL35/GL/RP Dimmable 6W MR16 LED Lamp - Universal - 450 Lumens - Warm White (3000K) - 82 CRI - 25000 Hours - GU5.3 (Bi-Pin) - 12V Sylvania - 78239 - LED6MR16/DIM/830/FL35/GL/RP | 3000 | 81 | 450 | 75 | 25000 | 6 | 6 | 49.74 | 8.29 | 9.7411 | 2020Q3 | https://shop.regencylighting.com/lamps/led/led6mr16-dim-830-fl35-gl-rp-78239.html | Regency Lighting | 2020 | Yes
LED Lighting | Reflector | Sylvania | True | Daylighting/Photocell, | Reflector (Flood/Spot) | MR16 | GU5.3 | Use With Timers,Use With Photo and/or Motion Sensors,Damp Location Rated,Dim to Warm,Recessed Fixtures Use With Timers,Use With Photo and/or Motion Sensors,Damp Location Rated,Dim to Warm,Recessed Fixtures Home / Light Bulbs / LED / Sylvania - 78240 - LED6MR16/DIM/830/NFL25/GL/RP Dimmable 6W MR16 LED Lamp - Universal - 450 Lumens - Warm White (3000K) - 83 CRI - 25000 Hours - GU5.3 (Bi-Pin) - 12V Sylvania - 78240 - LED6MR16/DIM/830/NFL25/GL/RP | 3000 | 82 | 450 | 75 | 25000 | 6 | 6 | 49.74 | 8.29 | 9.7411 | 2020Q3 | https://shop.regencylighting.com/lamps/led/led6mr16-dim-830-nfl25-gl-rp-78240.html | Regency Lighting | 2020 | Yes
LED Lighting | Reflector | Sylvania | True | Daylighting/Photocell, | Reflector (Flood/Spot) | MR16 | GU5.3 | Use With Photo and/or Motion Sensors,Damp Location Rated,Dim to Warm,Recessed Fixtures Use With Photo and/or Motion Sensors,Damp Location Rated,Dim to Warm,Recessed Fixtures Home / Light Bulbs / LED / Sylvania - 78235 - LED6MR16/DIM/930/FL35/GL/RP Dimmable 6W MR16 LED Lamp - Universal - 425 Lumens - Warm White (3000K) - 93 CRI - 25000 Hours - GU5.3 (Bi-Pin) - 12V Sylvania - 78235 - LED6MR16/DIM/930/FL35/GL/RP | 3000 | 94 | 425 | 70.8333 | 30000 | 6 | 6 | 52.32 | 8.72 | 10.2463 | 2020Q3 | https://shop.regencylighting.com/lamps/led/led6mr16-dim-930-fl35-gl-rp-78235.html | Regency Lighting | 2020 | Yes
LED Lighting | Reflector | Sylvania | True |  | Reflector (Flood/Spot) | PAR16 | GU10 | Damp Location Rated,Recessed Fixtures Damp Location Rated,Recessed Fixtures Home / Light Bulbs / LED / Sylvania - 79288 - LED6PAR16/GU10/830/FL36/GL1 Indoor/Outdoor Damp Rated; Energy Star Rated 6W PAR16 LED Lamp - Universal - 450 Lumens - Warm White (3000K) - 82 CRI - 25000 Hours - GU10 (Bi-Pin / Twist & Lock) - 120 to 130V Sylvania - 79288 - LED6PAR16/GU10/830/FL36/GL1 | 3000 | 83 | 450 | 75 | 25000 | 6 | 6 | 347.52 | 57.92 | 68.0582 | 2020Q3 | https://shop.regencylighting.com/lamps/led/led6par16-gu10-830-fl36-gl1-79288.html | Regency Lighting | 2020 | Yes
LED Lighting | Reflector | Sylvania | True |  | Reflector (Flood/Spot) | PAR16 | E26 (Medium) | Damp Location Rated,Recessed Fixtures Damp Location Rated,Recessed Fixtures Home / Light Bulbs / LED / Sylvania - 78287 - LED6PAR16DIM830FL36GL1RP PAR16 LED Lamp 6W PAR16 LED Lamp - Universal - 450 Lumens - Warm White (3000K) - 80 CRI - 25000 Hours - E26 (Medium) - 120 to 130V Sylvania - 78287 - LED6PAR16DIM830FL36GL1RP | 3000 | 83 | 450 | 75 | 25000 | 6 | 1 | 8.83 | 8.83 | 10.3756 | 2020Q3 | https://shop.regencylighting.com/lamps/led/led6par16dim830fl36gl1rp-78287.html | Regency Lighting | 2020 | Yes
LED Lighting | Reflector | Sylvania | True |  | Reflector (Flood/Spot) | PAR16 | GU10 | Damp Location Rated,Recessed Fixtures Damp Location Rated,Recessed Fixtures Home / Light Bulbs / LED / Sylvania - 78288 - LED6PAR16GU10DIM830FL36GL1RP PAR16 LED Lamp 6W PAR16 LED Lamp - Universal - 450 Lumens - Warm White (3000K) - 82 CRI - 25000 Hours - GU10 (Bi-Pin / Twist & Lock) - 120 to 130V Sylvania - 78288 - LED6PAR16GU10DIM830FL36GL1RP | 3000 | 83 | 450 | 75 | 25000 | 6 | 1 | 8.83 | 8.83 | 10.3756 | 2020Q3 | https://shop.regencylighting.com/lamps/led/led6par16gu10dim830fl36gl1rp-78288.html | Regency Lighting | 2020 | Yes
LED Lighting | Reflector | Sylvania | True |  | Reflector (Flood/Spot) | R20 | E26 (Medium) | Damp Location Rated,Not Rated for Recessed Fixtures Damp Location Rated,Not Rated for Recessed Fixtures Home / Light Bulbs / LED / Sylvania - 40025 - LED6R20/DIM/927/RP Indoor/Outdoor Damp Rated; CEC and JA8 Compliant 6W R20 LED Lamp - 540 Lumens - Warm White (2700K) - 90 CRI - 25000 Hours - E26 (Medium) Sylvania - 40025 - LED6R20/DIM/927/RP | 2700 | 92 | 540 | 90 | 25000 | 6 | 1 | 5.97 | 5.97 | 7.015 | 2020Q3 | https://shop.regencylighting.com/lamps/led/led6r20-dim-927-rp-40025.html | Regency Lighting | 2020 | Yes
LED Lighting | Reflector | Sylvania | True | Daylighting/Photocell, | Reflector (Flood/Spot) | R20 | E26 (Medium) | Damp Location Rated,Not Rated for Recessed Fixtures Damp Location Rated,Not Rated for Recessed Fixtures Home / Light Bulbs / LED / Sylvania - 40026 - LED6R20/DIM/950/RP Indoor/Outdoor Damp Rated; CEC and JA8 Compliant 6W R20 LED Lamp - 540 Lumens - Daylight (5000K) - 90 CRI - 25000 Hours - E26 (Medium) Sylvania - 40026 - LED6R20/DIM/950/RP | 5000 | 95 | 540 | 90 | 25000 | 6 | 1 | 5.97 | 5.97 | 7.015 | 2020Q3 | https://shop.regencylighting.com/lamps/led/led6r20-dim-950-rp-40026.html | Regency Lighting | 2020 | Yes
LED Lighting | Reflector | Sylvania | True |  | Reflector (Flood/Spot) | R20 | E26 (Medium) | Damp Location Rated,Recessed Fixtures Damp Location Rated,Recessed Fixtures Home / Light Bulbs / LED / Sylvania - 78062 - LED6R20DIMHO8270G5 Lamp Finish Frosted 6W R20 LED Lamp - Universal - 525 Lumens - Warm White (2700K) - 80 CRI - 25000 Hours - E26 (Medium) - 120 to 130V - Frost Sylvania - 78062 - LED6R20DIMHO8270G5 | 2700 | 83 | 525 | 87.5 | 25000 | 6 | 6 | 47.76 | 7.96 | 9.3533 | 2020Q3 | https://shop.regencylighting.com/lamps/led/led6r20dimho8270g5-78062.html | Regency Lighting | 2020 | Yes
LED Lighting | Reflector | Sylvania | True | Daylighting/Photocell, | Reflector (Flood/Spot) | R20 | E26 (Medium) | Damp Location Rated,Recessed Fixtures Damp Location Rated,Recessed Fixtures Home / Light Bulbs / LED / Sylvania - 78061 - LED6R20DIMHO850G5RP Lamp Finish Frosted 6W R20 LED Lamp - Universal - 550 Lumens - Daylight (5000K) - 80 CRI - 25000 Hours - E26 (Medium) - 120 to 130V - Frost Sylvania - 78061 - LED6R20DIMHO850G5RP | 5000 | 86 | 525 | 87.5 | 25000 | 6 | 1 | 7.96 | 7.96 | 9.3533 | 2020Q3 | https://shop.regencylighting.com/lamps/led/led6r20dimho850g5rp-78061.html | Regency Lighting | 2020 | Yes
LED Lighting | Reflector | Sylvania | True |  | Reflector (Flood/Spot) | BR30 | E26 (Medium) | Damp Location Rated,Not Rated for Recessed Fixtures Damp Location Rated,Not Rated for Recessed Fixtures Home / Light Bulbs / LED / Sylvania - 40027 - LED7.5BR30/DIM/927/RP Indoor/Outdoor Damp Rated; CEC and JA8 Compliant 7.5W BR30 LED Lamp - Universal - 675 Lumens - Warm White (2700K) - 90 CRI - 25000 Hours - E26 (Medium) - 120 to 130V - Frost Sylvania - 40027 - LED7.5BR30/DIM/927/RP | 2700 | 92 | 675 | 90 | 25000 | 7.5 | 1 | 8.38 | 8.38 | 9.8468 | 2020Q3 | https://shop.regencylighting.com/lamps/led/led7-5br30-dim-927-rp-40027.html | Regency Lighting | 2020 | Yes
LED Lighting | Reflector | Sylvania | True | Daylighting/Photocell, | Reflector (Flood/Spot) | BR30 | E26 (Medium) | Damp Location Rated,Not Rated for Recessed Fixtures Damp Location Rated,Not Rated for Recessed Fixtures Home / Light Bulbs / LED / Sylvania - 40028 - LED7.5BR30/DIM/950/RP Indoor/Outdoor Damp Rated; CEC and JA8 Compliant 7.5W BR30 LED Lamp - 675 Lumens - Daylight (5000K) - 90 CRI - 25000 Hours - E26 (Medium) - 120 to 130V Sylvania - 40028 - LED7.5BR30/DIM/950/RP | 5000 | 95 | 675 | 90 | 25000 | 7.5 | 1 | 8.38 | 8.38 | 9.8468 | 2020Q3 | https://shop.regencylighting.com/lamps/led/led7-5br30-dim-950-rp-40028.html | Regency Lighting | 2020 | Yes
LED Lighting | Reflector | TCP | True |  | Reflector (Flood/Spot) | MR16 | GU5.3 | Damp Location Rated,Recessed Fixtures Damp Location Rated,Recessed Fixtures Home / Light Bulbs / LED / TCP - LED712VMR16841KFL MRX16 LED Dimmable Lamp 7W MR16 LED Lamp - Universal - Cool White (4100K) - 25000 Hours - GU5.3 (Bi-Pin) - 12V TCP - LED712VMR16841KFL | 4000 | 83 | 525 | 70.9459 | 25000 | 7.4 | 1 | 16.63 | 16.63 | 19.5409 | 2020Q3 | https://shop.regencylighting.com/lamps/led/led712vmr16841kfl-tcp.html | Regency Lighting | 2020 | Yes
LED Lighting | Reflector | TCP | True |  | Reflector (Flood/Spot) | MR16 | GU5.3 | Damp Location Rated,Recessed Fixtures Damp Location Rated,Recessed Fixtures Home / Light Bulbs / LED / TCP - LED712VMR16V27KFL Damp Location 7W MR16 LED Lamp - Universal - 480 Lumens - Warm White (2700K) - 80 CRI - 25000 Hours - GU5.3 (Bi-Pin) - 12V - White TCP - LED712VMR16V27KFL | 2700 | 82 | 500 | 76.9231 | 25000 | 6.5 | 12 | 86.76 | 7.23 | 8.4955 | 2020Q3 | https://shop.regencylighting.com/lamps/led/led712vmr16v27kfl-tcp.html | Regency Lighting | 2020 | Yes
LED Lighting | Reflector | TCP | True |  | Reflector (Flood/Spot) | MR16 | GU5.3 | Damp Location Rated,Recessed Fixtures Damp Location Rated,Recessed Fixtures Home / Light Bulbs / LED / TCP - LED712VMR16V27KNFL Damp Location 7W MR16 LED Lamp - Universal - 450 Lumens - Warm White (2700K) - 80 CRI - 25000 Hours - GU5.3 (Bi-Pin) - 12V - White TCP - LED712VMR16V27KNFL | 2700 | 82 | 500 | 71.4286 | 25000 | 7 | 12 | 86.76 | 7.23 | 8.4955 | 2020Q3 | https://shop.regencylighting.com/lamps/led/led712vmr16v27knfl-tcp.html | Regency Lighting | 2020 | Yes
LED Lighting | Reflector | TCP | True |  | Reflector (Flood/Spot) | MR16 | GU5.3 | Damp Location Rated,Recessed Fixtures Damp Location Rated,Recessed Fixtures Home / Light Bulbs / LED / TCP - LED712VMR16V30KFL Damp Location 7W MR16 LED Lamp - Universal - 500 Lumens - Warm White (3000K) - 80 CRI - 25000 Hours - GU5.3 (Bi-Pin) - 12V - White TCP - LED712VMR16V30KFL | 3000 | 83 | 500 | 76.9231 | 25000 | 6.5 | 12 | 86.76 | 7.23 | 8.4955 | 2020Q3 | https://shop.regencylighting.com/lamps/led/led712vmr16v30kfl-tcp.html | Regency Lighting | 2020 | Yes
LED Lighting | Reflector | TCP | True |  | Reflector (Flood/Spot) | MR16 | GU5.3 | Damp Location Rated,Recessed Fixtures Damp Location Rated,Recessed Fixtures Home / Light Bulbs / LED / TCP - LED712VMR16V30KNFL Damp Location 7W MR16 LED Lamp - Universal - 470 Lumens - Warm White (3000K) - 80 CRI - 25000 Hours - GU5.3 (Bi-Pin) - 12V - White TCP - LED712VMR16V30KNFL | 3000 | 82 | 500 | 71.4286 | 25000 | 7 | 12 | 86.76 | 7.23 | 8.4955 | 2020Q3 | https://shop.regencylighting.com/lamps/led/led712vmr16v30knfl-tcp.html | Regency Lighting | 2020 | Yes
LED Lighting | Reflector | TCP | True |  | Reflector (Flood/Spot) | MR16 | GU5.3 | Damp Location Rated,Recessed Fixtures Damp Location Rated,Recessed Fixtures Home / Light Bulbs / LED / TCP - LED712VMR16V41KFL Damp Location 7W MR16 LED Lamp - Universal - 525 Lumens - Cool White (4100K) - 80 CRI - 25000 Hours - GU5.3 (Bi-Pin) - 12V - White TCP - LED712VMR16V41KFL | 4000 | 84 | 500 | 76.9231 | 25000 | 6.5 | 12 | 86.76 | 7.23 | 8.4955 | 2020Q3 | https://shop.regencylighting.com/lamps/led/led712vmr16v41kfl-tcp.html | Regency Lighting | 2020 | Yes
LED Lighting | Reflector | TCP | True |  | Reflector (Flood/Spot) | MR16 | GU5.3 | Damp Location Rated,Recessed Fixtures Damp Location Rated,Recessed Fixtures Home / Light Bulbs / LED / TCP - LED712VMR16V41KNFL Damp Location 7W MR16 LED Lamp - Universal - 525 Lumens - Cool White (4100K) - 80 CRI - 25000 Hours - GU5.3 (Bi-Pin) - 12V - White TCP - LED712VMR16V41KNFL | 4000 | 82 | 500 | 71.4286 | 25000 | 7 | 12 | 86.76 | 7.23 | 8.4955 | 2020Q3 | https://shop.regencylighting.com/lamps/led/led712vmr16v41knfl-tcp.html | Regency Lighting | 2020 | Yes
LED Lighting | Reflector | TCP | True |  | Reflector (Flood/Spot) | PAR16 | E26 (Medium) | Damp Location Rated,Recessed Fixtures Damp Location Rated,Recessed Fixtures Home / Light Bulbs / LED / TCP - LED7P1627KFL Damp Location 7W PAR16 LED Lamp - Universal - 500 Lumens - Warm White (2700K) - 82 CRI - 25000 Hours - E26 (Medium) - 120 to 130V - White TCP - LED7P1627KFL | 2700 | 83 | 550 | 78.5714 | 25000 | 7 | 1 | 13.26 | 13.26 | 15.581 | 2020Q3 | https://shop.regencylighting.com/lamps/led/led7p1627kfl-tcp.html | Regency Lighting | 2020 | Yes
LED Lighting | Reflector | TCP | True |  | Reflector (Flood/Spot) | PAR16 | E26 (Medium) | Damp Location Rated,Recessed Fixtures Damp Location Rated,Recessed Fixtures Home / Light Bulbs / LED / TCP - LED7P1630KFL Energy Star Certified; Enclosed Fixture Rated; Damp Location Rated 7W PAR16 LED Lamp - Universal - 525 Lumens - Warm White (3000K) - 82 CRI - 25000 Hours - E26 (Medium) - 120 to 130V TCP - LED7P1630KFL | 3000 | 85 | 600 | 85.7143 | 25000 | 7 | 1 | 13.26 | 13.26 | 15.581 | 2020Q3 | https://shop.regencylighting.com/lamps/led/led7p1630kfl-tcp.html | Regency Lighting | 2020 | Yes
LED Lighting | Reflector | TCP | True |  | Reflector (Flood/Spot) | PAR16 | E26 (Medium) | Damp Location Rated,Recessed Fixtures Damp Location Rated,Recessed Fixtures Home / Light Bulbs / LED / TCP - LED7P1641KFL Damp Location; Enclosed Fixture Rated 7W PAR16 LED Lamp - Universal - 550 Lumens - Cool White (4100K) - 82 CRI - 25000 Hours - E26 (Medium) - 120 to 130V TCP - LED7P1641KFL | 4000 | 85 | 625 | 89.2857 | 25000 | 7 | 1 | 13.26 | 13.26 | 15.581 | 2020Q3 | https://shop.regencylighting.com/lamps/led/led7p1641kfl-tcp.html | Regency Lighting | 2020 | Yes
LED Lighting | Reflector | Sylvania | True |  | Reflector (Flood/Spot) | PAR20 | E26 (Medium) | Damp Location Rated,Recessed Fixtures Damp Location Rated,Recessed Fixtures Home / Light Bulbs / LED / Sylvania - 78350 - LED7PAR20DIM827FL4022YGL3WRP PAR20 LED Lamp 7W PAR20 LED Lamp - Universal - 525 Lumens - Warm White (2700K) - 82 CRI - 25000 Hours - E26 (Medium) - 120 to 130V Sylvania - 78350 - LED7PAR20DIM827FL4022YGL3WRP | 2700 | 83 | 525 | 75 | 25000 | 7 | 1 | 11.9 | 11.9 | 13.983 | 2020Q3 | https://shop.regencylighting.com/lamps/led/led7par20dim827fl4022ygl3wrp-78350.html | Regency Lighting | 2020 | Yes
LED Lighting | Reflector | Sylvania | True |  | Reflector (Flood/Spot) | PAR20 | E26 (Medium) | Damp Location Rated,Recessed Fixtures Damp Location Rated,Recessed Fixtures Home / Light Bulbs / LED / Sylvania - 78349 - LED7PAR20DIM827NFL2522YGL3WRP PAR20 LED Lamp 7W PAR20 LED Lamp - Universal - 525 Lumens - Warm White (2700K) - 82 CRI - 25000 Hours - E26 (Medium) - 120 to 130V Sylvania - 78349 - LED7PAR20DIM827NFL2522YGL3WRP | 2700 | 83 | 525 | 75 | 25000 | 7 | 1 | 11.9 | 11.9 | 13.983 | 2020Q3 | https://shop.regencylighting.com/lamps/led/led7par20dim827nfl2522ygl3wrp-78349.html | Regency Lighting | 2020 | Yes
LED Lighting | Reflector | Sylvania | True |  | Reflector (Flood/Spot) | PAR20 | E26 (Medium) | Damp Location Rated,Recessed Fixtures Damp Location Rated,Recessed Fixtures Home / Light Bulbs / LED / Sylvania - 78348 - LED7PAR20DIM830FL4022YGL3WRP PAR20 LED Lamp 7W PAR20 LED Lamp - Universal - 525 Lumens - Warm White (3000K) - 82 CRI - 25000 Hours - E26 (Medium) - 120 to 130V Sylvania - 78348 - LED7PAR20DIM830FL4022YGL3WRP | 3000 | 83 | 525 | 75 | 25000 | 7 | 1 | 11.9 | 11.9 | 13.983 | 2020Q3 | https://shop.regencylighting.com/lamps/led/led7par20dim830fl4022ygl3wrp-78348.html | Regency Lighting | 2020 | Yes
LED Lighting | Reflector | Sylvania | True |  | Reflector (Flood/Spot) | PAR20 | E26 (Medium) | Damp Location Rated,Recessed Fixtures Damp Location Rated,Recessed Fixtures Home / Light Bulbs / LED / Sylvania - 78347 - LED7PAR20DIM830NFL2522YGL3WRP PAR20 LED Lamp 7W PAR20 LED Lamp - Universal - 525 Lumens - Warm White (3000K) - 82 CRI - 25000 Hours - E26 (Medium) - 120 to 130V Sylvania - 78347 - LED7PAR20DIM830NFL2522YGL3WRP | 3000 | 83 | 525 | 75 | 25000 | 7 | 1 | 11.9 | 11.9 | 13.983 | 2020Q3 | https://shop.regencylighting.com/lamps/led/led7par20dim830nfl2522ygl3wrp-78347.html | Regency Lighting | 2020 | Yes
LED Lighting | Reflector | Sylvania | True |  | Reflector (Flood/Spot) | PAR20 | E26 (Medium) | Damp Location Rated,Recessed Fixtures Damp Location Rated,Recessed Fixtures Home / Light Bulbs / LED / Sylvania - 78346 - LED7PAR20DIM840FL4022YGL3WRP PAR20 LED Lamp 7W PAR20 LED Lamp - Universal - 525 Lumens - Cool White (4000K) - 82 CRI - 25000 Hours - E26 (Medium) - 120 to 130V Sylvania - 78346 - LED7PAR20DIM840FL4022YGL3WRP | 4000 | 84 | 525 | 75 | 25000 | 7 | 1 | 11.9 | 11.9 | 13.983 | 2020Q3 | https://shop.regencylighting.com/lamps/led/led7par20dim840fl4022ygl3wrp-78346.html | Regency Lighting | 2020 | Yes
LED Lighting | Reflector | Sylvania | True | Daylighting/Photocell, | Reflector (Flood/Spot) | PAR20 | E26 (Medium) | Wet Location Rated,Recessed Fixtures Wet Location Rated,Recessed Fixtures Home / Light Bulbs / LED / Sylvania - 74777 - LED7PAR20DIM850FL4013YGLWRP Glass PAR Lamp; Enclosed Fixture Rated; Wet Location Rated; Food Safe Listed; Energy Star Rated 7W LED PAR20 - Universal - 550 Lumens - Daylight (5000K) - 81 CRI - 15000 hrs. - E26 (Medium) - 120 to 130V Sylvania - 74777 - LED7PAR20DIM850FL4013YGLWRP | 5000 | 87 | 550 | 78.5714 | 15000 | 7 | 1 | 227.88 | 227.88 | 267.7678 | 2020Q3 | https://shop.regencylighting.com/lamps/led/led7par20dim850fl4013yglwrp-74777.html | Regency Lighting | 2020 | No
LED Lighting | A-Type | Sylvania | False |  | LED | A19 | E26 (Medium) | Topbulb » LED Bulbs » LED Standard Shape » 100W Equal » Sylvania 78098 ¦ 14W LED - 100W Equal - 3500K This Sylvania 78098 LED14A19F83510YVRP is a non-dimmable 14 watt LED that replaces a 100 watt incandescent and provides white illumination similar to a halogen bulb. See this same bulb in 4-Pack pricing under Related Products on this page. LED Technology Notice Due to constantly evolving nature of LED technology, manufacturers will reserve the right to replace this product with next generation technology. We appreciate your understanding and acceptance of this policy. 11,000 Hours • Halogen White Light • Not Dimmable Sylvania 78098 ¦ 14W LED - 100W Equal - 3500K | 3500 | 80 | 1500 | 107.1429 | 11000 | 14 | 1 | 6.95 | 6.95 | 8.1665 | 2020Q3 | https://www.topbulb.com/sylvania-78098-led14a19f83510yvrp-led | Top Bulb | 2020 | Yes
LED Lighting | Downlight | Sylvania | True |  | PAR30 |  |  | Downlight Solid State Retrofit Downlight Solid State Retrofit Home / Light Bulbs / LED / Sylvania - 79621 - LED8.5LT4/DIM/SKE/827/RP Integrated Bulb and Trim; Suitable for Damp Locations; Use in Fixtures that support a Half Pound Lamp; 6" Fully Extended or 4" Fully Retracted Legth 8.5W LED Integrated Bulb and Trim - 500 Lumens - Warm White (2700K) - 80 CRI - 25000 hrs. - E26 (Medium) - 120 to 130V - White Sylvania - 79621 - LED8.5LT4/DIM/SKE/827/RP | 2700 | 82 | 556 | 70.3797 | 69000 | 7.9 | 1 | 9.26 | 9.26 | 10.8809 | 2020Q3 | https://shop.regencylighting.com/lamps/led/led8-5lt4-dim-ske-827-rp-79621.html | Regency Lighting | 2020 | Yes
LED Lighting | Reflector | TCP | True |  | Reflector (Flood/Spot) | PAR20 | E26 (Medium) | Wet Location Rated,Recessed Fixtures Wet Location Rated,Recessed Fixtures Home / Light Bulbs / LED / TCP - LED8P20D27KFL Damp Location Rated 8W PAR20 LED Lamp - Universal - 575 Lumens - Warm White (2700K) - 82 CRI - 25000 Hours - E26 (Medium) - 120 to 130V - White TCP - LED8P20D27KFL | 2700 | 83 | 600 | 85.7143 | 25000 | 7 | 48 | 588.48 | 12.26 | 14.406 | 2020Q3 | https://shop.regencylighting.com/lamps/led/led8p20d27kfl-tcp.html | Regency Lighting | 2020 | Yes
LED Lighting | Reflector | TCP | True |  | Reflector (Flood/Spot) | PAR20 | E26 (Medium) | Wet Location Rated,Recessed Fixtures Wet Location Rated,Recessed Fixtures Home / Light Bulbs / LED / TCP - LED8P20D27KFLB Black Housing; Damp Location Rated; Energy Star Rated 8W PAR20 LED Lamp - Universal - 575 Lumens - Warm White (2700K) - 80 CRI - 25000 Hours - E26 (Medium) - 120 to 130V - Black TCP - LED8P20D27KFLB | 2700 | 83 | 600 | 85.7143 | 25000 | 7 | 1 | 14.22 | 14.22 | 16.709 | 2020Q3 | https://shop.regencylighting.com/lamps/led/led8p20d27kflb-tcp.html | Regency Lighting | 2020 | Yes
LED Lighting | Reflector | TCP | True |  | Reflector (Flood/Spot) | PAR20 | E26 (Medium) | Wet Location Rated,Recessed Fixtures Wet Location Rated,Recessed Fixtures Home / Light Bulbs / LED / TCP - LED8P20D27KNFL Damp Location Rated 8W PAR20 LED Lamp - Universal - 575 Lumens - Warm White (2700K) - 82 CRI - 25000 Hours - E26 (Medium) - 120 to 130V - White TCP - LED8P20D27KNFL | 2700 | 83 | 600 | 85.7143 | 25000 | 7 | 48 | 588.48 | 12.26 | 14.406 | 2020Q3 | https://shop.regencylighting.com/lamps/led/led8p20d27knfl-tcp.html | Regency Lighting | 2020 | Yes
LED Lighting | Reflector | TCP | True |  | Reflector (Flood/Spot) | PAR20 | E26 (Medium) | Wet Location Rated,Recessed Fixtures Wet Location Rated,Recessed Fixtures Home / Light Bulbs / LED / TCP - LED8P20D30KFL Damp Location Rated 8W PAR20 LED Lamp - Universal - 600 Lumens - Warm White (3000K) - 82 CRI - 25000 Hours - E26 (Medium) - 120 to 130V - White TCP - LED8P20D30KFL | 3000 | 83 | 625 | 89.2857 | 25000 | 7 | 48 | 588.48 | 12.26 | 14.406 | 2020Q3 | https://shop.regencylighting.com/lamps/led/led8p20d30kfl-tcp.html | Regency Lighting | 2020 | Yes
LED Lighting | Reflector | TCP | True |  | Reflector (Flood/Spot) | PAR20 | E26 (Medium) | Wet Location Rated,Recessed Fixtures Wet Location Rated,Recessed Fixtures Home / Light Bulbs / LED / TCP - LED8P20D30KNFL Damp Location Rated 8W PAR20 LED Lamp - Universal - 600 Lumens - Warm White (3000K) - 82 CRI - 25000 Hours - E26 (Medium) - 120 to 130V - White TCP - LED8P20D30KNFL | 3000 | 83 | 625 | 89.2857 | 25000 | 7 | 48 | 588.48 | 12.26 | 14.406 | 2020Q3 | https://shop.regencylighting.com/lamps/led/led8p20d30knfl-tcp.html | Regency Lighting | 2020 | Yes
LED Lighting | Reflector | TCP | True |  | Reflector (Flood/Spot) | PAR20 | E26 (Medium) | Wet Location Rated,Recessed Fixtures Wet Location Rated,Recessed Fixtures Home / Light Bulbs / LED / TCP - LED8P20D30KNFLB Damp Location Rated; Black Housing 8W PAR20 LED Lamp - Universal - 515 Lumens - Warm White (3000K) - 82 CRI - 25000 hrs. - E26 (Medium) - 120 to 130V - Black TCP - LED8P20D30KNFLB | 3000 | 83 | 625 | 89.2857 | 25000 | 7 | 1 | 14.22 | 14.22 | 16.709 | 2020Q3 | https://shop.regencylighting.com/lamps/led/led8p20d30knflb-tcp.html | Regency Lighting | 2020 | Yes
LED Lighting | Reflector | TCP | True |  | Reflector (Flood/Spot) | PAR20 | E26 (Medium) | Wet Location Rated,Recessed Fixtures Wet Location Rated,Recessed Fixtures Home / Light Bulbs / LED / TCP - LED8P20D35KFL Damp Location Rated 8W PAR20 LED Lamp - Universal - 525 Lumens - Neutral White (3500K) - 82 CRI - 25000 Hours - E26 (Medium) - 120 to 130V TCP - LED8P20D35KFL | 3500 | 84 | 675 | 96.4286 | 25000 | 7 | 1 | 12.26 | 12.26 | 14.406 | 2020Q3 | https://shop.regencylighting.com/lamps/led/led8p20d35kfl-tcp.html | Regency Lighting | 2020 | Yes
LED Lighting | Reflector | TCP | True |  | Reflector (Flood/Spot) | PAR20 | E26 (Medium) | Wet Location Rated,Recessed Fixtures Wet Location Rated,Recessed Fixtures Home / Light Bulbs / LED / TCP - LED8P20D35KNFL Damp Location Rated 8W PAR20 LED Lamp - Universal - 525 Lumens - Neutral White (3500K) - 82 CRI - 25000 Hours - E26 (Medium) - 120 to 130V TCP - LED8P20D35KNFL | 3500 | 84 | 675 | 96.4286 | 25000 | 7 | 1 | 12.26 | 12.26 | 14.406 | 2020Q3 | https://shop.regencylighting.com/lamps/led/led8p20d35knfl-tcp.html | Regency Lighting | 2020 | Yes
LED Lighting | Reflector | TCP | True |  | Reflector (Flood/Spot) | PAR20 | E26 (Medium) | Wet Location Rated,Recessed Fixtures Wet Location Rated,Recessed Fixtures Home / Light Bulbs / LED / TCP - LED8P20D41KFL Damp Location Rated 8W PAR20 LED Lamp - Universal - 530 Lumens - Cool White (4100K) - 82 CRI - 25000 Hours - E26 (Medium) - 120 to 130V TCP - LED8P20D41KFL | 4000 | 86 | 675 | 96.4286 | 25000 | 7 | 1 | 12.26 | 12.26 | 14.406 | 2020Q3 | https://shop.regencylighting.com/lamps/led/led8p20d41kfl-tcp.html | Regency Lighting | 2020 | Yes
LED Lighting | Reflector | TCP | True |  | Reflector (Flood/Spot) | PAR20 | E26 (Medium) | Wet Location Rated,Recessed Fixtures Wet Location Rated,Recessed Fixtures Home / Light Bulbs / LED / TCP - LED8P20D41KNFL Damp Location Rated 8W PAR20 LED Lamp - Universal - 530 Lumens - Cool White (4100K) - 82 CRI - 25000 Hours - E26 (Medium) - 120 to 130V TCP - LED8P20D41KNFL | 4000 | 86 | 675 | 96.4286 | 25000 | 7 | 1 | 12.26 | 12.26 | 14.406 | 2020Q3 | https://shop.regencylighting.com/lamps/led/led8p20d41knfl-tcp.html | Regency Lighting | 2020 | Yes
LED Lighting | Reflector | TCP | True | Daylighting/Photocell, | Reflector (Flood/Spot) | PAR20 | E26 (Medium) | Wet Location Rated,Recessed Fixtures Wet Location Rated,Recessed Fixtures Home / Light Bulbs / LED / TCP - LED8P20D50KFL Damp Location Rated; Energy Star Certified 8W PAR20 LED Lamp - Universal - 650 Lumens - Daylight (5000K) - 80 CRI - 25000 Hours - E26 (Medium) - 120 to 130V TCP - LED8P20D50KFL | 5000 | 84 | 700 | 100 | 25000 | 7 | 1 | 12.26 | 12.26 | 14.406 | 2020Q3 | https://shop.regencylighting.com/lamps/led/led8p20d50kfl-tcp.html | Regency Lighting | 2020 | Yes
LED Lighting | Reflector | Sylvania | True | Daylighting/Photocell, | Reflector (Flood/Spot) | PAR20 | E26 (Medium) | Use With Timers,Use With Photo and/or Motion Sensors,Damp Location Rated,Dim to Warm,Recessed Fixtures Use With Timers,Use With Photo and/or Motion Sensors,Damp Location Rated,Dim to Warm,Recessed Fixtures Home / Light Bulbs / LED / Sylvania - 78366 - LED8PAR20/HD/DIM/927/FL40 Renaissance LED PAR; Damp Location Rated; Energy Star Rated; Indoor or Outdoor Use; Superior Beam Quality - Ideal for Color Critical Applications 8W PAR20 LED Lamp - Universal - 500 Lumens - Warm White (2700K) - 91 CRI - 40000 Hours - E26 (Medium) - 120 to 130V Sylvania - 78366 - LED8PAR20/HD/DIM/927/FL40 | 2700 | 95 | 500 | 62.5 | 25000 | 8 | 1 | 13.95 | 13.95 | 16.3918 | 2020Q3 | https://shop.regencylighting.com/lamps/led/led8par20-hd-dim-927-fl40-78366.html | Regency Lighting | 2020 | Yes
LED Lighting | Reflector | Sylvania | True | Daylighting/Photocell, | Reflector (Flood/Spot) | PAR20 | E26 (Medium) | Use With Timers,Use With Photo and/or Motion Sensors,Damp Location Rated,Dim to Warm,Recessed Fixtures Use With Timers,Use With Photo and/or Motion Sensors,Damp Location Rated,Dim to Warm,Recessed Fixtures Home / Light Bulbs / LED / Sylvania - 78363 - LED8PAR20/HD/DIM/927/NFL25 Renaissance LED PAR; Damp Location Rated; Energy Star Rated; Indoor or Outdoor Use; Superior Beam Quality - Ideal for Color Critical Applications 8W PAR20 LED Lamp - Universal - 500 Lumens - Warm White (2700K) - 91 CRI - 40000 Hours - E26 (Medium) - 120 to 130V Sylvania - 78363 - LED8PAR20/HD/DIM/927/NFL25 | 2700 | 95 | 500 | 62.5 | 25000 | 8 | 1 | 13.95 | 13.95 | 16.3918 | 2020Q3 | https://shop.regencylighting.com/lamps/led/led8par20-hd-dim-927-nfl25-78363.html | Regency Lighting | 2020 | Yes
LED Lighting | Reflector | Sylvania | True | Daylighting/Photocell, | Reflector (Flood/Spot) | PAR20 | E26 (Medium) | Use With Timers,Use With Photo and/or Motion Sensors,Damp Location Rated,Dim to Warm,Recessed Fixtures Use With Timers,Use With Photo and/or Motion Sensors,Damp Location Rated,Dim to Warm,Recessed Fixtures Home / Light Bulbs / LED / Sylvania - 78367 - LED8PAR20/HD/DIM/930/FL40 Renaissance LED PAR; Damp Location Rated; Energy Star Rated; Indoor or Outdoor Use; Superior Beam Quality - Ideal for Color Critical Applications 8W PAR20 LED Lamp - Universal - 550 Lumens - Warm White (3000K) - 91 CRI - 40000 Hours - E26 (Medium) - 120 to 130V Sylvania - 78367 - LED8PAR20/HD/DIM/930/FL40 | 3000 | 92 | 550 | 68.75 | 25000 | 8 | 1 | 13.95 | 13.95 | 16.3918 | 2020Q3 | https://shop.regencylighting.com/lamps/led/led8par20-hd-dim-930-fl40-78367.html | Regency Lighting | 2020 | Yes
LED Lighting | Reflector | Sylvania | True | Daylighting/Photocell, | Reflector (Flood/Spot) | PAR20 | E26 (Medium) | Use With Timers,Use With Photo and/or Motion Sensors,Damp Location Rated,Dim to Warm,Recessed Fixtures Use With Timers,Use With Photo and/or Motion Sensors,Damp Location Rated,Dim to Warm,Recessed Fixtures Home / Light Bulbs / LED / Sylvania - 78364 - LED8PAR20/HD/DIM/930/NFL25 Renaissance LED PAR; Damp Location Rated; Energy Star Rated; Indoor or Outdoor Use; Superior Beam Quality - Ideal for Color Critical Applications 8W PAR20 LED Lamp - Universal - 550 Lumens - Warm White (3000K) - 91 CRI - 40000 Hours - E26 (Medium) - 120 to 130V Sylvania - 78364 - LED8PAR20/HD/DIM/930/NFL25 | 3000 | 92 | 550 | 68.75 | 25000 | 8 | 1 | 13.95 | 13.95 | 16.3918 | 2020Q3 | https://shop.regencylighting.com/lamps/led/led8par20-hd-dim-930-nfl25-78364.html | Regency Lighting | 2020 | Yes
LED Lighting | Reflector | Sylvania | True | Daylighting/Photocell, | Reflector (Flood/Spot) | PAR20 | E26 (Medium) | Use With Timers,Use With Photo and/or Motion Sensors,Damp Location Rated,Dim to Warm,Recessed Fixtures Use With Timers,Use With Photo and/or Motion Sensors,Damp Location Rated,Dim to Warm,Recessed Fixtures Home / Light Bulbs / LED / Sylvania - 78365 - LED8PAR20/HD/DIM/935/NFL25 Renaissance LED PAR; Damp Location Rated; Energy Star Rated; Indoor or Outdoor Use; Superior Beam Quality - Ideal for Color Critical Applications 8W PAR20 LED Lamp - Universal - 600 Lumens - Neutral White (3500K) - 91 CRI - 40000 Hours - E26 (Medium) - 120 to 130V Sylvania - 78365 - LED8PAR20/HD/DIM/935/NFL25 | 3500 | 95 | 600 | 75 | 25000 | 8 | 1 | 13.95 | 13.95 | 16.3918 | 2020Q3 | https://shop.regencylighting.com/lamps/led/led8par20-hd-dim-935-nfl25-78365.html | Regency Lighting | 2020 | Yes
LED Lighting | Reflector | Sylvania | True |  | Reflector (Flood/Spot) | PAR20 | E26 (Medium) | Damp Location Rated,Wet Location Rated,Recessed Fixtures Damp Location Rated,Wet Location Rated,Recessed Fixtures Home / Light Bulbs / LED / Sylvania - 78981 - LED8PAR20DIM830FL40GL1W Indoor/Outdoor Wet Rated; Energy Star Rated 8W PAR20 LED Lamp - Universal - 500 Lumens - Warm White (3000K) - 81 CRI - 25000 Hours - E26 (Medium) - 120 to 130V Sylvania - 78981 - LED8PAR20DIM830FL40GL1W | 3000 | 81 | 544 | 76.6197 | 25000 | 7.1 | 6 | 1822.98 | 303.83 | 357.012 | 2020Q3 | https://shop.regencylighting.com/lamps/led/led8par20dim830fl40gl1w-78981.html | Regency Lighting | 2020 | No
LED Lighting | Reflector | Sylvania | True | Daylighting/Photocell, | Reflector (Flood/Spot) | PAR30L | E26 (Medium) | Use With Timers,Use With Photo and/or Motion Sensors,Damp Location Rated,Recessed Fixtures Use With Timers,Use With Photo and/or Motion Sensors,Damp Location Rated,Recessed Fixtures Home / Light Bulbs / LED / Sylvania - 79219 - LED8PAR30LNDIM830FL30G2RP Indoor/Outdoor Damp Rated; Energy Star Rated 8W PAR30 Long Neck LED Lamp - Universal - 650 Lumens - Warm White (3000K) - 82 CRI - 25000 Hours - E26 (Medium) - 120 to 130V Sylvania - 79219 - LED8PAR30LNDIM830FL30G2RP | 3000 | 82 | 650 | 81.25 | 25000 | 8 | 6 | 569.7 | 94.95 | 111.5699 | 2020Q3 | https://shop.regencylighting.com/lamps/led/led8par30lndim830fl30g2rp-79219.html | Regency Lighting | 2020 | No
LED Lighting | A-Type | Sylvania | False |  | LED | A19 | E26 (Medium) | Topbulb » LED Bulbs » LED Standard Shape » 100W Equal » Sylvania 79292 ¦ 14W LED - 100W Equal - 2700K This Sylvania 79292 LED14A19F82710YVRP is a non-dimmable 14 watt LED that replaces a 100 watt incandescent and provides warm white illumination. See this same bulb in 4-Pack pricing under Related Products on this page. LED Technology Notice Due to constantly evolving nature of LED technology, manufacturers will reserve the right to replace this product with next generation technology. We appreciate your understanding and acceptance of this policy. Documents Sylvana 79292 Spec Sheet 11,000 Hours • Warm White Light • Not Dimmable Sylvania 79292 ¦ 14W LED - 100W Equal - 2700K | 2700 | 80 | 1500 | 107.1429 | 11000 | 14 | 1 | 6.95 | 6.95 | 8.1665 | 2020Q3 | https://www.topbulb.com/sylvania-79292-led14a19f82710yvrp-led | Top Bulb | 2020 | Yes
LED Lighting | A-Type | Sylvania | False |  | LED | A19 | E26 (Medium) | Topbulb » LED Bulbs » LED Standard Shape » 100W Equal » Sylvania 79294 ¦ 14W LED - 100W Equal - 5000K This Sylvania 79294 LED14A19F85010YVRP is a non-dimmable 14 watt LED that replaces a 100 watt incandescent and provides very cool white illumination. See this same bulb in 4-Pack pricing under Related Products on this page. LED Technology Notice Due to constantly evolving nature of LED technology, manufacturers will reserve the right to replace this product with next generation technology. We appreciate your understanding and acceptance of this policy. Documents Sylvana 79294 Spec Sheet 11,000 Hours • Very Cool White Light • Not Dimmable Sylvania 79294 ¦ 14W LED - 100W Equal - 5000K | 5000 | 80 | 1500 | 107.1429 | 11000 | 14 | 1 | 6.95 | 6.95 | 8.1665 | 2020Q3 | https://www.topbulb.com/sylvania-79294-led14a19f85010yvrp-led | Top Bulb | 2020 | Yes
LED Lighting | A-Type | Maxlite | False |  | General Purpose Replacement | A19 | E26 (Medium) | Damp Location Rated Home / Light Bulbs / LED / Maxlite - 102295 - 14A19/3W30 Not for Use in Totally Enclosed Fixtures; Suitable for Damp Locations 14W A19 LED Lamp - Universal - 1500 Lumens - Warm White (3000K) - 84 CRI - 25000 Hours - E26 (Medium) - 120 to 130V Maxlite - 102295 - 14A19/3W30 | 3000 | 82 | 1500 | 107.1429 | 25000 | 14 | 1 | 11.67 | 11.67 | 13.7127 | 2020Q2 | https://shop.regencylighting.com/lamps/led/14a19-3w30-mxt.html | Regency Lighting | 2020 | Yes
LED Lighting | A-Type | Maxlite | False |  | General Purpose Replacement | A19 | E26 (Medium) | Damp Location Rated Home / Light Bulbs / LED / LED A-Line / Maxlite - 102295 - 14A19/3W30 Not for Use in Totally Enclosed Fixtures; Suitable for Damp Locations 14W A19 LED Lamp - Universal - 1500 Lumens - Warm White (3000K) - 84 CRI - 25000 Hours - E26 (Medium) - 120 to 130V Maxlite - 102295 - 14A19/3W30 | 3000 | 82 | 1500 | 107.1429 | 25000 | 14 | 1 | 11.67 | 11.67 | 13.7127 | 2020Q2 | https://shop.regencylighting.com/lamps/led/a-line/14a19-3w30-mxt.html | Regency Lighting | 2020 | Yes
LED Lighting | A-Type | Brand Sylvania | True |  |  |  |  | Sylvania E26 LED A19 Light Bulb 14 Watt No Dimmable 80 CRI 1,500 Lumen 3500K Color Temperature 11000 Hours Average Rated Life. Mfg #78098 Sylvania 14 Watt 3500K A19 LED Light Bulb 6-Pack | 3500 | 80 | 1500 | 107.1429 | 11000 | 14 | 1 | 47.86 | 47.86 | 56.2373 | 2020Q2 | https://hdsupplysolutions.com/p/led-00-75-10-35/sylvania-14-watt-3500k-a19-led-light-bulb-6-pack-p205717 | HD Supply | 2020 | Yes
LED Lighting | A-Type | Brand Sylvania | True |  |  |  |  | Sylvania E26 LED A19 Light Bulb 14 Watt No Dimmable 80 CRI 1,500 Lumen 5000K Color Temperature 11000 Hours Average Rated Life. Mfg #78103 Sylvania 14 Watt 5000K A19 LED Light Bulb 24-Pack | 5000 | 80 | 1500 | 107.1429 | 11000 | 14 | 1 | 209.12 | 209.12 | 245.7241 | 2020Q2 | https://hdsupplysolutions.com/p/led-00-75-10-35/sylvania-14-watt-5000k-a19-led-light-bulb-24-pack-p205719 | HD Supply | 2020 | No
LED Lighting | Reflector | TCP | True |  | Reflector (Flood/Spot) | BR30 | E26 (Medium) | Damp Location Rated,Recessed Fixtures Damp Location Rated,Recessed Fixtures Home / Light Bulbs / LED / TCP - LED9BR30D27K Damp Location 9W BR30 LED Lamp - Universal - 700 Lumens - Warm White (2700K) - 82 CRI - 25000 Hours - E26 (Medium) - 120 to 130V - White TCP - LED9BR30D27K | 2700 | 80 | 700 | 73.6842 | 25000 | 9.5 | 12 | 45.36 | 3.78 | 4.4416 | 2020Q3 | https://shop.regencylighting.com/lamps/led/led9br30d27k-tcp.html | Regency Lighting | 2020 | Yes
LED Lighting | Reflector | TCP | True |  | Reflector (Flood/Spot) | BR30 | E26 (Medium) | Damp Location Rated,Recessed Fixtures Damp Location Rated,Recessed Fixtures Home / Light Bulbs / LED / TCP - LED9BR30D30K Damp Location 9W BR30 LED Lamp - Universal - 720 Lumens - Warm White (3000K) - 82 CRI - 25000 Hours - E26 (Medium) - 120 to 130V - White TCP - LED9BR30D30K | 3000 | 80 | 700 | 73.6842 | 25000 | 9.5 | 48 | 181.44 | 3.78 | 4.4416 | 2020Q3 | https://shop.regencylighting.com/lamps/led/led9br30d30k-tcp.html | Regency Lighting | 2020 | Yes
LED Lighting | Reflector | TCP | True |  | Reflector (Flood/Spot) | BR30 | E26 (Medium) | Damp Location Rated,Recessed Fixtures Damp Location Rated,Recessed Fixtures Home / Light Bulbs / LED / TCP - LED9BR30D41K Damp Location 9W BR30 LED Lamp - Universal - 740 Lumens - Cool White (4100K) - 82 CRI - 25000 Hours - E26 (Medium) - 120 to 130V - White TCP - LED9BR30D41K | 4000 | 82 | 750 | 78.9474 | 25000 | 9.5 | 12 | 45.36 | 3.78 | 4.4416 | 2020Q3 | https://shop.regencylighting.com/lamps/led/led9br30d41k-tcp.html | Regency Lighting | 2020 | Yes
LED Lighting | Reflector | TCP | True | Daylighting/Photocell, | Reflector (Flood/Spot) | BR30 | E26 (Medium) | Damp Location Rated,Recessed Fixtures Damp Location Rated,Recessed Fixtures Home / Light Bulbs / LED / TCP - LED9BR30D50K Energy Star Certified; Damp Location Rated; Not Recommended for Fully Enclosed Fixtures 9W BR30 LED Lamp - Universal - 650 Lumens - Daylight (5000K) - 82 CRI - 25000 Hours - E26 (Medium) TCP - LED9BR30D50K | 5000 | 87 | 750 | 78.9474 | 25000 | 9.5 | 1 | 3.78 | 3.78 | 4.4416 | 2020Q3 | https://shop.regencylighting.com/lamps/led/led9br30d50k-tcp.html | Regency Lighting | 2020 | Yes
LED Lighting | Reflector | Sylvania | True | Daylighting/Photocell, | Reflector (Flood/Spot) | BR30 | E26 (Medium) | Damp Location Rated,Recessed Fixtures Damp Location Rated,Recessed Fixtures Home / Light Bulbs / LED / Sylvania - 78679 - LED9BR30DIMHO850G5RP Lamp Finish Frosted 9W BR30 LED Lamp - Universal - 800 Lumens - Daylight (5000K) - 80 CRI - 25000 Hours - E26 (Medium) - 120 to 130V - Frost Sylvania - 78679 - LED9BR30DIMHO850G5RP | 5000 | 86 | 800 | 88.8889 | 25000 | 9 | 6 | 54.42 | 9.07 | 10.6576 | 2020Q3 | https://shop.regencylighting.com/lamps/led/led9br30dimho850g5rp-78679.html | Regency Lighting | 2020 | Yes
LED Lighting | Reflector | Sylvania | True |  | Reflector (Flood/Spot) | MR16 | GU5.3 | Damp Location Rated,Recessed Fixtures Damp Location Rated,Recessed Fixtures Home / Light Bulbs / LED / Sylvania - 78200 - LED9MR16/DIM/827/FL35 Dimmable 9W MR16 LED Lamp - Universal - 700 Lumens - Warm White (2700K) - 80 CRI - 25000 Hours - GU5.3 (Bi-Pin) - 12V - Silver Sylvania - 78200 - LED9MR16/DIM/827/FL35 | 2700 | 81 | 700 | 77.7778 | 25000 | 9 | 6 | 59.7 | 9.95 | 11.6916 | 2020Q3 | https://shop.regencylighting.com/lamps/led/led9mr16-dim-827-fl35-78200.html | Regency Lighting | 2020 | Yes
LED Lighting | Reflector | Sylvania | True |  | Reflector (Flood/Spot) | MR16 | GU5.3 | Damp Location Rated,Recessed Fixtures Damp Location Rated,Recessed Fixtures Home / Light Bulbs / LED / Sylvania - 78199 - LED9MR16/DIM/827/NFL25 Dimmable 9W MR16 LED Lamp - Universal - 700 Lumens - Warm White (2700K) - 80 CRI - 25000 Hours - GU5.3 (Bi-Pin) - 12V - Silver Sylvania - 78199 - LED9MR16/DIM/827/NFL25 | 2700 | 81 | 700 | 77.7778 | 25000 | 9 | 6 | 59.7 | 9.95 | 11.6916 | 2020Q3 | https://shop.regencylighting.com/lamps/led/led9mr16-dim-827-nfl25-78199.html | Regency Lighting | 2020 | Yes
LED Lighting | Reflector | Sylvania | True | Daylighting/Photocell, | Reflector (Flood/Spot) | MR16 | GU5.3 | Use With Photo and/or Motion Sensors,Damp Location Rated,Dim to Warm,Recessed Fixtures Use With Photo and/or Motion Sensors,Damp Location Rated,Dim to Warm,Recessed Fixtures Home / Light Bulbs / LED / Sylvania - 74042 - LED9MR16/DIM/830/FL35 UV and IR Free; Damp Location; Mercury and Lead Free 9W MR16 LED Lamp - Universal - 700 Lumens - Warm White (3000K) - 80 CRI - 25000 Hours - GU5.3 (Bi-Pin) - 12V - Silver Sylvania - 74042 - LED9MR16/DIM/830/FL35 | 3000 | 82 | 700 | 77.7778 | 25000 | 9 | 6 | 59.7 | 9.95 | 11.6916 | 2020Q3 | https://shop.regencylighting.com/lamps/led/led9mr16-dim-830-fl35-74042.html | Regency Lighting | 2020 | Yes
LED Lighting | Reflector | Sylvania | True |  | Reflector (Flood/Spot) | MR16 | GU5.3 | Damp Location Rated,Recessed Fixtures Damp Location Rated,Recessed Fixtures Home / Light Bulbs / LED / Sylvania - 74044 - LED9MR16/DIM/830/NFL25 UV and IR Free; Damp Location; Mercury and Lead Free 9W MR16 LED Lamp - Universal - 700 Lumens - Warm White (3000K) - 80 CRI - 25000 Hours - GU5.3 (Bi-Pin) - 12V - Silver Sylvania - 74044 - LED9MR16/DIM/830/NFL25 | 3000 | 81 | 700 | 77.7778 | 25000 | 9 | 6 | 59.7 | 9.95 | 11.6916 | 2020Q3 | https://shop.regencylighting.com/lamps/led/led9mr16-dim-830-nfl25-74044.html | Regency Lighting | 2020 | Yes
LED Lighting | Reflector | Sylvania | True |  | Reflector (Flood/Spot) | MR16 | GU5.3 | Damp Location Rated,Recessed Fixtures Damp Location Rated,Recessed Fixtures Home / Light Bulbs / LED / Sylvania - 48057 - LED9MR16DIM830SP15 15 Degree Spot 9W MR16 LED Lamp - Universal - 700 Lumens - Warm White (3000K) - 80 CRI - 25000 Hours - GU5.3 (Bi-Pin) - 12V Sylvania - 48057 - LED9MR16DIM830SP15 | 3000 | 83 | 700 | 77.7778 | 25000 | 9 | 1 | 11.04 | 11.04 | 12.9724 | 2020Q3 | https://shop.regencylighting.com/lamps/led/led9mr16dim830sp15-48057.html | Regency Lighting | 2020 | Yes
LED Lighting | Downlight | Sylvania | [5 empty] | Downlight Recessed Downlight Recessed Home / Light Bulbs / LED / Sylvania - 74723 - LEDHIDR1500840CONTRACTOR E26 Medium LED Pin Base Lamp LED Replacement for HID Lamp - Cool White (4000K) - E26 (Medium) Sylvania - 74723 - LEDHIDR1500840CONTRACTOR | 3000 | 92 | 1400 | 56 | 50000 | 25 | 1 | 31.47 | 31.47 | 36.9785 | 2020Q3 | https://shop.regencylighting.com/lamps/led/ledhidr1500840contractor-74723.html | Regency Lighting | 2020 | Yes
LED Lighting | Reflector | Topaz | True |  | Reflector (Flood/Spot) | MR16 | GU5.3 | Damp Location Rated,Recessed Fixtures Damp Location Rated,Recessed Fixtures Home / Light Bulbs / LED / Topaz - 76614 - LM16/7/830/D/G6-33 Use with Electronic or Magnetic Low Voltage Power Supply for Track Lighting, Displays, and Accent Lighting; Suitable for Use in Enclosed Fixtures 6.5W MR16 LED Lamp - Universal - 500 Lumens - Warm White (3000K) - 80 CRI - 25000 Hours - GU5.3 (Bi-Pin) - 12V Topaz - 76614 - LM16/7/830/D/G6-33 | 3000 | 83 | 500 | 76.9231 | 25000 | 6.5 | 10 | 99.1 | 9.91 | 11.6446 | 2020Q3 | https://shop.regencylighting.com/lamps/led/lm16-7-830-d-g6-33-top.html | Regency Lighting | 2020 | Yes
LED Lighting | A-Type | Philips Lighting | False |  | A19 (Arbitrary) |  | E26 (Medium Screw) | HomeLamps, Bulbs, BallastsBulbs - LEDLED - TraditionalLamps - A-Type (2 Pack) Non-Dimmable LED Lamp, 14W, 120V, Bulb: A-Type (A19), Base: Medium Screw (E26), Lumens: 1500, CRI: >80, Color Temperature: 2700K, Rated Average Life: 11,000 Hrs, *Philips #461961, 12NC 929001957803 * 100W Equivalent. ***1 = 2 Pack*** Philips Lighting 14A19/LED/827/FR/P/ND 4/2FB 14W A19 LED Bulb | 2700 | 80 | 1500 | 107.1429 |  | 14 | 1 | 8.99 | 8.99 | 10.5636 | 2020Q2 | https://www.platt.com/platt-electric-supply/LED-Traditional-Lamps-A-Type/Philips-Lighting/14A19-LED-827-FR-P-ND-4-2FB/product.aspx?zpid=1416443 | Platt | 2020 | Yes
LED Lighting | Decorative | Archipelago | True |  | Decorative | B10 | E12 (Candelabra) | Filament Style Filament Style Home / Light Bulbs / LED / Archipelago - LTB10F35027CB-90 Notalgic Collection Filament Bulb; Blunt Tip; Wet Location Rated; Enclosed Fixture Rated; Commercial Grade; JA8 Compliant; Energy Star Rated 3.5W B10 LED Lamp - Universal - 325 Lumens - Warm White (2700K) - 92 CRI - 25000 hrs. - E12 (Candelabra) - 120 to 130V - Frost Archipelago - LTB10F35027CB-90 | 2700 | 93 | 350 | 100 | 25000 | 3.5 | 1 | 10.3 | 10.3 | 12.1029 | 2020Q3 | https://shop.regencylighting.com/lamps/led/ltb10f35027cb-90-acp.html | Regency Lighting | 2020 | Yes
LED Lighting | Decorative | Archipelago | True |  | Decorative | CA10 | E12 (Candelabra) | Filament Style Filament Style Home / Light Bulbs / LED / Archipelago - LTCA10C35027CB-90 Suitable for Wet Locations; Enclosed Fixture Rated: Energy Star Rated 3.5W CA10 LED Lamp - Universal - 325 Lumens - Warm White (2700K) - 92 CRI - 25000 Hours - E12 (Candelabra) - Clear Archipelago - LTCA10C35027CB-90 | 2700 | 93 | 350 | 100 | 25000 | 3.5 | 1 | 9.97 | 9.97 | 11.7151 | 2020Q3 | https://shop.regencylighting.com/lamps/led/ltca10c35027cb-90-acp.html | Regency Lighting | 2020 | Yes
LED Lighting | Decorative | Archipelago | True |  | Globe | G25 | E12 (Candelabra) | Filament Style Filament Style Home / Light Bulbs / LED / Archipelago - LTG25C35027MB Energy Star Listed; UL Listed; Suitable for Wet Location; Enclosed Rated 3.5W G25 LED Lamp - Universal - 350 Lumens - Warm White (2700K) - 83 CRI - 25000 Hours - E26 (Medium) - Clear Archipelago - LTG25C35027MB | 2700 | 93 | 350 | 100 | 25000 | 3.5 | 48 | 387.84 | 8.08 | 9.4943 | 2020Q3 | https://shop.regencylighting.com/lamps/led/ltg25c35027mb-acp.html | Regency Lighting | 2020 | Yes
LED Lighting | Reflector | Satco | True |  | Reflector (Flood/Spot) | PAR16 | GU10 | Damp Location Rated,Recessed Fixtures Damp Location Rated,Recessed Fixtures Home / Light Bulbs / LED / LED MR / Satco - S8380 - 4.5MR16/LED/40/30K/120V/GU10 Approved for Totally Enclosed Fixtures; Energy Star Rated 4.5W MR16 LED Lamp - Universal - 360 Lumens - Warm White (3000K) - 80 CRI - 25000 Hours - GU10 (Bi-Pin / Twist & Lock) - 120 to 130V Satco - S8380 - 4.5MR16/LED/40/30K/120V/GU10 | 3000 | 84 | 370 | 82.2222 | 25000 | 4.5 | 1 | 9 | 9 | 10.5753 | 2020Q3 | https://shop.regencylighting.com/lamps/led/mr/4-5mr16-led-40-30k-120v-gu10-s9380.html | Regency Lighting | 2020 | Yes
LED Lighting | Reflector | Satco | True |  | Reflector (Flood/Spot) | MR16 | GU5.3 | Damp Location Rated,Recessed Fixtures Damp Location Rated,Recessed Fixtures Home / Light Bulbs / LED / LED MR / Satco - S9490 - 6.5MR16/LED/25/27K/12V Suitable for Enclosed Fixtures; Damp Location Rated; Energy Star Rated 6.5W MR16 LED Lamp - Universal - 500 Lumens - Warm White (2700K) - 83 CRI - 25000 hrs. - GU5.3 (Bi-Pin) - 12V - Silver Back Satco - S9490 - 6.5MR16/LED/25/27K/12V | 2700 | 83 | 500 | 76.9231 | 25000 | 6.5 | 1 | 10.82 | 10.82 | 12.7139 | 2020Q3 | https://shop.regencylighting.com/lamps/led/mr/6-5mr16-led-25-27k-12v-s9490.html | Regency Lighting | 2020 | Yes
LED Lighting | Reflector | Satco | True |  | Reflector (Flood/Spot) | MR16 | GU5.3 | Damp Location Rated,Recessed Fixtures Damp Location Rated,Recessed Fixtures Home / Light Bulbs / LED / LED MR / Satco - S9491 - 6.5MR16/LED/25/30K/12V Energy Star; Approved for Enclosed Fixtures; Silver Back 6.5W MR16 LED Lamp - Universal - 500 Lumens - Warm White (3000K) - 80 CRI - 25000 Hours - GU5.3 (Bi-Pin) - 12V - Silver Back Satco - S9491 - 6.5MR16/LED/25/30K/12V | 3000 | 83 | 520 | 80 | 25000 | 6.5 | 1 | 8.64 | 8.64 | 10.1523 | 2020Q3 | https://shop.regencylighting.com/lamps/led/mr/6-5mr16-led-25-30k-12v-s9491.html | Regency Lighting | 2020 | Yes
LED Lighting | Reflector | Satco | True |  | Reflector (Flood/Spot) | MR16 | GU5.3 | Damp Location Rated,Recessed Fixtures Damp Location Rated,Recessed Fixtures Home / Light Bulbs / LED / LED MR / Satco - S9493 - 6.5MR16/LED/25/40K/12V Approved for Enclosed Fixtures; Silver Back 6.5W MR16 LED Lamp - Universal - 500 Lumens - Cool White (4000K) - 80 CRI - 25000 Hours - GU5.3 (Bi-Pin) - 12V - Silver Back Satco - S9493 - 6.5MR16/LED/25/40K/12V | 4000 | 84 | 540 | 83.0769 | 25000 | 6.5 | 1 | 9 | 9 | 10.5753 | 2020Q3 | https://shop.regencylighting.com/lamps/led/mr/6-5mr16-led-25-40k-12v-s9493.html | Regency Lighting | 2020 | Yes
LED Lighting | Reflector | Satco | True |  | Reflector (Flood/Spot) | MR16 | GU5.3 | Damp Location Rated,Recessed Fixtures Damp Location Rated,Recessed Fixtures Home / Light Bulbs / LED / LED MR / Satco - S9495 - 6.5MR16/LED/40/27K/12V Energy Star Rated; Approved for Enclosed Fixtures; Damp Location Rated; Silver Back 6.5W MR16 LED Lamp - Universal - 500 Lumens - Warm White (2700K) - 80 CRI - 25000 Hours - GU5.3 (Bi-Pin) - 12V - Silver Back Satco - S9495 - 6.5MR16/LED/40/27K/12V | 2700 | 83 | 500 | 76.9231 | 25000 | 6.5 | 1 | 9 | 9 | 10.5753 | 2020Q3 | https://shop.regencylighting.com/lamps/led/mr/6-5mr16-led-40-27k-12v-s9495.html | Regency Lighting | 2020 | Yes
LED Lighting | Reflector | Satco | True |  | Reflector (Flood/Spot) | PAR16 | GU10 | Damp Location Rated,Recessed Fixtures Damp Location Rated,Recessed Fixtures Home / Light Bulbs / LED / LED MR / Satco - S9383 - 6.5MR16/LED/40/30K/120V/GU10 MR16 LED Lamp 6.5W MR16 LED Lamp - Universal - Warm White (3000K) - 80 CRI - GU10 (Bi-Pin / Twist & Lock) - 120 to 130V Satco - S9383 - 6.5MR16/LED/40/30K/120V/GU10 | 3000 | 83 | 500 | 76.9231 | 25000 | 6.5 | 1 | 9 | 9 | 10.5753 | 2020Q3 | https://shop.regencylighting.com/lamps/led/mr/6-5mr16-led-40-30k-120v-gu10-s9383.html | Regency Lighting | 2020 | Yes
LED Lighting | Reflector | Satco | True |  | Reflector (Flood/Spot) | MR16 | GU5.3 | Damp Location Rated,Recessed Fixtures Damp Location Rated,Recessed Fixtures Home / Light Bulbs / LED / LED MR / Satco - S9616 - 6.5MR16/LED/40/30K/12V/90CRI Energy Star; Approved for Enclosed Fixtures; Silver Back 6.5W MR16 LED Lamp - Universal - 450 Lumens - Warm White (3000K) - 90 CRI - 25000 Hours - GU5.3 (Bi-Pin) - 12V - Silver Back Satco - S9616 - 6.5MR16/LED/40/30K/12V/90CRI | 3000 | 92 | 450 | 69.2308 | 25000 | 6.5 | 1 | 10.82 | 10.82 | 12.7139 | 2020Q3 | https://shop.regencylighting.com/lamps/led/mr/6-5mr16-led-40-30k-12v-90cri-s9616.html | Regency Lighting | 2020 | Yes
LED Lighting | Reflector | Satco | True |  | Reflector (Flood/Spot) | MR16 | GU5.3 | Damp Location Rated,Recessed Fixtures Damp Location Rated,Recessed Fixtures Home / Light Bulbs / LED / LED MR / Satco - S9496 - 6.5MR16/LED/40/30K/12V Energy Star; Approved for Enclosed Fixtures; Silver Back 6.5W MR16 LED Lamp - Universal - 500 Lumens - Warm White (3000K) - 80 CRI - 25000 Hours - GU5.3 (Bi-Pin) - 12V - Silver Back Satco - S9496 - 6.5MR16/LED/40/30K/12V | 3000 | 83 | 520 | 80 | 25000 | 6.5 | 1 | 9 | 9 | 10.5753 | 2020Q3 | https://shop.regencylighting.com/lamps/led/mr/6-5mr16-led-40-30k-12v-s9496.html | Regency Lighting | 2020 | Yes
LED Lighting | Reflector | Satco | True |  | Reflector (Flood/Spot) | PAR16 | GU10 | Damp Location Rated,Recessed Fixtures Damp Location Rated,Recessed Fixtures Home / Light Bulbs / LED / LED MR / Satco - S8589 - 6.5MR16/LED/40/30K/90CRI/GU10 Energy Star Rated; Approved for Enclosed Fixtures 6.5W MR16 LED Lamp - Universal - 450 Lumens - Warm White (3000K) - 90 CRI - 25000 Hours - GU10 (Bi-Pin / Twist & Lock) - 120 to 130V Satco - S8589 - 6.5MR16/LED/40/30K/90CRI/GU10 | 3000 | 92 | 450 | 69.2308 | 25000 | 6.5 | 1 | 7.19 | 7.19 | 8.4485 | 2020Q3 | https://shop.regencylighting.com/lamps/led/mr/6-5mr16-led-40-30k-90cri-gu10-s8589.html | Regency Lighting | 2020 | Yes
LED Lighting | Reflector | Satco | True |  | Reflector (Flood/Spot) | MR16 | GU5.3 | Damp Location Rated,Recessed Fixtures Damp Location Rated,Recessed Fixtures Home / Light Bulbs / LED / LED MR / Satco - S9497 - 6.5MR16/LED/40/35K/12V Energy Star; Approved for Enclosed Fixtures; Silver Back 6.5W MR16 LED Lamp - Universal - 500 Lumens - Neutral White (3500K) - 80 CRI - 25000 Hours - GU5.3 (Bi-Pin) - 12V - Silver Back Satco - S9497 - 6.5MR16/LED/40/35K/12V | 3500 | 84 | 530 | 81.5385 | 25000 | 6.5 | 1 | 9 | 9 | 10.5753 | 2020Q3 | https://shop.regencylighting.com/lamps/led/mr/6-5mr16-led-40-35k-12v-s9497.html | Regency Lighting | 2020 | Yes
LED Lighting | Reflector | Satco | True |  | Reflector (Flood/Spot) | MR16 | GU5.3 | Damp Location Rated,Recessed Fixtures Damp Location Rated,Recessed Fixtures Home / Light Bulbs / LED / LED MR / Satco - S9498 - 6.5MR16/LED/40/40K/12V Energy Star; Approved for Enclosed Fixtures; Silver Back 6.5W MR16 LED Lamp - Universal - 500 Lumens - Cool White (4000K) - 80 CRI - 25000 Hours - GU5.3 (Bi-Pin) - 12V - Silver Back Satco - S9498 - 6.5MR16/LED/40/40K/12V | 4000 | 84 | 540 | 83.0769 | 25000 | 6.5 | 1 | 9 | 9 | 10.5753 | 2020Q3 | https://shop.regencylighting.com/lamps/led/mr/6-5mr16-led-40-40k-12v-s9498.html | Regency Lighting | 2020 | Yes
LED Lighting | Reflector | Satco | True | Daylighting/Photocell, | Reflector (Flood/Spot) | PAR16 | GU10 | Damp Location Rated,Recessed Fixtures Damp Location Rated,Recessed Fixtures Home / Light Bulbs / LED / LED MR / Satco - S9385 - 6.5MR16/LED/40/50K/120V/GU10 MR16 LED Lamp 6.5W MR16 LED Lamp - Universal - Daylight (5000K) - 80 CRI - GU10 (Bi-Pin / Twist & Lock) - 120 to 130V Satco - S9385 - 6.5MR16/LED/40/50K/120V/GU10 | 5000 | 85 | 500 | 76.9231 | 25000 | 6.5 | 1 | 9 | 9 | 10.5753 | 2020Q3 | https://shop.regencylighting.com/lamps/led/mr/6-5mr16-led-40-50k-120v-gu10-s9385.html | Regency Lighting | 2020 | Yes
LED Lighting | Reflector | Satco | True | Daylighting/Photocell, | Reflector (Flood/Spot) | MR16 | GU5.3 | Damp Location Rated,Recessed Fixtures Damp Location Rated,Recessed Fixtures Home / Light Bulbs / LED / LED MR / Satco - S9499 - 6.5MR16/LED/40/50K/12V Energy Star; Approved for Enclosed Fixtures; Silver Back 6.5W MR16 LED Lamp - Universal - 500 Lumens - Daylight (5000K) - 80 CRI - 25000 Hours - GU5.3 (Bi-Pin) - 12V - Silver Back Satco - S9499 - 6.5MR16/LED/40/50K/12V | 5000 | 85 | 560 | 86.1538 | 25000 | 6.5 | 1 | 9 | 9 | 10.5753 | 2020Q3 | https://shop.regencylighting.com/lamps/led/mr/6-5mr16-led-40-50k-12v-s9499.html | Regency Lighting | 2020 | Yes
LED Lighting | Reflector | Green Creative | True |  | Reflector (Flood/Spot) | PAR16 | GU10 | Damp Location Rated,Recessed Fixtures Damp Location Rated,Recessed Fixtures Home / Light Bulbs / LED / LED MR / Green Creative - 57987 - 6GU10DIM/827FL35 Suitable for Totally Enclosed Fixtuers 6W MR16 LED Lamp - Universal - 480 Lumens - Warm White (2700K) - 82 CRI - 25000 Hours - GU10 (Bi-Pin / Twist & Lock) - 120 to 130V Green Creative - 57987 - 6GU10DIM/827FL35 | 2700 | 84 | 480 | 80 | 25000 | 6 | 1 | 6.37 | 6.37 | 7.485 | 2020Q3 | https://shop.regencylighting.com/lamps/led/mr/6gu10dim-827fl35-grc.html | Regency Lighting | 2020 | Yes
LED Lighting | Reflector | Green Creative | True |  | Reflector (Flood/Spot) | PAR16 | GU10 | Damp Location Rated,Recessed Fixtures Damp Location Rated,Recessed Fixtures Home / Light Bulbs / LED / LED MR / Green Creative - 57988 - 6GU10DIM/830FL35 Suitable for Totally Enclosed Fixtures 6W MR16 LED Lamp - Universal - 500 Lumens - Warm White (3000K) - 82 CRI - 25000 Hours - GU10 (Bi-Pin / Twist & Lock) - 120 to 130V Green Creative - 57988 - 6GU10DIM/830FL35 | 3000 | 83 | 500 | 83.3333 | 25000 | 6 | 1 | 6.37 | 6.37 | 7.485 | 2020Q3 | https://shop.regencylighting.com/lamps/led/mr/6gu10dim-830fl35-grc.html | Regency Lighting | 2020 | Yes
LED Lighting | Reflector | Green Creative | True |  | Reflector (Flood/Spot) | MR16 | GU5.3 | Damp Location Rated,Recessed Fixtures Damp Location Rated,Recessed Fixtures Home / Light Bulbs / LED / LED MR / Green Creative - 58285 - 6MR16DIM/827FL35 Suitable for Totally Enclosed Fixtures 6W MR16 LED Lamp - Universal - 425 Lumens - Warm White (2700K) - 82 CRI - 25000 Hours - GU5.3 (Bi-Pin) - 12V Green Creative - 58285 - 6MR16DIM/827FL35 | 2700 | 81 | 480 | 80 | 25000 | 6 | 1 | 6.37 | 6.37 | 7.485 | 2020Q3 | https://shop.regencylighting.com/lamps/led/mr/6mr16dim-827fl35-grc.html | Regency Lighting | 2020 | Yes
LED Lighting | Reflector | Green Creative | True |  | Reflector (Flood/Spot) | MR16 | GU5.3 | Damp Location Rated,Recessed Fixtures Damp Location Rated,Recessed Fixtures Home / Light Bulbs / LED / LED MR / Green Creative - 58286 - 6MR16DIM/830FL35 Suitable for Totally Enclosed Fixtures 6W MR16 LED Lamp - Universal - 450 Lumens - Warm White (3000K) - 82 CRI - 25000 Hours - GU5.3 (Bi-Pin) - 12V Green Creative - 58286 - 6MR16DIM/830FL35 | 3000 | 83 | 500 | 83.3333 | 25000 | 6 | 1 | 6.37 | 6.37 | 7.485 | 2020Q3 | https://shop.regencylighting.com/lamps/led/mr/6mr16dim-830fl35-grc.html | Regency Lighting | 2020 | Yes
LED Lighting | Reflector | Green Creative | True |  | Reflector (Flood/Spot) | MR16 | GU5.3 | Damp Location Rated,Recessed Fixtures Damp Location Rated,Recessed Fixtures Home / Light Bulbs / LED / LED MR / Green Creative - 57986 - 6MR16DIM/840FL35 Suitable for Totally Enclosed Fixtures 6W MR16 LED Lamp - Universal - 520 Lumens - Cool White (4000K) - 82 CRI - 25000 Hours - GU5.3 (Bi-Pin) - 12V Green Creative - 57986 - 6MR16DIM/840FL35 | 4000 | 86 | 520 | 86.6667 | 25000 | 6 | 1 | 6.37 | 6.37 | 7.485 | 2020Q3 | https://shop.regencylighting.com/lamps/led/mr/6mr16dim-840fl35-grc.html | Regency Lighting | 2020 | Yes
LED Lighting | Reflector | Green Creative | True |  | Reflector (Flood/Spot) | MR16 | GU5.3 | Damp Location Rated,Recessed Fixtures Damp Location Rated,Recessed Fixtures Home / Light Bulbs / LED / LED MR / Green Creative - 6MR16G4DIM/830FL36 Energy Star; Suitable for use in Totally Enclosed Fixture; Compact Size 1:1 halogen Form Factor 6W MR16 LED Lamp - Universal - 450 Lumens - Warm White (3000K) - 80 CRI - 25000 Hours - GU5.3 (Bi-Pin) - 12V Green Creative - 6MR16G4DIM/830FL36 | 3000 | 82 | 450 | 75 | 25000 | 6 | 12 | 32.76 | 2.73 | 3.2079 | 2020Q3 | https://shop.regencylighting.com/lamps/led/mr/6mr16g4dim-830fl36-grc.html | Regency Lighting | 2020 | Yes
LED Lighting | Reflector | Green Creative | True |  | Reflector (Flood/Spot) | MR16 | GU5.3 | Damp Location Rated,Not Rated for Recessed Fixtures Damp Location Rated,Not Rated for Recessed Fixtures Home / Light Bulbs / LED / LED MR / Green Creative - 98482 - 7.5MR16DIM/927NF25 Suitable ofr Totally Enclosed Fixtures 7.5W MR16 LED Lamp - Universal - 580 Lumens - Warm White (2700K) - 92 CRI - 25000 Hours - GU5.3 (Bi-Pin) - 12V Green Creative - 98482 - 7.5MR16DIM/927NF25 | 2700 | 92 | 580 | 77.3333 | 25000 | 7.5 | 1 | 11.73 | 11.73 | 13.7832 | 2020Q3 | https://shop.regencylighting.com/lamps/led/mr/7-5mr16dim-927nf25-grc.html | Regency Lighting | 2020 | Yes
LED Lighting | Reflector | Green Creative | True |  | Reflector (Flood/Spot) | MR16 | GU5.3 | Damp Location Rated,Not Rated for Recessed Fixtures Damp Location Rated,Not Rated for Recessed Fixtures Home / Light Bulbs / LED / LED MR / Green Creative - 98486 - 7.5MR16DIM/930FL35 JA8 Certified; Suitable for Use in Enclosed Fixtures; Suitable for Use in Damp Locations; Energy Star Certified 7.5W MR16 LED Lamp - Universal - 580 Lumens - Warm White (3000K) - 92 CRI - 25000 hrs. - GU5.3 (Bi-Pin) - 12V Green Creative - 98486 - 7.5MR16DIM/930FL35 | 3000 | 94 | 580 | 77.3333 | 25000 | 7.5 | 1 | 12.65 | 12.65 | 14.8642 | 2020Q3 | https://shop.regencylighting.com/lamps/led/mr/7-5mr16dim-930fl35-grc.html | Regency Lighting | 2020 | Yes
LED Lighting | Reflector | Green Creative | True |  | Reflector (Flood/Spot) | MR16 | GU5.3 | Damp Location Rated,Recessed Fixtures Damp Location Rated,Recessed Fixtures Home / Light Bulbs / LED / LED MR / Green Creative - 98030 - 8.5MR16DIM/930NF25/R Suitable for Totally Enclosed Fixtures 8.5W MR16 LED Lamp - Universal - 580 Lumens - Warm White (3000K) - 92 CRI - 25000 Hours - GU5.3 (Bi-Pin) - 12V Green Creative - 98030 - 8.5MR16DIM/930NF25/R | 3000 | 94 | 580 | 68.2353 | 25000 | 8.5 | 1 | 10 | 10 | 11.7504 | 2020Q3 | https://shop.regencylighting.com/lamps/led/mr/8-5mr16dim-930nf25-r-grc.html | Regency Lighting | 2020 | Yes
LED Lighting | Reflector | Satco | True |  | Reflector (Flood/Spot) | MR16 | GU5.3 | Damp Location Rated,Recessed Fixtures Damp Location Rated,Recessed Fixtures Home / Light Bulbs / LED / LED MR / Satco - S8641 - 8MR16/LED/40/30K/90CRI/12V Energy Star Rated; Approved for Enclosed Fixtures; Damp Location Rated; Silver Back 8W MR16 LED Lamp - Universal - 490 Lumens - Warm White (3000K) - 90 CRI - 25000 Hours - GU5.3 (Bi-Pin) - 12V - Clear Satco - S8641 - 8MR16/LED/40/30K/90CRI/12V | 3000 | 93 | 490 | 61.25 | 25000 | 8 | 1 | 11.82 | 11.82 | 13.889 | 2020Q3 | https://shop.regencylighting.com/lamps/led/mr/8mr16-led-40-30k-90cri-12v-s8641.html | Regency Lighting | 2020 | Yes
LED Lighting | Reflector | Satco | True |  | Reflector (Flood/Spot) | MR16 | GU5.3 | Damp Location Rated,Recessed Fixtures Damp Location Rated,Recessed Fixtures Home / Light Bulbs / LED / LED MR / Satco - S8642 - 8MR16/LED/40/35K/90CRI/12V Approved for Enclosed Fixtures; Damp Location Rated; Silver Back 8W MR16 LED Lamp - Universal - 490 Lumens - Neutral White (3500K) - 90 CRI - 25000 Hours - GU5.3 (Bi-Pin) - 12V - Clear Satco - S8642 - 8MR16/LED/40/35K/90CRI/12V | 3500 | 94 | 490 | 61.25 | 25000 | 8 | 1 | 11.82 | 11.82 | 13.889 | 2020Q3 | https://shop.regencylighting.com/lamps/led/mr/8mr16-led-40-35k-90cri-12v-s8642.html | Regency Lighting | 2020 | Yes
LED Lighting | Reflector | Satco | True |  | Reflector (Flood/Spot) | MR16 | GU5.3 | Damp Location Rated,Recessed Fixtures Damp Location Rated,Recessed Fixtures Home / Light Bulbs / LED / LED MR / Satco - S8643 - 8MR16/LED/40/40K/90CRI/12V Approved for Enclosed Fixtures; Damp Location Rated; Silver Back 8W MR16 LED Lamp - Universal - 490 Lumens - Cool White (4000K) - 90 CRI - 25000 Hours - GU5.3 (Bi-Pin) - 12V - Clear Satco - S8643 - 8MR16/LED/40/40K/90CRI/12V | 4000 | 92 | 490 | 61.25 | 25000 | 8 | 1 | 11.44 | 11.44 | 13.4424 | 2020Q3 | https://shop.regencylighting.com/lamps/led/mr/8mr16-led-40-40k-90cri-12v-s8643.html | Regency Lighting | 2020 | Yes
LED Lighting | Reflector | Satco | True | Daylighting/Photocell, | Reflector (Flood/Spot) | MR16 | GU5.3 | Damp Location Rated,Recessed Fixtures Damp Location Rated,Recessed Fixtures Home / Light Bulbs / LED / LED MR / Satco - S8644 - 8MR16/LED/40/50K/90CRI/12V Approved for Enclosed Fixtures; Damp Location Rated; Silver Back 8W MR16 LED Lamp - Universal - 490 Lumens - Daylight (5000K) - 90 CRI - 25000 Hours - GU5.3 (Bi-Pin) - 12V - Clear Satco - S8644 - 8MR16/LED/40/50K/90CRI/12V | 5000 | 92 | 490 | 61.25 | 25000 | 8 | 1 | 11.44 | 11.44 | 13.4424 | 2020Q3 | https://shop.regencylighting.com/lamps/led/mr/8mr16-led-40-50k-90cri-12v-s8644.html | Regency Lighting | 2020 | Yes
LED Lighting | Reflector | TCP | True |  | Reflector (Flood/Spot) | PAR16 | GU10 | Damp Location Rated,Recessed Fixtures Damp Location Rated,Recessed Fixtures Home / Light Bulbs / LED / LED MR / TCP - L8GU10MR16D2530KFLCQ GU10 LED Lamp 8W MR16 LED Lamp - Universal - 500 Lumens - Warm White (3000K) - 90 CRI - 25000 Hours - GU10 (Bi-Pin / Twist & Lock) - 120 to 130V TCP - L8GU10MR16D2530KFLCQ | 3000 | 94 | 500 | 67.5676 | 25000 | 7.4 | 1 | 5.23 | 5.23 | 6.1455 | 2020Q3 | https://shop.regencylighting.com/lamps/led/mr/l8gu10mr16d2530kflcq-tcp.html | Regency Lighting | 2020 | Yes
LED Lighting | Reflector | TCP | True |  | Reflector (Flood/Spot) | MR16 | GU5.3 | Damp Location Rated,Recessed Fixtures Damp Location Rated,Recessed Fixtures Home / Light Bulbs / LED / LED MR / TCP - LED512VMR1627KFL Damp Location 5W MR16 LED Lamp - Universal - 350 Lumens - Warm White (2700K) - 82 CRI - 25000 Hours - GU5.3 (Bi-Pin) - 12V - White TCP - LED512VMR1627KFL | 2700 | 82 | 400 | 80 | 25000 | 5 | 48 | 347.04 | 7.23 | 8.4955 | 2020Q3 | https://shop.regencylighting.com/lamps/led/mr/led512vmr1627kfl-tcp.html | Regency Lighting | 2020 | Yes
LED Lighting | Reflector | TCP | True |  | Reflector (Flood/Spot) | MR16 | GU5.3 | Damp Location Rated,Recessed Fixtures Damp Location Rated,Recessed Fixtures Home / Light Bulbs / LED / LED MR / TCP - LED512VMR1630KFL MR-16 LED Dimmable Lamp 5W MR16 LED Lamp - Universal - Warm White (3000K) - 82 CRI - GU5.3 (Bi-Pin) - 12V TCP - LED512VMR1630KFL | 3000 | 83 | 400 | 80 | 25000 | 5 | 1 | 7.23 | 7.23 | 8.4955 | 2020Q3 | https://shop.regencylighting.com/lamps/led/mr/led512vmr1630kfl-tcp.html | Regency Lighting | 2020 | Yes
LED Lighting | Reflector | Sylvania | True | Daylighting/Photocell, | Reflector (Flood/Spot) | MR16 | GU5.3 | Use With Photo and/or Motion Sensors,Damp Location Rated,Dim to Warm,Recessed Fixtures Use With Photo and/or Motion Sensors,Damp Location Rated,Dim to Warm,Recessed Fixtures Home / Light Bulbs / LED / LED MR / Sylvania - 78232 - LED5MR16/DIM/827/NFL25/GL/RP Dimmable 5W MR16 LED Lamp - Universal - 350 Lumens - Warm White (2700K) - 81 CRI - 25000 Hours - GU5.3 (Bi-Pin) - 12V Sylvania - 78232 - LED5MR16/DIM/827/NFL25/GL/RP | 2700 | 82 | 350 | 70 | 25000 | 5 | 6 | 43.08 | 7.18 | 8.4368 | 2020Q3 | https://shop.regencylighting.com/lamps/led/mr/led5mr16-dim-827-nfl25-gl-rp-78232.html | Regency Lighting | 2020 | Yes
LED Lighting | Reflector | Sylvania | True | Daylighting/Photocell, | Reflector (Flood/Spot) | MR16 | GU5.3 | Use With Photo and/or Motion Sensors,Damp Location Rated,Dim to Warm,Recessed Fixtures Use With Photo and/or Motion Sensors,Damp Location Rated,Dim to Warm,Recessed Fixtures Home / Light Bulbs / LED / LED MR / Sylvania - 78233 - LED5MR16/DIM/830/FL35/GL/RP Dimmable 5W MR16 LED Lamp - Universal - 350 Lumens - Warm White (3000K) - 82 CRI - 25000 Hours - GU5.3 (Bi-Pin) - 12V Sylvania - 78233 - LED5MR16/DIM/830/FL35/GL/RP | 3000 | 82 | 350 | 70 | 25000 | 5 | 6 | 43.08 | 7.18 | 8.4368 | 2020Q3 | https://shop.regencylighting.com/lamps/led/mr/led5mr16-dim-830-fl35-gl-rp-78233.html | Regency Lighting | 2020 | Yes
LED Lighting | Reflector | Sylvania | True | Daylighting/Photocell, | Reflector (Flood/Spot) | MR16 | GU5.3 | Use With Photo and/or Motion Sensors,Damp Location Rated,Dim to Warm,Recessed Fixtures Use With Photo and/or Motion Sensors,Damp Location Rated,Dim to Warm,Recessed Fixtures Home / Light Bulbs / LED / LED MR / Sylvania - 78234 - LED5MR16/DIM/830/NFL25/GL/RP Dimmable 5W MR16 LED Lamp - Universal - 350 Lumens - Warm White (3000K) - 82 CRI - 25000 Hours - GU5.3 (Bi-Pin) - 12V Sylvania - 78234 - LED5MR16/DIM/830/NFL25/GL/RP | 3000 | 82 | 350 | 70 | 25000 | 5 | 6 | 43.08 | 7.18 | 8.4368 | 2020Q3 | https://shop.regencylighting.com/lamps/led/mr/led5mr16-dim-830-nfl25-gl-rp-78234.html | Regency Lighting | 2020 | Yes
LED Lighting | Reflector | Sylvania | True | Daylighting/Photocell, | Reflector (Flood/Spot) | MR16 | GU5.3 | Use With Photo and/or Motion Sensors,Damp Location Rated,Dim to Warm,Recessed Fixtures Use With Photo and/or Motion Sensors,Damp Location Rated,Dim to Warm,Recessed Fixtures Home / Light Bulbs / LED / LED MR / Sylvania - 78231 - LED5MR16DIM827FL35GLRP 6/CS 25000 Hour Life 5W MR16 LED Lamp - Universal - 350 Lumens - Warm White (2700K) - 81 CRI - 25000 Hours - GU5.3 (Bi-Pin) - 12V Sylvania - 78231 - LED5MR16DIM827FL35GLRP 6/CS | 2700 | 82 | 350 | 70 | 25000 | 5 | 6 | 43.08 | 7.18 | 8.4368 | 2020Q3 | https://shop.regencylighting.com/lamps/led/mr/led5mr16dim827fl35glrp-6-cs-78231.html | Regency Lighting | 2020 | Yes
LED Lighting | Reflector | Sylvania | True | Daylighting/Photocell, | Reflector (Flood/Spot) | MR16 | GU5.3 | Use With Timers,Use With Photo and/or Motion Sensors,Damp Location Rated,Dim to Warm,Recessed Fixtures Use With Timers,Use With Photo and/or Motion Sensors,Damp Location Rated,Dim to Warm,Recessed Fixtures Home / Light Bulbs / LED / LED MR / Sylvania - 78239 - LED6MR16/DIM/830/FL35/GL/RP Dimmable 6W MR16 LED Lamp - Universal - 450 Lumens - Warm White (3000K) - 82 CRI - 25000 Hours - GU5.3 (Bi-Pin) - 12V Sylvania - 78239 - LED6MR16/DIM/830/FL35/GL/RP | 3000 | 81 | 450 | 75 | 25000 | 6 | 6 | 49.74 | 8.29 | 9.7411 | 2020Q3 | https://shop.regencylighting.com/lamps/led/mr/led6mr16-dim-830-fl35-gl-rp-78239.html | Regency Lighting | 2020 | Yes
LED Lighting | Reflector | Sylvania | True | Daylighting/Photocell, | Reflector (Flood/Spot) | MR16 | GU5.3 | Use With Timers,Use With Photo and/or Motion Sensors,Damp Location Rated,Dim to Warm,Recessed Fixtures Use With Timers,Use With Photo and/or Motion Sensors,Damp Location Rated,Dim to Warm,Recessed Fixtures Home / Light Bulbs / LED / LED MR / Sylvania - 78240 - LED6MR16/DIM/830/NFL25/GL/RP Dimmable 6W MR16 LED Lamp - Universal - 450 Lumens - Warm White (3000K) - 83 CRI - 25000 Hours - GU5.3 (Bi-Pin) - 12V Sylvania - 78240 - LED6MR16/DIM/830/NFL25/GL/RP | 3000 | 82 | 450 | 75 | 25000 | 6 | 6 | 49.74 | 8.29 | 9.7411 | 2020Q3 | https://shop.regencylighting.com/lamps/led/mr/led6mr16-dim-830-nfl25-gl-rp-78240.html | Regency Lighting | 2020 | Yes
LED Lighting | Reflector | Sylvania | True | Daylighting/Photocell, | Reflector (Flood/Spot) | MR16 | GU5.3 | Use With Photo and/or Motion Sensors,Damp Location Rated,Dim to Warm,Recessed Fixtures Use With Photo and/or Motion Sensors,Damp Location Rated,Dim to Warm,Recessed Fixtures Home / Light Bulbs / LED / LED MR / Sylvania - 78235 - LED6MR16/DIM/930/FL35/GL/RP Dimmable 6W MR16 LED Lamp - Universal - 425 Lumens - Warm White (3000K) - 93 CRI - 25000 Hours - GU5.3 (Bi-Pin) - 12V Sylvania - 78235 - LED6MR16/DIM/930/FL35/GL/RP | 3000 | 94 | 425 | 70.8333 | 30000 | 6 | 6 | 52.32 | 8.72 | 10.2463 | 2020Q3 | https://shop.regencylighting.com/lamps/led/mr/led6mr16-dim-930-fl35-gl-rp-78235.html | Regency Lighting | 2020 | Yes
LED Lighting | Reflector | TCP | True |  | Reflector (Flood/Spot) | MR16 | GU5.3 | Damp Location Rated,Recessed Fixtures Damp Location Rated,Recessed Fixtures Home / Light Bulbs / LED / LED MR / TCP - LED712VMR16841KFL MRX16 LED Dimmable Lamp 7W MR16 LED Lamp - Universal - Cool White (4100K) - 25000 Hours - GU5.3 (Bi-Pin) - 12V TCP - LED712VMR16841KFL | 4000 | 83 | 525 | 70.9459 | 25000 | 7.4 | 1 | 16.63 | 16.63 | 19.5409 | 2020Q3 | https://shop.regencylighting.com/lamps/led/mr/led712vmr16841kfl-tcp.html | Regency Lighting | 2020 | Yes
LED Lighting | Reflector | TCP | True |  | Reflector (Flood/Spot) | MR16 | GU5.3 | Damp Location Rated,Recessed Fixtures Damp Location Rated,Recessed Fixtures Home / Light Bulbs / LED / LED MR / TCP - LED712VMR16V27KFL Damp Location 7W MR16 LED Lamp - Universal - 480 Lumens - Warm White (2700K) - 80 CRI - 25000 Hours - GU5.3 (Bi-Pin) - 12V - White TCP - LED712VMR16V27KFL | 2700 | 82 | 500 | 76.9231 | 25000 | 6.5 | 12 | 86.76 | 7.23 | 8.4955 | 2020Q3 | https://shop.regencylighting.com/lamps/led/mr/led712vmr16v27kfl-tcp.html | Regency Lighting | 2020 | Yes
LED Lighting | Reflector | TCP | True |  | Reflector (Flood/Spot) | MR16 | GU5.3 | Damp Location Rated,Recessed Fixtures Damp Location Rated,Recessed Fixtures Home / Light Bulbs / LED / LED MR / TCP - LED712VMR16V27KNFL Damp Location 7W MR16 LED Lamp - Universal - 450 Lumens - Warm White (2700K) - 80 CRI - 25000 Hours - GU5.3 (Bi-Pin) - 12V - White TCP - LED712VMR16V27KNFL | 2700 | 82 | 500 | 71.4286 | 25000 | 7 | 12 | 86.76 | 7.23 | 8.4955 | 2020Q3 | https://shop.regencylighting.com/lamps/led/mr/led712vmr16v27knfl-tcp.html | Regency Lighting | 2020 | Yes
LED Lighting | Reflector | TCP | True |  | Reflector (Flood/Spot) | MR16 | GU5.3 | Damp Location Rated,Recessed Fixtures Damp Location Rated,Recessed Fixtures Home / Light Bulbs / LED / LED MR / TCP - LED712VMR16V30KFL Damp Location 7W MR16 LED Lamp - Universal - 500 Lumens - Warm White (3000K) - 80 CRI - 25000 Hours - GU5.3 (Bi-Pin) - 12V - White TCP - LED712VMR16V30KFL | 3000 | 83 | 500 | 76.9231 | 25000 | 6.5 | 12 | 86.76 | 7.23 | 8.4955 | 2020Q3 | https://shop.regencylighting.com/lamps/led/mr/led712vmr16v30kfl-tcp.html | Regency Lighting | 2020 | Yes
LED Lighting | Reflector | TCP | True |  | Reflector (Flood/Spot) | MR16 | GU5.3 | Damp Location Rated,Recessed Fixtures Damp Location Rated,Recessed Fixtures Home / Light Bulbs / LED / LED MR / TCP - LED712VMR16V30KNFL Damp Location 7W MR16 LED Lamp - Universal - 470 Lumens - Warm White (3000K) - 80 CRI - 25000 Hours - GU5.3 (Bi-Pin) - 12V - White TCP - LED712VMR16V30KNFL | 3000 | 82 | 500 | 71.4286 | 25000 | 7 | 12 | 86.76 | 7.23 | 8.4955 | 2020Q3 | https://shop.regencylighting.com/lamps/led/mr/led712vmr16v30knfl-tcp.html | Regency Lighting | 2020 | Yes
LED Lighting | Reflector | TCP | True |  | Reflector (Flood/Spot) | MR16 | GU5.3 | Damp Location Rated,Recessed Fixtures Damp Location Rated,Recessed Fixtures Home / Light Bulbs / LED / LED MR / TCP - LED712VMR16V41KFL Damp Location 7W MR16 LED Lamp - Universal - 525 Lumens - Cool White (4100K) - 80 CRI - 25000 Hours - GU5.3 (Bi-Pin) - 12V - White TCP - LED712VMR16V41KFL | 4000 | 84 | 500 | 76.9231 | 25000 | 6.5 | 12 | 86.76 | 7.23 | 8.4955 | 2020Q3 | https://shop.regencylighting.com/lamps/led/mr/led712vmr16v41kfl-tcp.html | Regency Lighting | 2020 | Yes
LED Lighting | Reflector | TCP | True |  | Reflector (Flood/Spot) | MR16 | GU5.3 | Damp Location Rated,Recessed Fixtures Damp Location Rated,Recessed Fixtures Home / Light Bulbs / LED / LED MR / TCP - LED712VMR16V41KNFL Damp Location 7W MR16 LED Lamp - Universal - 525 Lumens - Cool White (4100K) - 80 CRI - 25000 Hours - GU5.3 (Bi-Pin) - 12V - White TCP - LED712VMR16V41KNFL | 4000 | 82 | 500 | 71.4286 | 25000 | 7 | 12 | 86.76 | 7.23 | 8.4955 | 2020Q3 | https://shop.regencylighting.com/lamps/led/mr/led712vmr16v41knfl-tcp.html | Regency Lighting | 2020 | Yes
LED Lighting | Reflector | Sylvania | True |  | Reflector (Flood/Spot) | MR16 | GU5.3 | Damp Location Rated,Recessed Fixtures Damp Location Rated,Recessed Fixtures Home / Light Bulbs / LED / LED MR / Sylvania - 78200 - LED9MR16/DIM/827/FL35 Dimmable 9W MR16 LED Lamp - Universal - 700 Lumens - Warm White (2700K) - 80 CRI - 25000 Hours - GU5.3 (Bi-Pin) - 12V - Silver Sylvania - 78200 - LED9MR16/DIM/827/FL35 | 2700 | 81 | 700 | 77.7778 | 25000 | 9 | 6 | 59.7 | 9.95 | 11.6916 | 2020Q3 | https://shop.regencylighting.com/lamps/led/mr/led9mr16-dim-827-fl35-78200.html | Regency Lighting | 2020 | Yes
LED Lighting | Reflector | Sylvania | True |  | Reflector (Flood/Spot) | MR16 | GU5.3 | Damp Location Rated,Recessed Fixtures Damp Location Rated,Recessed Fixtures Home / Light Bulbs / LED / LED MR / Sylvania - 78199 - LED9MR16/DIM/827/NFL25 Dimmable 9W MR16 LED Lamp - Universal - 700 Lumens - Warm White (2700K) - 80 CRI - 25000 Hours - GU5.3 (Bi-Pin) - 12V - Silver Sylvania - 78199 - LED9MR16/DIM/827/NFL25 | 2700 | 81 | 700 | 77.7778 | 25000 | 9 | 6 | 59.7 | 9.95 | 11.6916 | 2020Q3 | https://shop.regencylighting.com/lamps/led/mr/led9mr16-dim-827-nfl25-78199.html | Regency Lighting | 2020 | Yes
LED Lighting | Reflector | Sylvania | True | Daylighting/Photocell, | Reflector (Flood/Spot) | MR16 | GU5.3 | Use With Photo and/or Motion Sensors,Damp Location Rated,Dim to Warm,Recessed Fixtures Use With Photo and/or Motion Sensors,Damp Location Rated,Dim to Warm,Recessed Fixtures Home / Light Bulbs / LED / LED MR / Sylvania - 74042 - LED9MR16/DIM/830/FL35 UV and IR Free; Damp Location; Mercury and Lead Free 9W MR16 LED Lamp - Universal - 700 Lumens - Warm White (3000K) - 80 CRI - 25000 Hours - GU5.3 (Bi-Pin) - 12V - Silver Sylvania - 74042 - LED9MR16/DIM/830/FL35 | 3000 | 82 | 700 | 77.7778 | 25000 | 9 | 6 | 59.7 | 9.95 | 11.6916 | 2020Q3 | https://shop.regencylighting.com/lamps/led/mr/led9mr16-dim-830-fl35-74042.html | Regency Lighting | 2020 | Yes
LED Lighting | Reflector | Sylvania | True |  | Reflector (Flood/Spot) | MR16 | GU5.3 | Damp Location Rated,Recessed Fixtures Damp Location Rated,Recessed Fixtures Home / Light Bulbs / LED / LED MR / Sylvania - 74044 - LED9MR16/DIM/830/NFL25 UV and IR Free; Damp Location; Mercury and Lead Free 9W MR16 LED Lamp - Universal - 700 Lumens - Warm White (3000K) - 80 CRI - 25000 Hours - GU5.3 (Bi-Pin) - 12V - Silver Sylvania - 74044 - LED9MR16/DIM/830/NFL25 | 3000 | 81 | 700 | 77.7778 | 25000 | 9 | 6 | 59.7 | 9.95 | 11.6916 | 2020Q3 | https://shop.regencylighting.com/lamps/led/mr/led9mr16-dim-830-nfl25-74044.html | Regency Lighting | 2020 | Yes
LED Lighting | Reflector | Sylvania | True |  | Reflector (Flood/Spot) | MR16 | GU5.3 | Damp Location Rated,Recessed Fixtures Damp Location Rated,Recessed Fixtures Home / Light Bulbs / LED / LED MR / Sylvania - 48057 - LED9MR16DIM830SP15 15 Degree Spot 9W MR16 LED Lamp - Universal - 700 Lumens - Warm White (3000K) - 80 CRI - 25000 Hours - GU5.3 (Bi-Pin) - 12V Sylvania - 48057 - LED9MR16DIM830SP15 | 3000 | 83 | 700 | 77.7778 | 25000 | 9 | 1 | 11.04 | 11.04 | 12.9724 | 2020Q3 | https://shop.regencylighting.com/lamps/led/mr/led9mr16dim830sp15-48057.html | Regency Lighting | 2020 | Yes
LED Lighting | Reflector | Topaz | True |  | Reflector (Flood/Spot) | MR16 | GU5.3 | Damp Location Rated,Recessed Fixtures Damp Location Rated,Recessed Fixtures Home / Light Bulbs / LED / LED MR / Topaz - 76614 - LM16/7/830/D/G6-33 Use with Electronic or Magnetic Low Voltage Power Supply for Track Lighting, Displays, and Accent Lighting; Suitable for Use in Enclosed Fixtures 6.5W MR16 LED Lamp - Universal - 500 Lumens - Warm White (3000K) - 80 CRI - 25000 Hours - GU5.3 (Bi-Pin) - 12V Topaz - 76614 - LM16/7/830/D/G6-33 | 3000 | 83 | 500 | 76.9231 | 25000 | 6.5 | 10 | 99.1 | 9.91 | 11.6446 | 2020Q3 | https://shop.regencylighting.com/lamps/led/mr/lm16-7-830-d-g6-33-top.html | Regency Lighting | 2020 | Yes
LED Lighting | Reflector | Cree | True |  | Reflector (Flood/Spot) | MR16 | GU5.3 | Damp Location Rated,Recessed Fixtures Damp Location Rated,Recessed Fixtures Home / Light Bulbs / LED / LED MR / Cree - MR16-75W-P1-27K-35FL-GU53-U1 Energy Star Certified; Damp Location Rated; Suitable for Use in Totally Enclosed Fixtures 7.5W MR16 LED Lamp - Universal - 570 Lumens - Warm White (2700K) - 90 CRI - 25000 hrs. - GU5.3 (Bi-Pin) - 12V Cree - MR16-75W-P1-27K-35FL-GU53-U1 | 2700 | 94 | 570 | 76 | 25000 | 7.5 | 1 | 18.22 | 18.22 | 21.4092 | 2020Q3 | https://shop.regencylighting.com/lamps/led/mr/mr16-75w-p1-27k-35fl-gu53-u1-cre.html | Regency Lighting | 2020 | Yes
LED Lighting | Reflector | Cree | True |  | Reflector (Flood/Spot) | MR16 | GU5.3 | Damp Location Rated,Recessed Fixtures Damp Location Rated,Recessed Fixtures Home / Light Bulbs / LED / LED MR / Cree - MR16-75W-P1-30K-15SP-GU53-U1 Energy Star Certified; Damp Location Rated; Suitable for Use in Totally Enclosed Fixtures 7W MR16 LED Lamp - Universal - 540 Lumens - Warm White (3000K) - 90 CRI - 25000 hrs. - GU5.3 (Bi-Pin) - 12V Cree - MR16-75W-P1-30K-15SP-GU53-U1 | 3000 | 91 | 540 | 77.1429 | 25000 | 7 | 1 | 18.22 | 18.22 | 21.4092 | 2020Q3 | https://shop.regencylighting.com/lamps/led/mr/mr16-75w-p1-30k-15sp-gu53-u1-cre.html | Regency Lighting | 2020 | Yes
LED Lighting | Reflector | Soraa | True |  | Reflector (Flood/Spot) | MR16 | GU5.3 | Damp Location Rated,Recessed Fixtures Damp Location Rated,Recessed Fixtures Home / Light Bulbs / LED / LED MR / Soraa - 08724 - SM16-07-25D-827-H1 Suitable for Use in Fully Enclosed Fixtures 7.5W MR16 LED Lamp - Universal - 600 Lumens - Warm White (2700K) - 90 CRI - 35000 hrs. - GU5.3 (Bi-Pin) - 12V Soraa - 08724 - SM16-07-25D-827-H1 | 2700 | 92 | 500 | 66.6667 | 25000 | 7.5 | 1 | 16.18 | 16.18 | 19.0121 | 2020Q3 | https://shop.regencylighting.com/lamps/led/mr/sm16-07-25d-827-h1-08724.html | Regency Lighting | 2020 | Yes
LED Lighting | Reflector | Soraa | True |  | Reflector (Flood/Spot) | MR16 | GU5.3 | Damp Location Rated,Recessed Fixtures Damp Location Rated,Recessed Fixtures Home / Light Bulbs / LED / LED MR / Soraa - 08730 - SM16-07-25D-830-H1 Suitable for Use in Fully Enclosed Fixtures 7.5W MR16 LED Lamp - Universal - 630 Lumens - Warm White (3000K) - 90 CRI - 35000 hrs. - GU5.3 (Bi-Pin) - 12V Soraa - 08730 - SM16-07-25D-830-H1 | 2700 | 92 | 500 | 66.6667 | 25000 | 7.5 | 1 | 15 | 15 | 17.6256 | 2020Q3 | https://shop.regencylighting.com/lamps/led/mr/sm16-07-25d-830-h1-08730.html | Regency Lighting | 2020 | Yes
LED Lighting | Reflector | Soraa | True |  | Reflector (Flood/Spot) | MR16 | GU5.3 | Damp Location Rated,Recessed Fixtures Damp Location Rated,Recessed Fixtures Home / Light Bulbs / LED / LED MR / Soraa - 08726 - SM16-07-36D-827-H1 Suitable for Use in Fully Enclosed Fixtures 7.5W MR16 LED Lamp - Universal - 600 Lumens - Warm White (2700K) - 90 CRI - 35000 hrs. - GU5.3 (Bi-Pin) - 12V Soraa - 08726 - SM16-07-36D-827-H1 | 2700 | 92 | 500 | 66.6667 | 25000 | 7.5 | 1 | 16.18 | 16.18 | 19.0121 | 2020Q3 | https://shop.regencylighting.com/lamps/led/mr/sm16-07-36d-827-h1-08726.html | Regency Lighting | 2020 | Yes
LED Lighting | Reflector | Cree | True |  | Reflector (Flood/Spot) | MR16 | GU5.3 | Damp Location Rated,Recessed Fixtures Damp Location Rated,Recessed Fixtures Home / Light Bulbs / LED / Cree - MR16-75W-P1-27K-35FL-GU53-U1 Energy Star Certified; Damp Location Rated; Suitable for Use in Totally Enclosed Fixtures 7.5W MR16 LED Lamp - Universal - 570 Lumens - Warm White (2700K) - 90 CRI - 25000 hrs. - GU5.3 (Bi-Pin) - 12V Cree - MR16-75W-P1-27K-35FL-GU53-U1 | 2700 | 94 | 570 | 76 | 25000 | 7.5 | 1 | 18.22 | 18.22 | 21.4092 | 2020Q3 | https://shop.regencylighting.com/lamps/led/mr16-75w-p1-27k-35fl-gu53-u1-cre.html | Regency Lighting | 2020 | Yes
LED Lighting | Reflector | Cree | True |  | Reflector (Flood/Spot) | MR16 | GU5.3 | Damp Location Rated,Recessed Fixtures Damp Location Rated,Recessed Fixtures Home / Light Bulbs / LED / Cree - MR16-75W-P1-30K-15SP-GU53-U1 Energy Star Certified; Damp Location Rated; Suitable for Use in Totally Enclosed Fixtures 7W MR16 LED Lamp - Universal - 540 Lumens - Warm White (3000K) - 90 CRI - 25000 hrs. - GU5.3 (Bi-Pin) - 12V Cree - MR16-75W-P1-30K-15SP-GU53-U1 | 3000 | 91 | 540 | 77.1429 | 25000 | 7 | 1 | 18.22 | 18.22 | 21.4092 | 2020Q3 | https://shop.regencylighting.com/lamps/led/mr16-75w-p1-30k-15sp-gu53-u1-cre.html | Regency Lighting | 2020 | Yes
LED Lighting | Reflector | Maxlite | True |  | Reflector (Flood/Spot) | PAR30S | E26 (Medium) | Damp Location Rated,Not Rated for Recessed Fixtures Damp Location Rated,Not Rated for Recessed Fixtures Home / Light Bulbs / LED / LED PAR / Maxlite - 14099226 - 11P30D27FL Medium E26 LED Par Lamp 11W PAR30 LED Lamp - Universal - 850 Lumens - Warm White (2700K) - 84 CRI - 25000 Hours - E26 (Medium) - 120 to 130V Maxlite - 14099226 - 11P30D27FL | 2700 | 82 | 850 | 77.2727 | 25000 | 11 | 1 | 6.9 | 6.9 | 8.1078 | 2020Q3 | https://shop.regencylighting.com/lamps/led/par/11p30d27fl-mxt.html | Regency Lighting | 2020 | Yes
LED Lighting | Reflector | Maxlite | True | Daylighting/Photocell, | Reflector (Flood/Spot) | PAR30S | E26 (Medium) | Damp Location Rated,Use With Timers,Use With Photo and/or Motion Sensors,Shatter Resistant,Not Rated for Recessed Fixtures Damp Location Rated,Use With Timers,Use With Photo and/or Motion Sensors,Shatter Resistant,Not Rated for Recessed Fixtures Home / Light Bulbs / LED / LED PAR / Maxlite - 14099227 - 11P30D30FL Medium E26 LED Par Lamp 11W PAR30 LED Lamp - Universal - 850 Lumens - Warm White (3000K) - 84 CRI - 25000 Hours - E26 (Medium) - 120 to 130V Maxlite - 14099227 - 11P30D30FL | 3000 | 84 | 850 | 77.2727 | 25000 | 11 | 1 | 6.9 | 6.9 | 8.1078 | 2020Q3 | https://shop.regencylighting.com/lamps/led/par/11p30d30fl-mxt.html | Regency Lighting | 2020 | Yes
LED Lighting | Reflector | Maxlite | True | Daylighting/Photocell, | Reflector (Flood/Spot) | PAR30S | E26 (Medium) | Damp Location Rated,Use With Timers,Use With Photo and/or Motion Sensors,Shatter Resistant,Not Rated for Recessed Fixtures Damp Location Rated,Use With Timers,Use With Photo and/or Motion Sensors,Shatter Resistant,Not Rated for Recessed Fixtures Home / Light Bulbs / LED / LED PAR / Maxlite - 14099228 - 11P30D40FL Energy Star Certified 11W PAR30 LED Lamp - Universal - 850 Lumens - Cool White (4000K) - 83 CRI - 25000 Hours - E26 (Medium) - 120 to 130V Maxlite - 14099228 - 11P30D40FL | 4000 | 83 | 850 | 77.2727 | 25000 | 11 | 1 | 6.9 | 6.9 | 8.1078 | 2020Q3 | https://shop.regencylighting.com/lamps/led/par/11p30d40fl-mxt.html | Regency Lighting | 2020 | Yes
LED Lighting | Reflector | Maxlite | True | Daylighting/Photocell, | Reflector (Flood/Spot) | PAR30S | E26 (Medium) | Damp Location Rated,Use With Timers,Use With Photo and/or Motion Sensors,Shatter Resistant,Not Rated for Recessed Fixtures Damp Location Rated,Use With Timers,Use With Photo and/or Motion Sensors,Shatter Resistant,Not Rated for Recessed Fixtures Home / Light Bulbs / LED / LED PAR / Maxlite - 14099232 - 11P30D40NF Energy Star Rated; Instant On; Not for Use in Enclosed Fixtures; Damp Location Rated 11W PAR30 Short Neck LED Lamp - Universal - 850 Lumens - Cool White (4000K) - 83 CRI - 25000 Hours - E26 (Medium) - 120 to 130V - White Maxlite - 14099232 - 11P30D40NF | 4000 | 83 | 850 | 77.2727 | 25000 | 11 | 1 | 6.9 | 6.9 | 8.1078 | 2020Q3 | https://shop.regencylighting.com/lamps/led/par/11p30d40nf-mxt.html | Regency Lighting | 2020 | Yes
LED Lighting | Reflector | MaxLite | True | Daylighting/Photocell, | Reflector (Flood/Spot) | PAR30L | E26 (Medium) | Use With Timers,Use With Photo and/or Motion Sensors,Wet Location Rated,Shatter Resistant,Not Rated for Recessed Fixtures Use With Timers,Use With Photo and/or Motion Sensors,Wet Location Rated,Shatter Resistant,Not Rated for Recessed Fixtures Home / Light Bulbs / LED / LED PAR / Maxlite - 14099216 - 11P30WLND27NF Energy Star Certified; Suitable for Wet Locations; Not Suitable for Enclosed Fixtures 11W PAR30 Long Neck LED Lamp - Universal - 850 Lumens - Warm White (2700K) - 83 CRI - 25000 Hours - E26 (Medium) - 120 to 130V Maxlite - 14099216 - 11P30WLND27NF | 2700 | 83 | 850 | 77.2727 | 25000 | 11 | 1 | 6.9 | 6.9 | 8.1078 | 2020Q3 | https://shop.regencylighting.com/lamps/led/par/11p30wlnd27nf-mxt.html | Regency Lighting | 2020 | Yes
LED Lighting | Reflector | Maxlite | True | Daylighting/Photocell, | Reflector (Flood/Spot) | PAR30L | E26 (Medium) | Use With Timers,Use With Photo and/or Motion Sensors,Wet Location Rated,Shatter Resistant,Not Rated for Recessed Fixtures Use With Timers,Use With Photo and/or Motion Sensors,Wet Location Rated,Shatter Resistant,Not Rated for Recessed Fixtures Home / Light Bulbs / LED / LED PAR / Maxlite - 14099204 - 11P30WLND30FL Medium E26 LED PAR30 Long Neck Lamp 11W PAR30 Long Neck LED Lamp - Universal - 850 Lumens - Warm White (3000K) - 84 CRI - 25000 Hours - E26 (Medium) - 120 to 130V Maxlite - 14099204 - 11P30WLND30FL | 3000 | 84 | 850 | 77.2727 | 25000 | 11 | 1 | 6.9 | 6.9 | 8.1078 | 2020Q3 | https://shop.regencylighting.com/lamps/led/par/11p30wlnd30fl-mxt.html | Regency Lighting | 2020 | Yes
LED Lighting | Reflector | MaxLite | True | Daylighting/Photocell, | Reflector (Flood/Spot) | PAR30L | E26 (Medium) | Use With Timers,Use With Photo and/or Motion Sensors,Wet Location Rated,Shatter Resistant,Not Rated for Recessed Fixtures Use With Timers,Use With Photo and/or Motion Sensors,Wet Location Rated,Shatter Resistant,Not Rated for Recessed Fixtures Home / Light Bulbs / LED / LED PAR / Maxlite - 14099205 - 11P30WLND40FL Energy Star Certified; Suitable for Wet Locations; Not Suitable for Enclosed Fixtures 11W PAR30 Long Neck LED Lamp - Universal - 850 Lumens - Cool White (4000K) - 83 CRI - 25000 Hours - E26 (Medium) - 120 to 130V Maxlite - 14099205 - 11P30WLND40FL | 4000 | 83 | 850 | 77.2727 | 25000 | 11 | 1 | 6.9 | 6.9 | 8.1078 | 2020Q3 | https://shop.regencylighting.com/lamps/led/par/11p30wlnd40fl-mxt.html | Regency Lighting | 2020 | Yes
LED Lighting | Reflector | Maxlite | True | Daylighting/Photocell, | Reflector (Flood/Spot) | PAR30S | E26 (Medium) | Damp Location Rated,Use With Timers,Use With Photo and/or Motion Sensors,Shatter Resistant,Not Rated for Recessed Fixtures Damp Location Rated,Use With Timers,Use With Photo and/or Motion Sensors,Shatter Resistant,Not Rated for Recessed Fixtures Home / Light Bulbs / LED / LED PAR / Maxlite - 14098880 - 12P30DLED927FL/JA8 PAR30 LED Par Lamp 12W PAR30 LED Lamp - Universal - 850 Lumens - Warm White (2700K) - 93 CRI - 25000 Hours - E26 (Medium) - 120 to 130V Maxlite - 14098880 - 12P30DLED927FL/JA8 | 2700 | 93 | 850 | 70.8333 | 25000 | 12 | 1 | 10.15 | 10.15 | 11.9266 | 2020Q3 | https://shop.regencylighting.com/lamps/led/par/12p30dled927fl-ja8-mxt.html | Regency Lighting | 2020 | Yes
LED Lighting | Reflector | Maxlite | True | Daylighting/Photocell, | Reflector (Flood/Spot) | PAR30L | E26 (Medium) | Use With Timers,Damp Location Rated,Use With Photo and/or Motion Sensors,Shatter Resistant,Not Rated for Recessed Fixtures Use With Timers,Damp Location Rated,Use With Photo and/or Motion Sensors,Shatter Resistant,Not Rated for Recessed Fixtures Home / Light Bulbs / LED / LED PAR / Maxlite - 1410041 - 12P30LNDLED927FL/JA8 PAR30 Long Neck LED Reflector Lamp 12W PAR30 Long Neck LED Lamp - Universal - 900 Lumens - Warm White (2700K) - 91 CRI - 25000 Hours - E26 (Medium) - 120 to 130V Maxlite - 1410041 - 12P30LNDLED927FL/JA8 | 2700 | 91 | 900 | 75 | 25000 | 12 | 1 | 10.06 | 10.06 | 11.8209 | 2020Q3 | https://shop.regencylighting.com/lamps/led/par/12p30lndled927fl-ja8-mxt.html | Regency Lighting | 2020 | Yes
LED Lighting | Reflector | Maxlite | True | Daylighting/Photocell, | Reflector (Flood/Spot) | PAR30L | E26 (Medium) | Damp Location Rated,Use With Timers,Use With Photo and/or Motion Sensors,Shatter Resistant,Not Rated for Recessed Fixtures Damp Location Rated,Use With Timers,Use With Photo and/or Motion Sensors,Shatter Resistant,Not Rated for Recessed Fixtures Home / Light Bulbs / LED / LED PAR / Maxlite - 1410042 - 12P30LNDLED930FL/JA8 JA8 Compliant; Energy Star Certified; Not for Use in Enclosed Fixtures; Damp Location Rated 12W PAR30 Long Neck LED Lamp - Universal - 900 Lumens - Warm White (3000K) - 92 CRI - 25000 hrs. - E26 (Medium) - 120 to 130V Maxlite - 1410042 - 12P30LNDLED930FL/JA8 | 3000 | 92 | 900 | 75 | 25000 | 12 | 1 | 10.06 | 10.06 | 11.8209 | 2020Q3 | https://shop.regencylighting.com/lamps/led/par/12p30lndled930fl-ja8-mxt.html | Regency Lighting | 2020 | Yes
LED Lighting | Reflector | Maxlite | True |  | Reflector (Flood/Spot) | PAR38 | E26 (Medium) | Damp Location Rated,Recessed Fixtures Damp Location Rated,Recessed Fixtures Home / Light Bulbs / LED / LED PAR / Maxlite - 102290 - 13P38DLED27NF Solid Aluminum Body acts as a Heat Sink; 25000 To 50000 Hour Life; Environmentally Friendly; Compatible with Building Controls; Uniform Color Consistency; Dimmable 13W PAR38 LED Lamp - Universal - 950 Lumens - Warm White (2700K) - 82 CRI - 25000 Hours - E26 (Medium) - 120 to 130V Maxlite - 102290 - 13P38DLED27NF | 2700 | 82 | 950 | 73.0769 | 25000 | 13 | 1 | 10.54 | 10.54 | 12.3849 | 2020Q3 | https://shop.regencylighting.com/lamps/led/par/13p38dled27nf-mxt.html | Regency Lighting | 2020 | Yes
LED Lighting | Reflector | Maxlite | True | Daylighting/Photocell, | Reflector (Flood/Spot) | PAR38 | E26 (Medium) | Use With Timers,Use With Photo and/or Motion Sensors,Wet Location Rated,Shatter Resistant,Not Rated for Recessed Fixtures Use With Timers,Use With Photo and/or Motion Sensors,Wet Location Rated,Shatter Resistant,Not Rated for Recessed Fixtures Home / Light Bulbs / LED / LED PAR / Maxlite - 14099207 - 13P38WD30FL Solid Aluminum Body acts as a Heat Sink; Wet Location Rated; Compatible with Building Controls; Uniform Color Consistency 13W PAR38 LED Lamp - Universal - 1050 Lumens - Warm White (3000K) - 84 CRI - 25000 Hours - E26 (Medium) - 120 to 130V Maxlite - 14099207 - 13P38WD30FL | 3000 | 84 | 1050 | 80.7692 | 25000 | 13 | 1 | 12.16 | 12.16 | 14.2885 | 2020Q3 | https://shop.regencylighting.com/lamps/led/par/13p38wd30fl-mxt.html | Regency Lighting | 2020 | Yes
LED Lighting | Reflector | Maxlite | True | Daylighting/Photocell, | Reflector (Flood/Spot) | PAR38 | E26 (Medium) | Use With Timers,Use With Photo and/or Motion Sensors,Wet Location Rated,Shatter Resistant,Not Rated for Recessed Fixtures Use With Timers,Use With Photo and/or Motion Sensors,Wet Location Rated,Shatter Resistant,Not Rated for Recessed Fixtures Home / Light Bulbs / LED / LED PAR / Maxlite - 14099208 - 13P38WD40FL Solid Aluminum Body acts as a Heat Sink; Wet Location Rated; Compatible with Building Controls; Uniform Color Consistency 13W PAR38 LED Lamp - Universal - 1050 Lumens - Cool White (4000K) - 84 CRI - 25000 Hours - E26 (Medium) - 120 to 130V Maxlite - 14099208 - 13P38WD40FL | 4000 | 83 | 1050 | 80.7692 | 25000 | 13 | 1 | 12.16 | 12.16 | 14.2885 | 2020Q3 | https://shop.regencylighting.com/lamps/led/par/13p38wd40fl-mxt.html | Regency Lighting | 2020 | Yes
LED Lighting | Reflector | Green Creative | False | Daylighting/Photocell, | Reflector (Flood/Spot) | PAR30L | E26 (Medium) | Damp Location Rated,Use With Timers,Use With Photo and/or Motion Sensors,Recessed Fixtures Damp Location Rated,Use With Timers,Use With Photo and/or Motion Sensors,Recessed Fixtures Home / Light Bulbs / LED / LED PAR / Green Creative - 58130 - 13PAR30/940FL40/277V Suitable for Totally Enclosed Fixtures; Direct Line Voltage 120-277 - Not Compatible with Ballasts 13W PAR30 Long Neck LED Lamp - Universal - 1100 Lumens - Cool White (4000K) - 90 CRI - 50000 Hours - E26 (Medium) - 120 to 277V (Universal) Green Creative - 58130 - 13PAR30/940FL40/277V | 4000 | 91 | 1100 | 84.6154 | 25000 | 13 | 1 | 10.88 | 10.88 | 12.7844 | 2020Q3 | https://shop.regencylighting.com/lamps/led/par/13par30-940fl40-277v-grc.html | Regency Lighting | 2020 | Yes
LED Lighting | Reflector | Satco | True |  | Reflector (Flood/Spot) | PAR30L | E26 (Medium) | Wet Location Rated,Recessed Fixtures Wet Location Rated,Recessed Fixtures Home / Light Bulbs / LED / LED PAR / Satco - S9426 - 13PAR30/LN/LED/25/3000K/120V/D Approved for Enclosed Fixtures; Wet Location Rated; Energy Star Rated 13W PAR30 Long Neck LED Lamp - Universal - 1000 Lumens - Warm White (3000K) - 80 CRI - 25000 Hours - E26 (Medium) - 120 to 130V - Silver Satco - S9426 - 13PAR30/LN/LED/25/3000K/120V/D | 3000 | 83 | 1000 | 76.9231 | 25000 | 13 | 1 | 12.64 | 12.64 | 14.8525 | 2020Q3 | https://shop.regencylighting.com/lamps/led/par/13par30-ln-led-25-3000k-120v-d-s9426.html | Regency Lighting | 2020 | Yes
LED Lighting | Reflector | Satco | True |  | Reflector (Flood/Spot) | PAR30L | E26 (Medium) | Wet Location Rated,Recessed Fixtures Wet Location Rated,Recessed Fixtures Home / Light Bulbs / LED / LED PAR / Satco - S9487 - 13PAR30/LN/LED/40/2700K/90CRI Energy Star Rated; Approved for Enclosed Fixtures; Wet Location Rated 13W PAR30 Long Neck LED Lamp - Universal - 820 Lumens - Warm White (2700K) - 90 CRI - 25000 Hours - E26 (Medium) - 120 to 130V - White Satco - S9487 - 13PAR30/LN/LED/40/2700K/90CRI | 2700 | 93 | 820 | 63.0769 | 25000 | 13 | 1 | 10.82 | 10.82 | 12.7139 | 2020Q3 | https://shop.regencylighting.com/lamps/led/par/13par30-ln-led-40-2700k-90cri-s9487.html | Regency Lighting | 2020 | Yes
LED Lighting | Reflector | Satco | True |  | Reflector (Flood/Spot) | PAR30L | E26 (Medium) | Wet Location Rated,Recessed Fixtures Wet Location Rated,Recessed Fixtures Home / Light Bulbs / LED / LED PAR / Satco - S8583 - 13PAR30/LN/LED/40/3K/90CRI Energy Star Rated; Approved for Enclosed Fixtures; Wet Location Rated 13W PAR30 Long Neck LED Lamp - Universal - 820 Lumens - Warm White (3000K) - 90 CRI - 25000 Hours - E26 (Medium) - 120 to 130V - Clear Satco - S8583 - 13PAR30/LN/LED/40/3K/90CRI | 3000 | 92 | 820 | 63.0769 | 25000 | 13 | 1 | 12.64 | 12.64 | 14.8525 | 2020Q3 | https://shop.regencylighting.com/lamps/led/par/13par30-ln-led-40-3k-90cri-s8583.html | Regency Lighting | 2020 | Yes
LED Lighting | Reflector | Satco | True |  | Reflector (Flood/Spot) | PAR30L | E26 (Medium) | Wet Location Rated,Recessed Fixtures Wet Location Rated,Recessed Fixtures Home / Light Bulbs / LED / LED PAR / Satco - S9433 - 13PAR30/LN/LED/40/4000K/120V/D Wet Location Rated; Energy Star Certified; Enclosed Fixture Rated 13W PAR30 Long Neck LED Lamp - Universal - 1000 Lumens - Cool White (4000K) - 80 CRI - 25000 Hours - E26 (Medium) - 120 to 130V Satco - S9433 - 13PAR30/LN/LED/40/4000K/120V/D | 4000 | 82 | 1000 | 76.9231 | 25000 | 13 | 1 | 12.1 | 12.1 | 14.218 | 2020Q3 | https://shop.regencylighting.com/lamps/led/par/13par30-ln-led-40-4000k-120v-d-s9433.html | Regency Lighting | 2020 | Yes
LED Lighting | Reflector | Satco | True |  | Reflector (Flood/Spot) | PAR30L | E26 (Medium) | Wet Location Rated,Recessed Fixtures Wet Location Rated,Recessed Fixtures Home / Light Bulbs / LED / LED PAR / Satco - S8496 - 13PAR30/LN/LED/40/4K/90CRI Energy Star Rated; Approved for Enclosed Fixtures; Wet Location Rated 13W PAR30 Long Neck LED Lamp - Universal - 820 Lumens - Cool White (4000K) - 90 CRI - 25000 Hours - E26 (Medium) - 120 to 130V - Clear Satco - S8496 - 13PAR30/LN/LED/40/4K/90CRI | 4000 | 93 | 820 | 63.0769 | 25000 | 13 | 1 | 12.64 | 12.64 | 14.8525 | 2020Q3 | https://shop.regencylighting.com/lamps/led/par/13par30-ln-led-40-4k-90cri-s8496.html | Regency Lighting | 2020 | Yes
LED Lighting | Reflector | Satco | True |  | Reflector (Flood/Spot) | PAR30L | E26 (Medium) | Wet Location Rated,Recessed Fixtures Wet Location Rated,Recessed Fixtures Home / Light Bulbs / LED / LED PAR / Satco - S9435 - 13PAR30/LN/LED/60/2700K/120V/D Wet Location Rated; Energy Star Certified; Enclosed Fixture Rated 13W PAR30 Long Neck LED Lamp - Universal - 1000 Lumens - Warm White (2700K) - 80 CRI - 25000 Hours - E26 (Medium) - 120 to 130V Satco - S9435 - 13PAR30/LN/LED/60/2700K/120V/D | 2700 | 82 | 1000 | 76.9231 | 25000 | 13 | 1 | 12.1 | 12.1 | 14.218 | 2020Q3 | https://shop.regencylighting.com/lamps/led/par/13par30-ln-led-60-2700k-120v-d-s9435.html | Regency Lighting | 2020 | Yes
LED Lighting | Reflector | Satco | True |  | Reflector (Flood/Spot) | PAR30S | E26 (Medium) | Wet Location Rated,Recessed Fixtures Wet Location Rated,Recessed Fixtures Home / Light Bulbs / LED / LED PAR / Satco - S9411 - 13PAR30/SN/LED/25/3000K/120V/D Wet Location Rated; Approved for Enclosed Fixtures; Energy Star Certified 13W PAR30 LED Lamp - Universal - 1000 Lumens - Warm White (3000K) - 80 CRI - 25000 Hours - E26 (Medium) - 120 to 130V Satco - S9411 - 13PAR30/SN/LED/25/3000K/120V/D | 3000 | 83 | 1000 | 76.9231 | 25000 | 13 | 1 | 12.64 | 12.64 | 14.8525 | 2020Q3 | https://shop.regencylighting.com/lamps/led/par/13par30-sn-led-25-3000k-120v-d-s9411.html | Regency Lighting | 2020 | Yes
LED Lighting | Reflector | Satco | True |  | Reflector (Flood/Spot) | PAR30S | E26 (Medium) | Wet Location Rated,Recessed Fixtures Wet Location Rated,Recessed Fixtures Home / Light Bulbs / LED / LED PAR / Satco - S9412 - 13PAR30/SN/LED/25/3500K/120V/D Solid State LED lighting; Reflector Replacement Lamp; Long Life; IP65 - Wet location rated; Approved for Enclosed Fixtures; For Indoor and Outdoor use; ABS Lens; Dimmable 13W PAR30 LED Lamp - Universal - 1000 Lumens - Neutral White (3500K) - 80 CRI - 25000 Hours - E26 (Medium) - 120 to 130V - Silver Satco - S9412 - 13PAR30/SN/LED/25/3500K/120V/D | 3500 | 82 | 1000 | 76.9231 | 25000 | 13 | 12 | 151.68 | 12.64 | 14.8525 | 2020Q3 | https://shop.regencylighting.com/lamps/led/par/13par30-sn-led-25-3500k-120v-d-s9412.html | Regency Lighting | 2020 | Yes
LED Lighting | Reflector | Satco | True |  | Reflector (Flood/Spot) | PAR30S | E26 (Medium) | Wet Location Rated,Recessed Fixtures Wet Location Rated,Recessed Fixtures Home / Light Bulbs / LED / LED PAR / Satco - S9486 - 13PAR30/SN/LED/40/2700K/90CRI Energy Star Rated; Approved for Enclosed Fixtures; Wet Location Rated 13W PAR30 LED Lamp - Universal - 820 Lumens - Warm White (2700K) - 90 CRI - 25000 Hours - E26 (Medium) - 120 to 130V - White Satco - S9486 - 13PAR30/SN/LED/40/2700K/90CRI | 2700 | 93 | 820 | 63.0769 | 25000 | 13 | 1 | 12.64 | 12.64 | 14.8525 | 2020Q3 | https://shop.regencylighting.com/lamps/led/par/13par30-sn-led-40-2700k-90cri-s9486.html | Regency Lighting | 2020 | Yes
LED Lighting | Reflector | Satco | True |  | Reflector (Flood/Spot) | PAR30S | E26 (Medium) | Wet Location Rated,Recessed Fixtures Wet Location Rated,Recessed Fixtures Home / Light Bulbs / LED / LED PAR / Satco - S8582 - 13PAR30/SN/LED/40/3K/90CRI Energy Star Rated; Approved for Enclosed Fixtures; Wet Location Rated 13W PAR30 LED Lamp - Universal - 820 Lumens - Warm White (3000K) - 90 CRI - 25000 Hours - E26 (Medium) - 120 to 130V - Clear Satco - S8582 - 13PAR30/SN/LED/40/3K/90CRI | 3000 | 92 | 820 | 63.0769 | 25000 | 13 | 1 | 12.64 | 12.64 | 14.8525 | 2020Q3 | https://shop.regencylighting.com/lamps/led/par/13par30-sn-led-40-3k-90cri-s8582.html | Regency Lighting | 2020 | Yes
LED Lighting | Reflector | Satco | True |  | Reflector (Flood/Spot) | PAR30S | E26 (Medium) | Wet Location Rated,Recessed Fixtures Wet Location Rated,Recessed Fixtures Home / Light Bulbs / LED / LED PAR / Satco - S9418 - 13PAR30/SN/LED/40/4000K/120V/D Wet Location Rated; Approved for Enclosed Fixtures; Energy Star Certified 13W PAR30 LED Lamp - Universal - 1000 Lumens - Cool White (4000K) - 80 CRI - 25000 Hours - E26 (Medium) - 120 to 130V Satco - S9418 - 13PAR30/SN/LED/40/4000K/120V/D | 4000 | 83 | 1000 | 76.9231 | 25000 | 13 | 1 | 10.82 | 10.82 | 12.7139 | 2020Q3 | https://shop.regencylighting.com/lamps/led/par/13par30-sn-led-40-4000k-120v-d-s9418.html | Regency Lighting | 2020 | Yes
LED Lighting | Reflector | Satco | True |  | Reflector (Flood/Spot) | PAR30S | E26 (Medium) | Wet Location Rated,Recessed Fixtures Wet Location Rated,Recessed Fixtures Home / Light Bulbs / LED / LED PAR / Satco - S8495 - 13PAR30/SN/LED/40/4K/90CRI Energy Star Rated; Approved for Enclosed Fixtures; Wet Location Rated 13W PAR30 LED Lamp - Universal - 820 Lumens - Cool White (4000K) - 90 CRI - 25000 Hours - E26 (Medium) - 120 to 130V - Clear Satco - S8495 - 13PAR30/SN/LED/40/4K/90CRI | 4000 | 93 | 820 | 63.0769 | 25000 | 13 | 1 | 12.64 | 12.64 | 14.8525 | 2020Q3 | https://shop.regencylighting.com/lamps/led/par/13par30-sn-led-40-4k-90cri-s8495.html | Regency Lighting | 2020 | Yes
LED Lighting | Reflector | Green Creative | True | Daylighting/Photocell, | Reflector (Flood/Spot) | PAR30L | E26 (Medium) | Damp Location Rated,Use With Timers,Use With Photo and/or Motion Sensors,Wet Location Rated,Recessed Fixtures Damp Location Rated,Use With Timers,Use With Photo and/or Motion Sensors,Wet Location Rated,Recessed Fixtures Home / Light Bulbs / LED / LED PAR / Green Creative - 97902 - 13PAR30DIM/930FL40/B Suitable for Totally Enclosed Fixtures 13W PAR30 Long Neck LED Lamp - Universal - 1050 Lumens - Warm White (3000K) - 90 CRI - 50000 Hours - E26 (Medium) - 120 to 130V Green Creative - 97902 - 13PAR30DIM/930FL40/B | 3000 | 92 | 1050 | 80.7692 | 25000 | 13 | 1 | 10.88 | 10.88 | 12.7844 | 2020Q3 | https://shop.regencylighting.com/lamps/led/par/13par30dim-930fl40-b-97902.html | Regency Lighting | 2020 | Yes
LED Lighting | Reflector | Green Creative | True | Daylighting/Photocell, | Reflector (Flood/Spot) | PAR30L | E26 (Medium) | Damp Location Rated,Use With Timers,Use With Photo and/or Motion Sensors,Wet Location Rated,Recessed Fixtures Damp Location Rated,Use With Timers,Use With Photo and/or Motion Sensors,Wet Location Rated,Recessed Fixtures Home / Light Bulbs / LED / LED PAR / Green Creative - 58121 - 13PAR30DIM/930FL40 Suitable for Enclosed Fixtures 13W PAR30 Long Neck LED Lamp - Universal - 1050 Lumens - Warm White (3000K) - 90 CRI - 50000 Hours - E26 (Medium) - 120 to 130V Green Creative - 58121 - 13PAR30DIM/930FL40 | 3000 | 94 | 1050 | 80.7692 | 25000 | 13 | 1 | 10.88 | 10.88 | 12.7844 | 2020Q3 | https://shop.regencylighting.com/lamps/led/par/13par30dim-930fl40-grc.html | Regency Lighting | 2020 | Yes
LED Lighting | Reflector | Green Creative | True | Daylighting/Photocell, | Reflector (Flood/Spot) | PAR30L | E26 (Medium) | Damp Location Rated,Use With Timers,Use With Photo and/or Motion Sensors,Wet Location Rated,Recessed Fixtures Damp Location Rated,Use With Timers,Use With Photo and/or Motion Sensors,Wet Location Rated,Recessed Fixtures Home / Light Bulbs / LED / LED PAR / Green Creative - 58117 - 13PAR30DIM/930NF25 Suitable for Totally Enclosed Fixtures 13W PAR30 Long Neck LED Lamp - Universal - 1050 Lumens - Warm White (3000K) - 90 CRI - 50000 Hours - E26 (Medium) - 120 to 130V Green Creative - 58117 - 13PAR30DIM/930NF25 | 3000 | 93 | 1050 | 80.7692 | 25000 | 13 | 1 | 10.88 | 10.88 | 12.7844 | 2020Q3 | https://shop.regencylighting.com/lamps/led/par/13par30dim-930nf25-grc.html | Regency Lighting | 2020 | Yes
LED Lighting | Reflector | Green Creative | True | Daylighting/Photocell, | Reflector (Flood/Spot) | PAR30S | E26 (Medium) | Damp Location Rated,Use With Timers,Use With Photo and/or Motion Sensors,Recessed Fixtures Damp Location Rated,Use With Timers,Use With Photo and/or Motion Sensors,Recessed Fixtures Home / Light Bulbs / LED / LED PAR / Green Creative - 58141 - 13PAR30SNDIM/927NF25 Suitable for Totally Enclosed Fixtures 13W PAR30 LED Lamp - Universal - 1100 Lumens - Warm White (2700K) - 90 CRI - 50000 Hours - E26 (Medium) - 120 to 130V Green Creative - 58141 - 13PAR30SNDIM/927NF25 | 2700 | 93 | 1000 | 76.9231 | 25000 | 13 | 1 | 11.73 | 11.73 | 13.7832 | 2020Q3 | https://shop.regencylighting.com/lamps/led/par/13par30sndim-927nf25-grc.html | Regency Lighting | 2020 | Yes
LED Lighting | Reflector | Green Creative | True | Daylighting/Photocell, | Reflector (Flood/Spot) | PAR30S | E26 (Medium) | Damp Location Rated,Use With Timers,Use With Photo and/or Motion Sensors,Recessed Fixtures Damp Location Rated,Use With Timers,Use With Photo and/or Motion Sensors,Recessed Fixtures Home / Light Bulbs / LED / LED PAR / u Short Neck; Suitable for Totally Enclosed Fixtures; Suitable for Damp Locations 13W PAR30 LED Lamp - Universal - 1100 Lumens - Cool White (4000K) - 90 CRI - 50000 Hours - E26 (Medium) - 120 to 130V u | 4000 | 92 | 1100 | 84.6154 | 25000 | 13 | 1 | 10.88 | 10.88 | 12.7844 | 2020Q3 | https://shop.regencylighting.com/lamps/led/par/13par30sndim-940fl40-grc.html | Regency Lighting | 2020 | Yes
LED Lighting | Reflector | Maxlite | True | Daylighting/Photocell, | Reflector (Flood/Spot) | PAR38 | E26 (Medium) | Damp Location Rated,Use With Timers,Use With Photo and/or Motion Sensors,Shatter Resistant,Not Rated for Recessed Fixtures Damp Location Rated,Use With Timers,Use With Photo and/or Motion Sensors,Shatter Resistant,Not Rated for Recessed Fixtures Home / Light Bulbs / LED / LED PAR / Maxlite - 1410043 - 15P38DLED927FL/JA8 JA8 Compliant; Energy Star Certified; Not for Use in Enclosed Fixtures; Damp Location Rated 15W PAR38 LED Lamp - Universal - 1150 Lumens - Warm White (2700K) - 92 CRI - 25000 hrs. - E26 (Medium) - 120 to 130V Maxlite - 1410043 - 15P38DLED927FL/JA8 | 2700 | 92 | 1150 | 76.6667 | 25000 | 15 | 1 | 13.22 | 13.22 | 15.534 | 2020Q3 | https://shop.regencylighting.com/lamps/led/par/15p38dled927fl-ja8-mxt.html | Regency Lighting | 2020 | Yes
LED Lighting | Reflector | Maxlite | True |  | Reflector (Flood/Spot) | PAR38 | E26 (Medium) | Damp Location Rated,Wet Location Rated,Not Rated for Recessed Fixtures Damp Location Rated,Wet Location Rated,Not Rated for Recessed Fixtures Home / Light Bulbs / LED / LED PAR / Maxlite - 14099210 - 15P38WD27FL Wet Location Rated; Energy Star Certified 15W PAR38 LED Lamp - Universal - 1250 Lumens - Warm White (2700K) - 83 CRI - 25000 Hours - E26 (Medium) - 120 to 130V Maxlite - 14099210 - 15P38WD27FL | 2700 | 83 | 1250 | 83.3333 | 25000 | 15 | 1 | 12.83 | 12.83 | 15.0757 | 2020Q3 | https://shop.regencylighting.com/lamps/led/par/15p38wd27fl-mxt.html | Regency Lighting | 2020 | Yes
LED Lighting | Reflector | Maxlite | True |  | Reflector (Flood/Spot) | PAR38 | E26 (Medium) | Damp Location Rated,Wet Location Rated,Not Rated for Recessed Fixtures Damp Location Rated,Wet Location Rated,Not Rated for Recessed Fixtures Home / Light Bulbs / LED / LED PAR / Maxlite - 14099211 - 15P38WD30FL Energy Star Certified; Not Rated for Enclosed Fixtures; Wet Location Rated 15W PAR38 LED Lamp - Universal - 1250 Lumens - Warm White (3000K) - 83 CRI - 25000 hrs. - E26 (Medium) - 120 to 130V Maxlite - 14099211 - 15P38WD30FL | 3000 | 83 | 1250 | 83.3333 | 25000 | 15 | 1 | 12.83 | 12.83 | 15.0757 | 2020Q3 | https://shop.regencylighting.com/lamps/led/par/15p38wd30fl-mxt.html | Regency Lighting | 2020 | Yes
LED Lighting | Reflector | Maxlite | True |  | Reflector (Flood/Spot) | PAR38 | E26 (Medium) | Damp Location Rated,Wet Location Rated,Recessed Fixtures Damp Location Rated,Wet Location Rated,Recessed Fixtures Home / Light Bulbs / LED / LED PAR / Maxlite - 14099211 - 15P38WDLED30FL Wet Location Rated; Energy Star Certified 15W PAR38 LED Lamp - Universal - 1250 Lumens - Warm White (3000K) - 83 CRI - 25000 Hours - E26 (Medium) - 120 to 130V Maxlite - 14099211 - 15P38WDLED30FL | 3000 | 84 | 1250 | 83.3333 | 25000 | 15 | 1 | 11.88 | 11.88 | 13.9595 | 2020Q3 | https://shop.regencylighting.com/lamps/led/par/15p38wdled30fl-mxt.html | Regency Lighting | 2020 | Yes
LED Lighting | Reflector | Satco | True |  | Reflector (Flood/Spot) | PAR38 | E26 (Medium) | Wet Location Rated,Recessed Fixtures Wet Location Rated,Recessed Fixtures Home / Light Bulbs / LED / LED PAR / Satco - S9442 - 15PAR38/LED/25/3500K/120V/D Suitable for Totally Enclosed Fixtures; Wet Location Rated; Energy Star Certified 15W PAR38 LED Lamp - Universal - 1200 Lumens - Neutral White (3500K) - 80 CRI - 25000 Hours - E26 (Medium) - 120 to 130V Satco - S9442 - 15PAR38/LED/25/3500K/120V/D | 3500 | 82 | 1200 | 80 | 25000 | 15 | 1 | 15.46 | 15.46 | 18.1661 | 2020Q3 | https://shop.regencylighting.com/lamps/led/par/15par38-led-25-3500k-120v-d-s9442.html | Regency Lighting | 2020 | Yes
LED Lighting | Reflector | Satco | True |  | Reflector (Flood/Spot) | PAR38 | E26 (Medium) | Wet Location Rated,Recessed Fixtures Wet Location Rated,Recessed Fixtures Home / Light Bulbs / LED / LED PAR / Satco - S9488 - 15PAR38/LED/27K/90 Energy Star Rated; Approved for Enclosed Fixtures; Wet Location Rated 15W PAR38 LED Lamp - Universal - 1000 Lumens - Warm White (2700K) - 90 CRI - 25000 Hours - E26 (Medium) - 120 to 130V - White Satco - S9488 - 15PAR38/LED/27K/90 | 2700 | 93 | 1000 | 66.6667 | 25000 | 15 | 1 | 14.46 | 14.46 | 16.9911 | 2020Q3 | https://shop.regencylighting.com/lamps/led/par/15par38-led-27k-90-s9488.html | Regency Lighting | 2020 | Yes
LED Lighting | Reflector | Satco | True |  | Reflector (Flood/Spot) | PAR38 | E26 (Medium) | Wet Location Rated,Recessed Fixtures Wet Location Rated,Recessed Fixtures Home / Light Bulbs / LED / LED PAR / Satco - S9445 - 15PAR38/LED/40/2700K/120V/D Wet Location Rated; Energy Star Certified; Approved for Enclosed Fixtures 15W PAR38 LED Lamp - Universal - 1200 Lumens - Warm White (2700K) - 80 CRI - 25000 Hours - E26 (Medium) - 120 to 130V Satco - S9445 - 15PAR38/LED/40/2700K/120V/D | 2700 | 83 | 1200 | 80 | 25000 | 15 | 1 | 12.64 | 12.64 | 14.8525 | 2020Q3 | https://shop.regencylighting.com/lamps/led/par/15par38-led-40-2700k-120v-d-s9445.html | Regency Lighting | 2020 | Yes
LED Lighting | Reflector | Satco | True |  | Reflector (Flood/Spot) | PAR38 | E26 (Medium) | Wet Location Rated,Recessed Fixtures Wet Location Rated,Recessed Fixtures Home / Light Bulbs / LED / LED PAR / Satco - S9446 - 15PAR38/LED/40/3000K/120V/D Approved for Enclosed Fixtures; Wet Location Rated; Energy Star Rated 15W PAR38 LED Lamp - Universal - 1200 Lumens - Warm White (3000K) - 80 CRI - 25000 Hours - E26 (Medium) - 120 to 130V Satco - S9446 - 15PAR38/LED/40/3000K/120V/D | 3000 | 82 | 1200 | 80 | 25000 | 15 | 6 | 92.76 | 15.46 | 18.1661 | 2020Q3 | https://shop.regencylighting.com/lamps/led/par/15par38-led-40-3000k-120v-d-s9446.html | Regency Lighting | 2020 | Yes
LED Lighting | Reflector | Satco | True |  | Reflector (Flood/Spot) | PAR38 | E26 (Medium) | Wet Location Rated,Recessed Fixtures Wet Location Rated,Recessed Fixtures Home / Light Bulbs / LED / LED PAR / Satco - S9447 - 15PAR38/LED/40/3500K/120V/D Approved for Enclosed Fixtures; Wet Location Rated; Energy Star Rated 15W PAR38 LED Lamp - Universal - 1200 Lumens - Neutral White (3500K) - 80 CRI - 25000 Hours - E26 (Medium) - 120 to 130V Satco - S9447 - 15PAR38/LED/40/3500K/120V/D | 3500 | 82 | 1200 | 80 | 25000 | 15 | 6 | 92.76 | 15.46 | 18.1661 | 2020Q3 | https://shop.regencylighting.com/lamps/led/par/15par38-led-40-3500k-120v-d-s9447.html | Regency Lighting | 2020 | Yes
LED Lighting | Reflector | Satco | True |  | Reflector (Flood/Spot) | PAR38 | E26 (Medium) | Wet Location Rated,Recessed Fixtures Wet Location Rated,Recessed Fixtures Home / Light Bulbs / LED / LED PAR / Satco - S8584 - 15PAR38/LED/40/3K/90CRI Energy Star Rated; Approved for Enclosed Fixtures; Wet Location Rated 15W PAR38 LED Lamp - Universal - 1000 Lumens - Warm White (3000K) - 90 CRI - 25000 Hours - E26 (Medium) - 120 to 130V - Clear Satco - S8584 - 15PAR38/LED/40/3K/90CRI | 3000 | 92 | 1000 | 66.6667 | 25000 | 15 | 1 | 14.46 | 14.46 | 16.9911 | 2020Q3 | https://shop.regencylighting.com/lamps/led/par/15par38-led-40-3k-90cri-s8584.html | Regency Lighting | 2020 | Yes
LED Lighting | Reflector | Satco | True |  | Reflector (Flood/Spot) | PAR38 | E26 (Medium) | Wet Location Rated,Recessed Fixtures Wet Location Rated,Recessed Fixtures Home / Light Bulbs / LED / LED PAR / Satco - S8497 - 15PAR38/LED/40/4K/90CRI Energy Star Rated; Approved for Enclosed Fixtures; Wet Location Rated 15W PAR38 LED Lamp - Universal - 1000 Lumens - Cool White (4000K) - 90 CRI - 25000 Hours - E26 (Medium) - 120 to 130V - Clear Satco - S8497 - 15PAR38/LED/40/4K/90CRI | 4000 | 93 | 1000 | 66.6667 | 25000 | 15 | 1 | 14.46 | 14.46 | 16.9911 | 2020Q3 | https://shop.regencylighting.com/lamps/led/par/15par38-led-40-4k-90cri-s8497.html | Regency Lighting | 2020 | Yes
LED Lighting | Reflector | Satco | True | Daylighting/Photocell, | Reflector (Flood/Spot) | PAR38 | E26 (Medium) | Wet Location Rated,Recessed Fixtures Wet Location Rated,Recessed Fixtures Home / Light Bulbs / LED / LED PAR / Satco - S8498 - 15PAR38/LED/40/5K/90CRI Energy Star Rated; Approved for Enclosed Fixtures; Wet Location Rated 15W PAR38 LED Lamp - Universal - 1000 Lumens - Daylight (5000K) - 90 CRI - 25000 Hours - E26 (Medium) - 120 to 130V - Clear Satco - S8498 - 15PAR38/LED/40/5K/90CRI | 5000 | 95 | 1000 | 66.6667 | 25000 | 15 | 1 | 14.46 | 14.46 | 16.9911 | 2020Q3 | https://shop.regencylighting.com/lamps/led/par/15par38-led-40-5k-90cri-s8498.html | Regency Lighting | 2020 | Yes
LED Lighting | Reflector | Satco | True |  | Reflector (Flood/Spot) | PAR38 | E26 (Medium) | Wet Location Rated,Recessed Fixtures Wet Location Rated,Recessed Fixtures Home / Light Bulbs / LED / LED PAR / Satco - S9450 - 15PAR38/LED/60/2700K/120V/D Wet Location Rated; Energy Star Certified; Approved for Enclosed Fixtures 15W PAR38 LED Lamp - Universal - 1200 Lumens - Warm White (2700K) - 80 CRI - 25000 Hours - E26 (Medium) - 120 to 130V Satco - S9450 - 15PAR38/LED/60/2700K/120V/D | 2700 | 83 | 1200 | 80 | 25000 | 15 | 1 | 15.46 | 15.46 | 18.1661 | 2020Q3 | https://shop.regencylighting.com/lamps/led/par/15par38-led-60-2700k-120v-d-s9450.html | Regency Lighting | 2020 | Yes
LED Lighting | Reflector | Satco | True | Daylighting/Photocell, | Reflector (Flood/Spot) | PAR38 | E26 (Medium) | Wet Location Rated,Recessed Fixtures Wet Location Rated,Recessed Fixtures Home / Light Bulbs / LED / LED PAR / Satco - S9454 - 15PAR38/LED/60/5000K/120V/D Wet Location Rated; Energy Star Certified; Approved for Enclosed Fixtures 15W PAR38 LED Lamp - Universal - 1200 Lumens - Daylight (5000K) - 80 CRI - 25000 Hours - E26 (Medium) - 120 to 130V Satco - S9454 - 15PAR38/LED/60/5000K/120V/D | 5000 | 83 | 1200 | 80 | 25000 | 15 | 1 | 15.46 | 15.46 | 18.1661 | 2020Q3 | https://shop.regencylighting.com/lamps/led/par/15par38-led-60-5000k-120v-d-s9454.html | Regency Lighting | 2020 | Yes
LED Lighting | Reflector | Green Creative | True | Daylighting/Photocell, | Reflector (Flood/Spot) | PAR38 | E26 (Medium) | Damp Location Rated,Use With Timers,Use With Photo and/or Motion Sensors,Recessed Fixtures Damp Location Rated,Use With Timers,Use With Photo and/or Motion Sensors,Recessed Fixtures Home / Light Bulbs / LED / LED PAR / Green Creative - 58150 - 17PAR38DIM/927NF25 Suitable for Use in Totally Enclosed Fixtures 17W PAR38 LED Lamp - Universal - 1400 Lumens - Warm White (2700K) - 90 CRI - 50000 hrs. - E26 (Medium) - 120 to 130V Green Creative - 58150 - 17PAR38DIM/927NF25 | 2700 | 94 | 1400 | 82.3529 | 25000 | 17 | 1 | 14.51 | 14.51 | 17.0498 | 2020Q3 | https://shop.regencylighting.com/lamps/led/par/17par38dim-927nf25-grc.html | Regency Lighting | 2020 | Yes
LED Lighting | Reflector | Green Creative | True | Daylighting/Photocell, | Reflector (Flood/Spot) | PAR38 | E26 (Medium) | Damp Location Rated,Use With Timers,Use With Photo and/or Motion Sensors,Recessed Fixtures Damp Location Rated,Use With Timers,Use With Photo and/or Motion Sensors,Recessed Fixtures Home / Light Bulbs / LED / LED PAR / Green Creative - 97905 - 17PAR38DIM/930FL40/B Black Housing; Suitable for Use in Totally Enclosed Fixtures 17W PAR38 LED Lamp - Universal - 1430 Lumens - Warm White (3000K) - 90 CRI - 50000 Hours - E26 (Medium) - 120 to 130V Green Creative - 97905 - 17PAR38DIM/930FL40/B | 3000 | 94 | 1430 | 84.1176 | 25000 | 17 | 1 | 14.51 | 14.51 | 17.0498 | 2020Q3 | https://shop.regencylighting.com/lamps/led/par/17par38dim-930fl40-b-grc.html | Regency Lighting | 2020 | Yes
LED Lighting | Reflector | Green Creative | True | Daylighting/Photocell, | Reflector (Flood/Spot) | PAR38 | E26 (Medium) | Damp Location Rated,Use With Timers,Use With Photo and/or Motion Sensors,Recessed Fixtures Damp Location Rated,Use With Timers,Use With Photo and/or Motion Sensors,Recessed Fixtures Home / Light Bulbs / LED / LED PAR / Green Creative - 17PAR38DIM/930FL40 Suitable for Use in Totally Enclosed Fixtures 17W PAR38 LED Lamp - Universal - 1430 Lumens - Warm White (3000K) - 90 CRI - 50000 Hours - E26 (Medium) - 120 to 130V Green Creative - 17PAR38DIM/930FL40 | 3000 | 93 | 1430 | 84.1176 | 25000 | 17 | 1 | 14.51 | 14.51 | 17.0498 | 2020Q3 | https://shop.regencylighting.com/lamps/led/par/17par38dim-930fl40-grc.html | Regency Lighting | 2020 | Yes
LED Lighting | Reflector | Green Creative | True | Daylighting/Photocell, | Reflector (Flood/Spot) | PAR38 | GU24 | Damp Location Rated,Use With Timers,Use With Photo and/or Motion Sensors,Recessed Fixtures Damp Location Rated,Use With Timers,Use With Photo and/or Motion Sensors,Recessed Fixtures Home / Light Bulbs / LED / LED PAR / Green Creative - 58172 - 17PAR38DIM/930FL40/GU24 Suitable for Totally Enclosed Fixtures 17W PAR38 LED Lamp - Universal - 1430 Lumens - Warm White (3000K) - 90 CRI - 50000 Hours - GU24 (Bi-Pin / Twist & Lock) - 120 to 130V Green Creative - 58172 - 17PAR38DIM/930FL40/GU24 | 3000 | 93 | 1430 | 84.1176 | 25000 | 17 | 1 | 15.65 | 15.65 | 18.3894 | 2020Q3 | https://shop.regencylighting.com/lamps/led/par/17par38dim-930fl40-gu24-grc.html | Regency Lighting | 2020 | Yes
LED Lighting | Reflector | Green Creative | True | Daylighting/Photocell, | Reflector (Flood/Spot) | PAR38 | E26 (Medium) | Damp Location Rated,Use With Timers,Use With Photo and/or Motion Sensors,Recessed Fixtures Damp Location Rated,Use With Timers,Use With Photo and/or Motion Sensors,Recessed Fixtures Home / Light Bulbs / LED / LED PAR / Green Creative - 58153 - 17PAR38DIM/930NF25 Suitable for Totally Enclosed Fixtures 17W PAR38 LED Lamp - Universal - 1430 Lumens - Warm White (3000K) - 90 CRI - 50000 Hours - E26 (Medium) - 120 to 130V Green Creative - 58153 - 17PAR38DIM/930NF25 | 3000 | 93 | 1430 | 84.1176 | 25000 | 17 | 1 | 14.51 | 14.51 | 17.0498 | 2020Q3 | https://shop.regencylighting.com/lamps/led/par/17par38dim-930nf25-grc.html | Regency Lighting | 2020 | Yes
LED Lighting | Reflector | Green Creative | True | Daylighting/Photocell, | Reflector (Flood/Spot) | PAR38 | E26 (Medium) | Damp Location Rated,Use With Timers,Use With Photo and/or Motion Sensors,Recessed Fixtures Damp Location Rated,Use With Timers,Use With Photo and/or Motion Sensors,Recessed Fixtures Home / Light Bulbs / LED / LED PAR / Green Creative - 58157 - 17PAR38DIM/940FL40 Suitable for Totally Enclosed Fixtures 17W PAR38 LED Lamp - Universal - 1450 Lumens - Cool White (4000K) - 90 CRI - 50000 Hours - E26 (Medium) - 120 to 130V Green Creative - 58157 - 17PAR38DIM/940FL40 | 4000 | 93 | 1450 | 85.2941 | 25000 | 17 | 1 | 14.51 | 14.51 | 17.0498 | 2020Q3 | https://shop.regencylighting.com/lamps/led/par/17par38dim-940fl40-grc.html | Regency Lighting | 2020 | Yes
LED Lighting | Reflector | Satco | True |  | Reflector (Flood/Spot) | PAR38 | E26 (Medium) | Wet Location Rated,Recessed Fixtures Wet Location Rated,Recessed Fixtures Home / Light Bulbs / LED / LED PAR / Satco - S9456 - 18PAR38/LED/40/4000K/120V/D PAR38 LED Lamp 18W PAR38 LED Lamp - Universal - 1400 Lumens - Cool White (4000K) - 80 CRI - 25000 Hours - E26 (Medium) - 120 to 130V Satco - S9456 - 18PAR38/LED/40/4000K/120V/D | 4000 | 82 | 1400 | 77.7778 | 25000 | 18 | 1 | 18.1 | 18.1 | 21.2682 | 2020Q3 | https://shop.regencylighting.com/lamps/led/par/18par38-led-40-4000k-120v-d-s9456.html | Regency Lighting | 2020 | Yes
LED Lighting | Reflector | Green Creative |  |  | Reflector (Flood/Spot) | PAR30L | E26 (Medium) | Damp Location Rated,Not Rated for Recessed Fixtures Damp Location Rated,Not Rated for Recessed Fixtures Home / Light Bulbs / LED / LED PAR / Green Creative - 98208 - 19.5PAR30HO/940NF25/277V Direct Line Voltage 120-277V (Not Compatible with Ballasts); Replaces 75W Halogen or 39W Ceramic Metal Halide; Not Intended for Totally Enclosed Fixtures; Suitable for Damp Locations 19.5W PAR30 LED Lamp - Universal - 1800 Lumens - Cool White (4000K) - 90 CRI - 50000 hrs. - E26 (Medium) Green Creative - 98208 - 19.5PAR30HO/940NF25/277V | 4000 | 93 | 1800 | 92.3077 | 50000 | 19.5 | 1 | 29.42 | 29.42 | 34.5696 | 2020Q3 | https://shop.regencylighting.com/lamps/led/par/19-5par30ho-940nf25-277v-grc.html | Regency Lighting | 2020 | Yes
LED Lighting | Reflector | Satco | True |  | Reflector (Flood/Spot) | PAR16 | E26 (Medium) | Damp Location Rated,Recessed Fixtures Damp Location Rated,Recessed Fixtures Home / Light Bulbs / LED / LED PAR / Satco - S8585 - 4PAR16/LED/40/3K/120V/90CRI Approved for Enclosed Fixtures; Damp Location Rated 4W PAR16 LED Lamp - Universal - 360 Lumens - Warm White (3000K) - 90 CRI - 25000 Hours - E26 (Medium) - 120 to 130V Satco - S8585 - 4PAR16/LED/40/3K/120V/90CRI | 3000 | 95 | 360 | 90 | 25000 | 4 | 1 | 9 | 9 | 10.5753 | 2020Q3 | https://shop.regencylighting.com/lamps/led/par/4par16-led-40-3k-120v-90cri-s8585.html | Regency Lighting | 2020 | Yes
LED Lighting | Reflector | Maxlite | True |  | Reflector (Flood/Spot) | PAR20 | E26 (Medium) | Wet Location Rated,Recessed Fixtures Wet Location Rated,Recessed Fixtures Home / Light Bulbs / LED / LED PAR / Maxlite - 14101681 - 6.5P20D927FL/JA8 Energy Star Certified; Wet Location Rated 6.5W PAR20 LED Lamp - Universal - 575 Lumens - Warm White (2700K) - 90 CRI - 25000 hrs. - E26 (Medium) - 120 to 130V - White Maxlite - 14101681 - 6.5P20D927FL/JA8 | 2700 | 94 | 575 | 88.4615 | 25000 | 6.5 | 24 | 133.44 | 5.56 | 6.5332 | 2020Q3 | https://shop.regencylighting.com/lamps/led/par/6-5p20d927fl-ja8-mxt.html | Regency Lighting | 2020 | Yes
LED Lighting | Reflector | Maxlite | True |  | Reflector (Flood/Spot) | PAR20 | E26 (Medium) | Wet Location Rated,Recessed Fixtures Wet Location Rated,Recessed Fixtures Home / Light Bulbs / LED / LED PAR / Maxlite - 14101682 - 6.5P20D930FL/JA8 Energy Star Certified; Wet Location Rated 6.5W PAR20 LED Lamp - Universal - 575 Lumens - Warm White (3000K) - 90 CRI - 25000 hrs. - E26 (Medium) - 120 to 130V - White Maxlite - 14101682 - 6.5P20D930FL/JA8 | 3000 | 94 | 575 | 88.4615 | 25000 | 6.5 | 24 | 133.44 | 5.56 | 6.5332 | 2020Q3 | https://shop.regencylighting.com/lamps/led/par/6-5p20d930fl-ja8-mxt.html | Regency Lighting | 2020 | Yes
LED Lighting | Reflector | Maxlite | True |  | Reflector (Flood/Spot) | PAR20 | E26 (Medium) | Damp Location Rated,Recessed Fixtures Damp Location Rated,Recessed Fixtures Home / Light Bulbs / LED / LED PAR / Maxlite - 102282 - 6P20DLED30NF Solid Aluminum Body acts as a Heat Sink; 25000 To 50000 Hour Life; Environmentally Friendly; Compatible with Building Controls; Uniform Color Consistency; Dimmable 6W PAR20 LED Lamp - Universal - 450 Lumens - Warm White (3000K) - 82 CRI - 25000 Hours - E26 (Medium) - 120 to 130V Maxlite - 102282 - 6P20DLED30NF | 3000 | 82 | 450 | 75 | 25000 | 6 | 1 | 4.87 | 4.87 | 5.7224 | 2020Q3 | https://shop.regencylighting.com/lamps/led/par/6p20dled30nf-mxt.html | Regency Lighting | 2020 | Yes
LED Lighting | Reflector | Green Creative | True |  | Reflector (Flood/Spot) | PAR16 | E26 (Medium) | Damp Location Rated,Recessed Fixtures Damp Location Rated,Recessed Fixtures Home / Light Bulbs / LED / LED PAR / Green Creative - 57991 - 6PAR16DIM/830FL35 PAR16 LED Lamp; Approved for Enclosed Fixtures; Energy Star Qualified 6W PAR19 LED Lamp - Universal - 500 Lumens - Warm White (3000K) - 82 CRI - 25000 hrs. - E26 (Medium) - 120 to 130V Green Creative - 57991 - 6PAR16DIM/830FL35 | 3000 | 83 | 500 | 83.3333 | 25000 | 6 | 1 | 4.55 | 4.55 | 5.3464 | 2020Q3 | https://shop.regencylighting.com/lamps/led/par/6par16dim-830fl35-57991.html | Regency Lighting | 2020 | Yes
LED Lighting | Reflector | Maxlite | True | Daylighting/Photocell, | Reflector (Flood/Spot) | PAR20 | E26 (Medium) | Damp Location Rated,Use With Timers,Use With Photo and/or Motion Sensors,Shatter Resistant,Not Rated for Recessed Fixtures Damp Location Rated,Use With Timers,Use With Photo and/or Motion Sensors,Shatter Resistant,Not Rated for Recessed Fixtures Home / Light Bulbs / LED / LED PAR / Maxlite - 1410039 - 7P20DLED927FL/JA8 JA8/Title 24 Certified; Damp Location Rated; Energy Star Certified; Not for use in Enclosed Fixtures 7W PAR20 LED Lamp - Universal - 525 Lumens - Warm White (2700K) - 91 CRI - 25000 Hours - E26 (Medium) - 120 to 130V Maxlite - 1410039 - 7P20DLED927FL/JA8 | 2700 | 91 | 525 | 75 | 25000 | 7 | 1 | 5.56 | 5.56 | 6.5332 | 2020Q3 | https://shop.regencylighting.com/lamps/led/par/7p20dled927fl-ja8-mxt.html | Regency Lighting | 2020 | Yes
LED Lighting | Reflector | Maxlite | True | Daylighting/Photocell, | Reflector (Flood/Spot) | PAR20 | E26 (Medium) | Use With Timers,Use With Photo and/or Motion Sensors,Wet Location Rated,Shatter Resistant,Not Rated for Recessed Fixtures Use With Timers,Use With Photo and/or Motion Sensors,Wet Location Rated,Shatter Resistant,Not Rated for Recessed Fixtures Home / Light Bulbs / LED / LED PAR / Maxlite - 14099200 - 7P20WD27FL Energy Star Certified; Not Suitable for Enclosed Fixtures; Wet Location Rated 7W PAR20 LED Lamp - 500 Lumens - Warm White (2700K) - 83 CRI - 25000 hrs. - E26 (Medium) - 120 to 130V Maxlite - 14099200 - 7P20WD27FL | 2700 | 83 | 500 | 71.4286 | 25000 | 7 | 1 | 5.56 | 5.56 | 6.5332 | 2020Q3 | https://shop.regencylighting.com/lamps/led/par/7p20wd27fl-mxt.html | Regency Lighting | 2020 | Yes
LED Lighting | Reflector | Maxlite | True | Daylighting/Photocell, | Reflector (Flood/Spot) | PAR20 | E26 (Medium) | Use With Timers,Use With Photo and/or Motion Sensors,Wet Location Rated,Shatter Resistant,Not Rated for Recessed Fixtures Use With Timers,Use With Photo and/or Motion Sensors,Wet Location Rated,Shatter Resistant,Not Rated for Recessed Fixtures Home / Light Bulbs / LED / LED PAR / Maxlite - 14099201 - 7P20WD30FL Energy Star Certified; Not Rated for Enclosed Fixtures; Wet Location Rated 7W PAR20 LED Lamp - Universal - 500 Lumens - Warm White (3000K) - 84 CRI - 25000 hrs. - E26 (Medium) - 120 to 130V Maxlite - 14099201 - 7P20WD30FL | 3000 | 84 | 500 | 71.4286 | 25000 | 7 | 1 | 5.56 | 5.56 | 6.5332 | 2020Q3 | https://shop.regencylighting.com/lamps/led/par/7p20wd30fl-mxt.html | Regency Lighting | 2020 | Yes
LED Lighting | Reflector | Maxlite | True | Daylighting/Photocell, | Reflector (Flood/Spot) | PAR20 | E26 (Medium) | Use With Timers,Use With Photo and/or Motion Sensors,Wet Location Rated,Shatter Resistant,Not Rated for Recessed Fixtures Use With Timers,Use With Photo and/or Motion Sensors,Wet Location Rated,Shatter Resistant,Not Rated for Recessed Fixtures Home / Light Bulbs / LED / LED PAR / Maxlite - 14099214 - 7P20WD30NF Energy Star Certified; Not Rated for Enclosed Fixtures; Wet Location Rated 7W PAR20 LED Lamp - Universal - 500 Lumens - Warm White (3000K) - 84 CRI - 25000 hrs. - E26 (Medium) - 120 to 130V Maxlite - 14099214 - 7P20WD30NF | 3000 | 84 | 500 | 71.4286 | 25000 | 7 | 1 | 5.56 | 5.56 | 6.5332 | 2020Q3 | https://shop.regencylighting.com/lamps/led/par/7p20wd30nf-mxt.html | Regency Lighting | 2020 | Yes
LED Lighting | Reflector | Maxlite | True | Daylighting/Photocell, | Reflector (Flood/Spot) | PAR20 | E26 (Medium) | Use With Timers,Use With Photo and/or Motion Sensors,Wet Location Rated,Shatter Resistant,Not Rated for Recessed Fixtures Use With Timers,Use With Photo and/or Motion Sensors,Wet Location Rated,Shatter Resistant,Not Rated for Recessed Fixtures Home / Light Bulbs / LED / LED PAR / Maxlite - 14099202 - 7P20WD40FL Wet Location Rated; Energy Star Certified; Not for Use in Totally Enclosed Fixtures 7W PAR20 LED Lamp - Universal - 500 Lumens - Cool White (4000K) - 84 CRI - 25000 hrs. - E26 (Medium) - 120 to 130V Maxlite - 14099202 - 7P20WD40FL | 4000 | 85 | 500 | 71.4286 | 25000 | 7 | 1 | 5.56 | 5.56 | 6.5332 | 2020Q3 | https://shop.regencylighting.com/lamps/led/par/7p20wd40fl-mxt.html | Regency Lighting | 2020 | Yes
LED Lighting | Reflector | Satco | True |  | Reflector (Flood/Spot) | PAR20 | E26 (Medium) | Wet Location Rated,Recessed Fixtures Wet Location Rated,Recessed Fixtures Home / Light Bulbs / LED / LED PAR / Satco - S9400 - 7PAR20/LED/25/2700K/120V/D Wet Location Rated; Approved for Totally Enclosed Fixtures; Energy Star Rated 7W PAR20 LED Lamp - Universal - 525 Lumens - Warm White (2700K) - 80 CRI - 25000 Hours - E26 (Medium) - 120 to 130V Satco - S9400 - 7PAR20/LED/25/2700K/120V/D | 2700 | 82 | 525 | 75 | 25000 | 7 | 6 | 43.14 | 7.19 | 8.4485 | 2020Q3 | https://shop.regencylighting.com/lamps/led/par/7par20-led-25-2700k-120v-d-s9400.html | Regency Lighting | 2020 | Yes
LED Lighting | Reflector | Satco | True |  | Reflector (Flood/Spot) | PAR20 | E26 (Medium) | Wet Location Rated,Recessed Fixtures Wet Location Rated,Recessed Fixtures Home / Light Bulbs / LED / LED PAR / Satco - S9401 - 7PAR20/LED/25/3000K/120V/D Wet Location Rated; Approved for Enclosed Fixtures; Energy Star Certified 7W PAR20 LED Lamp - Universal - 525 Lumens - Warm White (3000K) - 80 CRI - 25000 Hours - E26 (Medium) - 120 to 130V Satco - S9401 - 7PAR20/LED/25/3000K/120V/D | 3000 | 81 | 525 | 75 | 25000 | 7 | 1 | 7.19 | 7.19 | 8.4485 | 2020Q3 | https://shop.regencylighting.com/lamps/led/par/7par20-led-25-3000k-120v-d-s9401.html | Regency Lighting | 2020 | Yes
LED Lighting | Reflector | Satco | True |  | Reflector (Flood/Spot) | PAR20 | E26 (Medium) | Wet Location Rated,Recessed Fixtures Wet Location Rated,Recessed Fixtures Home / Light Bulbs / LED / LED PAR / Satco - S9403 - 7PAR20/LED/25/4000K/120V/D Approved for Enclosed Fixtures; Wet Location Rated; Energy Star Rated 7W PAR20 LED Lamp - Universal - 525 Lumens - Cool White (4000K) - 80 CRI - 25000 Hours - E26 (Medium) - 120 to 130V Satco - S9403 - 7PAR20/LED/25/4000K/120V/D | 4000 | 82 | 525 | 75 | 25000 | 7 | 6 | 43.14 | 7.19 | 8.4485 | 2020Q3 | https://shop.regencylighting.com/lamps/led/par/7par20-led-25-4000k-120v-d-s9403.html | Regency Lighting | 2020 | Yes
LED Lighting | Reflector | Satco | True |  | Reflector (Flood/Spot) | PAR20 | E26 (Medium) | Wet Location Rated,Recessed Fixtures Wet Location Rated,Recessed Fixtures Home / Light Bulbs / LED / LED PAR / Satco - S9405 - 7PAR20/LED/40/2700K/120V/D Wet Location Rated; Approved for Enclosed Fixtures; Energy Star Certified 7W PAR20 LED Lamp - Universal - 525 Lumens - Warm White (2700K) - 80 CRI - 25000 Hours - E26 (Medium) - 120 to 130V Satco - S9405 - 7PAR20/LED/40/2700K/120V/D | 2700 | 82 | 525 | 75 | 25000 | 7 | 1 | 7.19 | 7.19 | 8.4485 | 2020Q3 | https://shop.regencylighting.com/lamps/led/par/7par20-led-40-2700k-120v-d-s9405.html | Regency Lighting | 2020 | Yes
LED Lighting | Reflector | Satco | True |  | Reflector (Flood/Spot) | PAR20 | E26 (Medium) | Wet Location Rated,Recessed Fixtures Wet Location Rated,Recessed Fixtures Home / Light Bulbs / LED / LED PAR / Satco - S9485 - 7PAR20/LED/40/2700K/90CRI Approved for Enclosed Fixtures; Wet Location Rated 7W PAR20 LED Lamp - Universal - 470 Lumens - Warm White (2700K) - 90 CRI - 25000 Hours - E26 (Medium) - 120 to 130V - White Satco - S9485 - 7PAR20/LED/40/2700K/90CRI | 2700 | 93 | 470 | 67.1429 | 25000 | 7 | 1 | 9 | 9 | 10.5753 | 2020Q3 | https://shop.regencylighting.com/lamps/led/par/7par20-led-40-2700k-90cri-s9485.html | Regency Lighting | 2020 | Yes
LED Lighting | Reflector | Satco | True |  | Reflector (Flood/Spot) | PAR20 | E26 (Medium) | Wet Location Rated,Recessed Fixtures Wet Location Rated,Recessed Fixtures Home / Light Bulbs / LED / LED PAR / Satco - S9406 - 7PAR20/LED/40/3000K/120V/D Wet Location Rated; Approved for Enclosed Fixtures; Energy Star Certified 7W PAR20 LED Lamp - Universal - 525 Lumens - Warm White (3000K) - 80 CRI - 25000 Hours - E26 (Medium) - 120 to 130V Satco - S9406 - 7PAR20/LED/40/3000K/120V/D | 3000 | 81 | 525 | 75 | 25000 | 7 | 1 | 7.19 | 7.19 | 8.4485 | 2020Q3 | https://shop.regencylighting.com/lamps/led/par/7par20-led-40-3000k-120v-d-s9406.html | Regency Lighting | 2020 | Yes
LED Lighting | Reflector | Satco | True |  | Reflector (Flood/Spot) | PAR20 | E26 (Medium) | Wet Location Rated,Recessed Fixtures Wet Location Rated,Recessed Fixtures Home / Light Bulbs / LED / LED PAR / Satco - S9407 - 7PAR20/LED/40/3500K/120V/D Wet Location Rated; Approved for Enclosed Fixtures; Energy Star Certified 7W PAR20 LED Lamp - Universal - 525 Lumens - Neutral White (3500K) - 80 CRI - 25000 Hours - E26 (Medium) - 120 to 130V Satco - S9407 - 7PAR20/LED/40/3500K/120V/D | 3500 | 82 | 525 | 75 | 25000 | 7 | 1 | 7.19 | 7.19 | 8.4485 | 2020Q3 | https://shop.regencylighting.com/lamps/led/par/7par20-led-40-3500k-120v-d-s9407.html | Regency Lighting | 2020 | Yes
LED Lighting | Reflector | Satco | True |  | Reflector (Flood/Spot) | PAR20 | E26 (Medium) | Wet Location Rated,Recessed Fixtures Wet Location Rated,Recessed Fixtures Home / Light Bulbs / LED / LED PAR / Satco - S8581 - 7PAR20/LED/40/3K/90CRI Energy Star Rated; Approved for Enclosed Fixtures; Wet Location Rated 7W PAR20 LED Lamp - Universal - 470 Lumens - Warm White (3000K) - 90 CRI - 25000 Hours - E26 (Medium) - 120 to 130V - Clear Satco - S8581 - 7PAR20/LED/40/3K/90CRI | 3000 | 93 | 470 | 67.1429 | 25000 | 7 | 1 | 7.19 | 7.19 | 8.4485 | 2020Q3 | https://shop.regencylighting.com/lamps/led/par/7par20-led-40-3k-90cri-s8581.html | Regency Lighting | 2020 | Yes
LED Lighting | Reflector | Satco | True |  | Reflector (Flood/Spot) | PAR20 | E26 (Medium) | Wet Location Rated,Recessed Fixtures Wet Location Rated,Recessed Fixtures Home / Light Bulbs / LED / LED PAR / Satco - S8494 - 7PAR20/LED/40/4K/90CRI Energy Star Rated; Approved for Enclosed Fixtures; Wet Location Rated 7W PAR20 LED Lamp - Universal - 470 Lumens - Cool White (4000K) - 90 CRI - 25000 Hours - E26 (Medium) - 120 to 130V - Clear Satco - S8494 - 7PAR20/LED/40/4K/90CRI | 4000 | 94 | 470 | 67.1429 | 25000 | 7 | 1 | 7.19 | 7.19 | 8.4485 | 2020Q3 | https://shop.regencylighting.com/lamps/led/par/7par20-led-40-4k-90cri-s8494.html | Regency Lighting | 2020 | Yes
LED Lighting | Reflector | Satco | True | Daylighting/Photocell, | Reflector (Flood/Spot) | PAR20 | E26 (Medium) | Wet Location Rated,Recessed Fixtures Wet Location Rated,Recessed Fixtures Home / Light Bulbs / LED / LED PAR / Satco - S8598 - 7PAR20/LED/40/5K/90CRI Energy Star Rated; Approved for Enclosed Fixtures; Wet Location Rated 7W PAR20 LED Lamp - Universal - 470 Lumens - Daylight (5000K) - 90 CRI - 25000 Hours - E26 (Medium) - 120 to 130V - Clear Satco - S8598 - 7PAR20/LED/40/5K/90CRI | 5000 | 94 | 470 | 67.1429 | 25000 | 7 | 1 | 7.19 | 7.19 | 8.4485 | 2020Q3 | https://shop.regencylighting.com/lamps/led/par/7par20-led-40-5k-90cri-s8598.html | Regency Lighting | 2020 | Yes
LED Lighting | Reflector | TCP | False |  | Reflector (Flood/Spot) | PAR38 | E26 (Medium) | Wet Location Rated,Recessed Fixtures Wet Location Rated,Recessed Fixtures Home / Light Bulbs / LED / LED PAR / TCP - L100P38N25UNV40KFL Approved for Wet Locations 12.5W PAR38 LED Lamp - Universal - 1150 Lumens - Cool White (4000K) - 80 CRI - 25000 Hours - E26 (Medium) - 120 to 277V (Universal) TCP - L100P38N25UNV40KFL | 4000 | 84 | 1150 | 92 | 25000 | 12.5 | 1 | 14.65 | 14.65 | 17.2143 | 2020Q3 | https://shop.regencylighting.com/lamps/led/par/l100p38n25unv40kfl-tcp.html | Regency Lighting | 2020 | Yes
LED Lighting | Reflector | TCP | True |  | Reflector (Flood/Spot) | PAR20 | E26 (Medium) | Wet Location Rated,Recessed Fixtures Wet Location Rated,Recessed Fixtures Home / Light Bulbs / LED / LED PAR / TCP - L50P20D2527KFL Approved for Wet Locations 7W PAR20 LED Lamp - Universal - 575 Lumens - Warm White (2700K) - 80 CRI - 25000 Hours - E26 (Medium) - 120 to 277V (Universal) TCP - L50P20D2527KFL | 2700 | 82 | 525 | 75 | 25000 | 7 | 12 | 68.16 | 5.68 | 6.6742 | 2020Q3 | https://shop.regencylighting.com/lamps/led/par/l50p20d2527kfl-tcp.html | Regency Lighting | 2020 | Yes
LED Lighting | Reflector | TCP | True |  | Reflector (Flood/Spot) | PAR20 | E26 (Medium) | Wet Location Rated,Recessed Fixtures Wet Location Rated,Recessed Fixtures Home / Light Bulbs / LED / LED PAR / TCP - L50P20D2530KFL Approved for Wet Locations 7W PAR20 LED Lamp - Universal - 525 Lumens - Warm White (3000K) - 80 CRI - 25000 hrs. - E26 (Medium) - 120 to 277V (Universal) TCP - L50P20D2530KFL | 3000 | 83 | 525 | 75 | 25000 | 7 | 1 | 5.68 | 5.68 | 6.6742 | 2020Q3 | https://shop.regencylighting.com/lamps/led/par/l50p20d2530kfl-tcp.html | Regency Lighting | 2020 | Yes
LED Lighting | Reflector | TCP | True |  | Reflector (Flood/Spot) | PAR20 | E26 (Medium) | Wet Location Rated,Recessed Fixtures Wet Location Rated,Recessed Fixtures Home / Light Bulbs / LED / LED PAR / TCP - L50P20D2540KFL Approved for Wet Locations 7W PAR20 LED Lamp - Universal - 575 Lumens - Cool White (4000K) - 80 CRI - 25000 Hours - E26 (Medium) - 120 to 277V (Universal) TCP - L50P20D2540KFL | 4000 | 84 | 575 | 82.1429 | 25000 | 7 | 1 | 5.68 | 5.68 | 6.6742 | 2020Q3 | https://shop.regencylighting.com/lamps/led/par/l50p20d2540kfl-tcp.html | Regency Lighting | 2020 | Yes
LED Lighting | Reflector | TCP | True |  | Reflector (Flood/Spot) | PAR30 | E26 (Medium) | Wet Location Rated,Recessed Fixtures Wet Location Rated,Recessed Fixtures Home / Light Bulbs / LED / LED PAR / TCP - L75P30D2527KNFL Wet Location Rated 9W PAR30 LED Lamp - Universal - 720 Lumens - Warm White (2700K) - 80 CRI - 25000 hrs. - E26 (Medium) - 120 to 130V - White TCP - L75P30D2527KNFL | 2700 | 84 | 700 | 77.7778 | 25000 | 9 | 1 | 5.88 | 5.88 | 6.9092 | 2020Q3 | https://shop.regencylighting.com/lamps/led/par/l75p30d2527knfl-tcp.html | Regency Lighting | 2020 | Yes
LED Lighting | Reflector | TCP | True |  | Reflector (Flood/Spot) | PAR30S | E26 (Medium) | Wet Location Rated,Recessed Fixtures Wet Location Rated,Recessed Fixtures Home / Light Bulbs / LED / LED PAR / TCP - LD13P30SD2530KNFLCQ PAR30 LED Bulb 13W E26 LED Lamp - Universal - 900 Lumens - Warm White (3000K) - 90 CRI - 25000 Hours - E26 (Medium) - 120 to 130V TCP - LD13P30SD2530KNFLCQ | 3000 | 93 | 900 | 69.2308 | 25000 | 13 | 1 | 13.03 | 13.03 | 15.3108 | 2020Q3 | https://shop.regencylighting.com/lamps/led/par/ld13p30sd2530knflcq-tcp.html | Regency Lighting | 2020 | Yes
LED Lighting | Reflector | Sylvania | True |  | Reflector (Flood/Spot) | PAR30S | E26 (Medium) | Wet Location Rated,Recessed Fixtures Wet Location Rated,Recessed Fixtures Home / Light Bulbs / LED / LED PAR / Sylvania - 79784 - LED10PAR30DIM830FL4022YGL3WRP PAR30 LED Lamp 10W PAR30 LED Lamp - Universal - 825 Lumens - Warm White (3000K) - 85 CRI - 25000 Hours - E26 (Medium) - 120 to 130V Sylvania - 79784 - LED10PAR30DIM830FL4022YGL3WRP | 3000 | 83 | 825 | 82.5 | 25000 | 10 | 1 | 17.24 | 17.24 | 20.2577 | 2020Q3 | https://shop.regencylighting.com/lamps/led/par/led10par30dim830fl4022ygl3wrp-79784.html | Regency Lighting | 2020 | Yes
LED Lighting | Reflector | Sylvania | True |  | Reflector (Flood/Spot) | PAR30S | E26 (Medium) | Wet Location Rated,Recessed Fixtures Wet Location Rated,Recessed Fixtures Home / Light Bulbs / LED / LED PAR / Sylvania - 79783 - LED10PAR30DIM830NFL2522YGL3WRP Glass PAR Lamp; Ideal for Recessed Downlights, Track Lighting, Wall Wash, and General Lighting Applications; Instant On; Rated for Enclosed Fixtures; Wet Location Rated; Energy Star Certified 10W PAR30 LED Lamp - Universal - 825 Lumens - Warm White (3000K) - 85 CRI - 25000 Hours - E26 (Medium) - 120 to 130V Sylvania - 79783 - LED10PAR30DIM830NFL2522YGL3WRP | 3000 | 83 | 825 | 82.5 | 25000 | 10 | 1 | 17.24 | 17.24 | 20.2577 | 2020Q3 | https://shop.regencylighting.com/lamps/led/par/led10par30dim830nfl2522ygl3wrp-79783.html | Regency Lighting | 2020 | Yes
LED Lighting | Reflector | Sylvania | True |  | Reflector (Flood/Spot) | PAR30L | E26 (Medium) | Wet Location Rated,Recessed Fixtures Wet Location Rated,Recessed Fixtures Home / Light Bulbs / LED / LED PAR / Sylvania - 78252 - LED10PAR30LNDIM827FL4022YGL3W PAR30LN LED Lamp 10W PAR30 Long Neck LED Lamp - Universal - 825 Lumens - Warm White (2700K) - 82 CRI - 25000 Hours - E26 (Medium) - 120 to 130V Sylvania - 78252 - LED10PAR30LNDIM827FL4022YGL3W | 2700 | 83 | 825 | 82.5 | 25000 | 10 | 1 | 17.24 | 17.24 | 20.2577 | 2020Q3 | https://shop.regencylighting.com/lamps/led/par/led10par30lndim827fl4022ygl3w-78252.html | Regency Lighting | 2020 | Yes
LED Lighting | Reflector | Sylvania | True |  | Reflector (Flood/Spot) | PAR30L | E26 (Medium) | Wet Location Rated,Recessed Fixtures Wet Location Rated,Recessed Fixtures Home / Light Bulbs / LED / LED PAR / Sylvania - 78251 - LED10PAR30LNDIM827NFL25GL3WRP PAR30LN LED Lamp 10W PAR30 Long Neck LED Lamp - Universal - 825 Lumens - Warm White (2700K) - 82 CRI - 25000 Hours - E26 (Medium) - 120 to 130V Sylvania - 78251 - LED10PAR30LNDIM827NFL25GL3WRP | 2700 | 83 | 825 | 82.5 | 25000 | 10 | 1 | 17.24 | 17.24 | 20.2577 | 2020Q3 | https://shop.regencylighting.com/lamps/led/par/led10par30lndim827nfl25gl3wrp-78251.html | Regency Lighting | 2020 | Yes
LED Lighting | Reflector | Sylvania | True |  | Reflector (Flood/Spot) | PAR30L | E26 (Medium) | Wet Location Rated,Recessed Fixtures Wet Location Rated,Recessed Fixtures Home / Light Bulbs / LED / LED PAR / Sylvania - 78250 - LED10PAR30LNDIM830FL4022YGL3W PAR30LN LED Lamp 10W PAR30 Long Neck LED Lamp - Universal - 825 Lumens - Warm White (3000K) - 82 CRI - 25000 Hours - E26 (Medium) - 120 to 130V Sylvania - 78250 - LED10PAR30LNDIM830FL4022YGL3W | 3000 | 83 | 825 | 82.5 | 25000 | 10 | 1 | 17.24 | 17.24 | 20.2577 | 2020Q3 | https://shop.regencylighting.com/lamps/led/par/led10par30lndim830fl4022ygl3w-78250.html | Regency Lighting | 2020 | Yes
LED Lighting | Reflector | Sylvania | True |  | Reflector (Flood/Spot) | PAR30L | E26 (Medium) | Wet Location Rated,Recessed Fixtures Wet Location Rated,Recessed Fixtures Home / Light Bulbs / LED / LED PAR / Sylvania - 78249 - LED10PAR30LNDIM830NFL2522YGL3W PAR30LN LED Lamp 10W PAR30 Long Neck LED Lamp - Universal - 825 Lumens - Warm White (3000K) - 82 CRI - 25000 Hours - E26 (Medium) - 120 to 130V Sylvania - 78249 - LED10PAR30LNDIM830NFL2522YGL3W | 3000 | 83 | 825 | 82.5 | 25000 | 10 | 1 | 17.24 | 17.24 | 20.2577 | 2020Q3 | https://shop.regencylighting.com/lamps/led/par/led10par30lndim830nfl2522ygl3w-78249.html | Regency Lighting | 2020 | Yes
LED Lighting | Reflector | Sylvania | True |  | Reflector (Flood/Spot) | PAR30L | E26 (Medium) | Wet Location Rated,Recessed Fixtures Wet Location Rated,Recessed Fixtures Home / Light Bulbs / LED / LED PAR / Sylvania - 78248 - LED10PAR30LNDIM840FL4022YGL3W PAR30LN LED Lamp 10W PAR30 Long Neck LED Lamp - Universal - 825 Lumens - Cool White (4000K) - 82 CRI - 25000 Hours - E26 (Medium) - 120 to 130V Sylvania - 78248 - LED10PAR30LNDIM840FL4022YGL3W | 4000 | 83 | 825 | 82.5 | 25000 | 10 | 1 | 17.24 | 17.24 | 20.2577 | 2020Q3 | https://shop.regencylighting.com/lamps/led/par/led10par30lndim840fl4022ygl3w-78248.html | Regency Lighting | 2020 | Yes
LED Lighting | Reflector | Sylvania | True |  | Reflector (Flood/Spot) | PAR30L | E26 (Medium) | Damp Location Rated,Not Rated for Recessed Fixtures Damp Location Rated,Not Rated for Recessed Fixtures Home / Light Bulbs / LED / LED PAR / Sylvania - 40013 - LED10PAR30LNDIM930FL4022YRP CEC Title 20 Compliant; Indoor/Outdoor Damp Rated 10W PAR30 Long Neck LED Lamp - Universal - 850 Lumens - Warm White (3000K) - 90 CRI - 25000 Hours - E26 (Medium) - 120 to 130V Sylvania - 40013 - LED10PAR30LNDIM930FL4022YRP | 3000 | 92 | 975 | 97.5 | 25000 | 10 | 1 | 17.24 | 17.24 | 20.2577 | 2020Q3 | https://shop.regencylighting.com/lamps/led/par/led10par30lndim930fl4022yrp-40013.html | Regency Lighting | 2020 | Yes
LED Lighting | Reflector | Sylvania | True | Daylighting/Photocell, | Reflector (Flood/Spot) | PAR30S | E26 (Medium) | Use With Timers,Use With Photo and/or Motion Sensors,Damp Location Rated,Recessed Fixtures Use With Timers,Use With Photo and/or Motion Sensors,Damp Location Rated,Recessed Fixtures Home / Light Bulbs / LED / LED PAR / Sylvania - 79573 - LED12.5PAR30/HD/DIM/927/FL40 Energy Star Certified; Damp Location Rated 12.5W PAR30 LED Lamp - Universal - 900 Lumens - Warm White (2700K) - 91 CRI - 40000 Hours - E26 (Medium) - 120 to 130V Sylvania - 79573 - LED12.5PAR30/HD/DIM/927/FL40 | 2700 | 92 | 900 | 72 | 25000 | 12.5 | 1 | 20.78 | 20.78 | 24.4173 | 2020Q3 | https://shop.regencylighting.com/lamps/led/par/led12-5par30-hd-dim-927-fl40-79573.html | Regency Lighting | 2020 | Yes
LED Lighting | Reflector | Sylvania | True | Daylighting/Photocell, | Reflector (Flood/Spot) | PAR30S | E26 (Medium) | Use With Timers,Use With Photo and/or Motion Sensors,Damp Location Rated,Recessed Fixtures Use With Timers,Use With Photo and/or Motion Sensors,Damp Location Rated,Recessed Fixtures Home / Light Bulbs / LED / LED PAR / Sylvania - 79570 - LED12.5PAR30/HD/DIM/927/NFL25 Energy Star Certified 12.5W PAR30 LED Lamp - Universal - 900 Lumens - Warm White (2700K) - 91 CRI - 40000 Hours - E26 (Medium) - 120 to 130V Sylvania - 79570 - LED12.5PAR30/HD/DIM/927/NFL25 | 2700 | 92 | 900 | 72 | 25000 | 12.5 | 1 | 20.78 | 20.78 | 24.4173 | 2020Q3 | https://shop.regencylighting.com/lamps/led/par/led12-5par30-hd-dim-927-nfl25-79570.html | Regency Lighting | 2020 | Yes
LED Lighting | Reflector | Sylvania | True |  | Reflector (Flood/Spot) | PAR30S | E26 (Medium) | Damp Location Rated,Not Rated for Recessed Fixtures Damp Location Rated,Not Rated for Recessed Fixtures Home / Light Bulbs / LED / LED PAR / Sylvania - 40037 - LED12.5PAR30/HD/DIM/927/WSP15 PAR30 LED Lamp 12.5W PAR30 LED Lamp - Universal - 1050 Lumens - Warm White (2700K) - 91 CRI - 25000 Hours - E26 (Medium) - 120 to 130V Sylvania - 40037 - LED12.5PAR30/HD/DIM/927/WSP15 | 2700 | 92 | 900 | 72 | 25000 | 12.5 | 1 | 20.78 | 20.78 | 24.4173 | 2020Q3 | https://shop.regencylighting.com/lamps/led/par/led12-5par30-hd-dim-927-wsp15-40037.html | Regency Lighting | 2020 | Yes
LED Lighting | Reflector | Sylvania | True | Daylighting/Photocell, | Reflector (Flood/Spot) | PAR30S | E26 (Medium) | Use With Timers,Use With Photo and/or Motion Sensors,Damp Location Rated,Recessed Fixtures Use With Timers,Use With Photo and/or Motion Sensors,Damp Location Rated,Recessed Fixtures Home / Light Bulbs / LED / LED PAR / Sylvania - 79574 - LED12.5PAR30/HD/DIM/930/FL40 PAR30 LED Lamp 12.5W PAR30 LED Lamp - Universal - 1000 Lumens - Warm White (3000K) - 91 CRI - 40000 Hours - E26 (Medium) - 120 to 130V Sylvania - 79574 - LED12.5PAR30/HD/DIM/930/FL40 | 3000 | 92 | 1000 | 80 | 25000 | 12.5 | 1 | 20.78 | 20.78 | 24.4173 | 2020Q3 | https://shop.regencylighting.com/lamps/led/par/led12-5par30-hd-dim-930-fl40-79574.html | Regency Lighting | 2020 | Yes
LED Lighting | Reflector | Sylvania | True | Daylighting/Photocell, | Reflector (Flood/Spot) | PAR30S | E26 (Medium) | Use With Timers,Use With Photo and/or Motion Sensors,Damp Location Rated,Recessed Fixtures Use With Timers,Use With Photo and/or Motion Sensors,Damp Location Rated,Recessed Fixtures Home / Light Bulbs / LED / LED PAR / Sylvania - 79571 - LED12.5PAR30/HD/DIM/930/NFL25 Ideal for Color Critical Applications; Instant On; Damp Location Rated 12.5W PAR30 LED Lamp - Universal - 1000 Lumens - Warm White (3000K) - 91 CRI - 40000 Hours - E26 (Medium) - 120 to 130V Sylvania - 79571 - LED12.5PAR30/HD/DIM/930/NFL25 | 3000 | 92 | 1000 | 80 | 25000 | 12.5 | 1 | 20.78 | 20.78 | 24.4173 | 2020Q3 | https://shop.regencylighting.com/lamps/led/par/led12-5par30-hd-dim-930-nfl25-79571.html | Regency Lighting | 2020 | Yes
LED Lighting | Reflector | Sylvania | True |  | Reflector (Flood/Spot) | PAR30S | E26 (Medium) | Damp Location Rated,Not Rated for Recessed Fixtures Damp Location Rated,Not Rated for Recessed Fixtures Home / Light Bulbs / LED / LED PAR / Sylvania - 40038 - LED12.5PAR30/HD/DIM/930/WSP15 PAR30 LED Lamp 12.5W PAR30 LED Lamp - Universal - 1000 Lumens - Warm White (3000K) - 91 CRI - 25000 Hours - E26 (Medium) - 120 to 130V Sylvania - 40038 - LED12.5PAR30/HD/DIM/930/WSP15 | 3000 | 92 | 900 | 72 | 25000 | 12.5 | 1 | 20.78 | 20.78 | 24.4173 | 2020Q3 | https://shop.regencylighting.com/lamps/led/par/led12-5par30-hd-dim-930-wsp15-40038.html | Regency Lighting | 2020 | Yes
LED Lighting | Reflector | Sylvania | True | Daylighting/Photocell, | Reflector (Flood/Spot) | PAR30S | E26 (Medium) | Use With Timers,Use With Photo and/or Motion Sensors,Damp Location Rated,Recessed Fixtures Use With Timers,Use With Photo and/or Motion Sensors,Damp Location Rated,Recessed Fixtures Home / Light Bulbs / LED / LED PAR / Sylvania - 79575 - LED12.5PAR30/HD/DIM/935/FL40 PAR30 LED Lamp 12.5W PAR30 LED Lamp - Universal - 1050 Lumens - Neutral White (3500K) - 91 CRI - 40000 Hours - E26 (Medium) - 120 to 130V Sylvania - 79575 - LED12.5PAR30/HD/DIM/935/FL40 | 3500 | 93 | 1050 | 84 | 25000 | 12.5 | 1 | 20.78 | 20.78 | 24.4173 | 2020Q3 | https://shop.regencylighting.com/lamps/led/par/led12-5par30-hd-dim-935-fl40-79575.html | Regency Lighting | 2020 | Yes
LED Lighting | Reflector | Sylvania | True | Daylighting/Photocell, | Reflector (Flood/Spot) | PAR30S | E26 (Medium) | Use With Timers,Use With Photo and/or Motion Sensors,Damp Location Rated,Recessed Fixtures Use With Timers,Use With Photo and/or Motion Sensors,Damp Location Rated,Recessed Fixtures Home / Light Bulbs / LED / LED PAR / Sylvania - 79572 - LED12.5PAR30/HD/DIM/935/NFL25 PAR30 LED Lamp 12.5W PAR30 LED Lamp - Universal - 1050 Lumens - Neutral White (3500K) - 91 CRI - 40000 Hours - E26 (Medium) - 120 to 130V Sylvania - 79572 - LED12.5PAR30/HD/DIM/935/NFL25 | 3500 | 93 | 1050 | 84 | 25000 | 12.5 | 1 | 20.78 | 20.78 | 24.4173 | 2020Q3 | https://shop.regencylighting.com/lamps/led/par/led12-5par30-hd-dim-935-nfl25-79572.html | Regency Lighting | 2020 | Yes
LED Lighting | Reflector | Sylvania | True | Daylighting/Photocell, | Reflector (Flood/Spot) | PAR30L | E26 (Medium) | Use With Timers,Use With Photo and/or Motion Sensors,Damp Location Rated,Recessed Fixtures Use With Timers,Use With Photo and/or Motion Sensors,Damp Location Rated,Recessed Fixtures Home / Light Bulbs / LED / LED PAR / Sylvania - 79567 - LED12.5PAR30LN/HD/DIM/927/FL40 Indoor/Outdoor - Damp Rated; Instant On; Energy Star Rated 12.5W PAR30 Long Neck LED Lamp - Universal - 900 Lumens - Warm White (2700K) - 91 CRI - 40000 Hours - E26 (Medium) - 120 to 130V Sylvania - 79567 - LED12.5PAR30LN/HD/DIM/927/FL40 | 2700 | 92 | 900 | 72 | 25000 | 12.5 | 1 | 20.78 | 20.78 | 24.4173 | 2020Q3 | https://shop.regencylighting.com/lamps/led/par/led12-5par30ln-hd-dim-927-fl40-79567.html | Regency Lighting | 2020 | Yes
LED Lighting | Reflector | Sylvania | True | Daylighting/Photocell, | Reflector (Flood/Spot) | PAR30L | E26 (Medium) | Use With Timers,Use With Photo and/or Motion Sensors,Damp Location Rated,Recessed Fixtures Use With Timers,Use With Photo and/or Motion Sensors,Damp Location Rated,Recessed Fixtures Home / Light Bulbs / LED / LED PAR / Sylvania - 79568 - LED12.5PAR30LN/HD/DIM/930/FL40 Indoor/Outdoor - Damp Rated; Instant On; Energy Star Rated 12.5W PAR30 Long Neck LED Lamp - Universal - 1000 Lumens - Warm White (3000K) - 91 CRI - 40000 Hours - E26 (Medium) - 120 to 130V Sylvania - 79568 - LED12.5PAR30LN/HD/DIM/930/FL40 | 3000 | 92 | 1000 | 80 | 25000 | 12.5 | 1 | 20.78 | 20.78 | 24.4173 | 2020Q3 | https://shop.regencylighting.com/lamps/led/par/led12-5par30ln-hd-dim-930-fl40-79568.html | Regency Lighting | 2020 | Yes
LED Lighting | Reflector | Sylvania | True | Daylighting/Photocell, | Reflector (Flood/Spot) | PAR30L | E26 (Medium) | Use With Timers,Use With Photo and/or Motion Sensors,Damp Location Rated,Recessed Fixtures Use With Timers,Use With Photo and/or Motion Sensors,Damp Location Rated,Recessed Fixtures Home / Light Bulbs / LED / LED PAR / Sylvania - 79569 - LED12.5PAR30LN/HD/DIM/935/FL40 Indoor/Outdoor - Damp Rated; Instant On; Energy Star Rated 12.5W PAR30 Long Neck LED Lamp - Universal - 1050 Lumens - Neutral White (3500K) - 91 CRI - 40000 Hours - E26 (Medium) - 120 to 130V Sylvania - 79569 - LED12.5PAR30LN/HD/DIM/935/FL40 | 3500 | 93 | 1050 | 84 | 25000 | 12.5 | 1 | 20.78 | 20.78 | 24.4173 | 2020Q3 | https://shop.regencylighting.com/lamps/led/par/led12-5par30ln-hd-dim-935-fl40-79569.html | Regency Lighting | 2020 | Yes
LED Lighting | Reflector | Sylvania | True | Daylighting/Photocell, | Reflector (Flood/Spot) | PAR30L | E26 (Medium) | Use With Timers,Use With Photo and/or Motion Sensors,Damp Location Rated,Recessed Fixtures Use With Timers,Use With Photo and/or Motion Sensors,Damp Location Rated,Recessed Fixtures Home / Light Bulbs / LED / LED PAR / Sylvania - 79564 - LED12.5PAR30LNHDDIM927NFL25 Indoor/Outdoor - Damp Rated; Instant On; Energy Star Rated 12.5W PAR30 Long Neck LED Lamp - Universal - 900 Lumens - Warm White (2700K) - 91 CRI - 40000 Hours - E26 (Medium) - 120 to 130V Sylvania - 79564 - LED12.5PAR30LNHDDIM927NFL25 | 2700 | 92 | 900 | 72 | 25000 | 12.5 | 1 | 20.78 | 20.78 | 24.4173 | 2020Q3 | https://shop.regencylighting.com/lamps/led/par/led12-5par30lnhddim927nfl25-79564.html | Regency Lighting | 2020 | Yes
LED Lighting | Reflector | Sylvania | True | Daylighting/Photocell, | Reflector (Flood/Spot) | PAR30L | E26 (Medium) | Use With Timers,Use With Photo and/or Motion Sensors,Damp Location Rated,Recessed Fixtures Use With Timers,Use With Photo and/or Motion Sensors,Damp Location Rated,Recessed Fixtures Home / Light Bulbs / LED / LED PAR / Sylvania - 79565 - LED12.5PAR30LNHDDIM930NFL25 Indoor/Outdoor - Damp Rated; Instant On; Energy Star Rated 12.5W PAR30 Long Neck LED Lamp - Universal - 1000 Lumens - Warm White (3000K) - 91 CRI - 40000 Hours - E26 (Medium) - 120 to 130V Sylvania - 79565 - LED12.5PAR30LNHDDIM930NFL25 | 3000 | 92 | 1000 | 80 | 25000 | 12.5 | 1 | 20.78 | 20.78 | 24.4173 | 2020Q3 | https://shop.regencylighting.com/lamps/led/par/led12-5par30lnhddim930nfl25-79565.html | Regency Lighting | 2020 | Yes
LED Lighting | Reflector | Sylvania | True | Daylighting/Photocell, | Reflector (Flood/Spot) | PAR30L | E26 (Medium) | Use With Timers,Use With Photo and/or Motion Sensors,Damp Location Rated,Recessed Fixtures Use With Timers,Use With Photo and/or Motion Sensors,Damp Location Rated,Recessed Fixtures Home / Light Bulbs / LED / LED PAR / Sylvania - 79566 - LED12.5PAR30LNHDDIM935NFL25 Indoor/Outdoor - Damp Rated; Instant On; Energy Star Rated 12.5W PAR30 Long Neck LED Lamp - Universal - 1050 Lumens - Neutral White (3500K) - 91 CRI - 40000 Hours - E26 (Medium) - 120 to 130V Sylvania - 79566 - LED12.5PAR30LNHDDIM935NFL25 | 3500 | 93 | 1050 | 84 | 25000 | 12.5 | 1 | 20.78 | 20.78 | 24.4173 | 2020Q3 | https://shop.regencylighting.com/lamps/led/par/led12-5par30lnhddim935nfl25-79566.html | Regency Lighting | 2020 | Yes
LED Lighting | Reflector | TCP | True |  | Reflector (Flood/Spot) | PAR30L | E26 (Medium) | Wet Location Rated,Recessed Fixtures Wet Location Rated,Recessed Fixtures Home / Light Bulbs / LED / LED PAR / TCP - LED12P30D27KFL Damp Location 12W PAR30 Long Neck LED Lamp - Universal - 850 Lumens - Warm White (2700K) - 82 CRI - 25000 Hours - E26 (Medium) - 120 to 130V - White TCP - LED12P30D27KFL | 2700 | 83 | 850 | 80.9524 | 25000 | 10.5 | 12 | 202.92 | 16.91 | 19.8699 | 2020Q3 | https://shop.regencylighting.com/lamps/led/par/led12p30d27kfl-tcp.html | Regency Lighting | 2020 | Yes
LED Lighting | Reflector | TCP | True |  | Reflector (Flood/Spot) | PAR30L | E26 (Medium) | Wet Location Rated,Recessed Fixtures Wet Location Rated,Recessed Fixtures Home / Light Bulbs / LED / LED PAR / TCP - LED12P30D27KNFL Damp Location 12W PAR30 Long Neck LED Lamp - Universal - 850 Lumens - Warm White (2700K) - 82 CRI - 25000 Hours - E26 (Medium) - 120 to 130V - White TCP - LED12P30D27KNFL | 2700 | 83 | 850 | 80.9524 | 25000 | 10.5 | 12 | 176.28 | 14.69 | 17.2613 | 2020Q3 | https://shop.regencylighting.com/lamps/led/par/led12p30d27knfl-tcp.html | Regency Lighting | 2020 | Yes
LED Lighting | Reflector | TCP | True |  | Reflector (Flood/Spot) | PAR30L | E26 (Medium) | Wet Location Rated,Recessed Fixtures Wet Location Rated,Recessed Fixtures Home / Light Bulbs / LED / LED PAR / TCP - LED12P30D27KSP Damp Location 12W PAR30 Long Neck LED Lamp - Universal - 850 Lumens - Warm White (2700K) - 82 CRI - 25000 Hours - E26 (Medium) - 120 to 130V - White TCP - LED12P30D27KSP | 2700 | 83 | 850 | 80.9524 | 25000 | 10.5 | 12 | 202.92 | 16.91 | 19.8699 | 2020Q3 | https://shop.regencylighting.com/lamps/led/par/led12p30d27ksp-tcp.html | Regency Lighting | 2020 | Yes
LED Lighting | Reflector | TCP | True |  | Reflector (Flood/Spot) | PAR30L | E26 (Medium) | Wet Location Rated,Recessed Fixtures Wet Location Rated,Recessed Fixtures Home / Light Bulbs / LED / LED PAR / TCP - LED12P30D30KFL Damp Location 12W PAR30 Long Neck LED Lamp - Universal - 875 Lumens - Warm White (3000K) - 82 CRI - 25000 Hours - E26 (Medium) - 120 to 130V - White TCP - LED12P30D30KFL | 3000 | 83 | 850 | 80.9524 | 25000 | 10.5 | 1 | 16.91 | 16.91 | 19.8699 | 2020Q3 | https://shop.regencylighting.com/lamps/led/par/led12p30d30kfl-tcp.html | Regency Lighting | 2020 | Yes
LED Lighting | Reflector | TCP | True |  | Reflector (Flood/Spot) | PAR30L | E26 (Medium) | Wet Location Rated,Recessed Fixtures Wet Location Rated,Recessed Fixtures Home / Light Bulbs / LED / LED PAR / TCP - LED12P30D30KFLB Approved for Use in Damp Locations; Black Housing; Energy Star Qualified 12W PAR30 Long Neck LED Lamp - Universal - 875 Lumens - Warm White (3000K) - 80 CRI - 25000 hrs. - E26 (Medium) - 120 to 130V - Black TCP - LED12P30D30KFLB | 3000 | 83 | 850 | 80.9524 | 25000 | 10.5 | 1 | 18.86 | 18.86 | 22.1612 | 2020Q3 | https://shop.regencylighting.com/lamps/led/par/led12p30d30kflb-tcp.html | Regency Lighting | 2020 | Yes
LED Lighting | Reflector | TCP | True |  | Reflector (Flood/Spot) | PAR30L | E26 (Medium) | Wet Location Rated,Recessed Fixtures Wet Location Rated,Recessed Fixtures Home / Light Bulbs / LED / LED PAR / TCP - LED12P30D30KNFL PAR30 LED Dimmable PAR Lamp 12W PAR30 Long Neck LED Lamp - Universal - 825 Lumens - Warm White (3000K) - 82 CRI - 25000 Hours - E26 (Medium) - 120 to 130V - White TCP - LED12P30D30KNFL | 3000 | 83 | 850 | 80.9524 | 25000 | 10.5 | 1 | 16.91 | 16.91 | 19.8699 | 2020Q3 | https://shop.regencylighting.com/lamps/led/par/led12p30d30knfl-tcp.html | Regency Lighting | 2020 | Yes
LED Lighting | Reflector | TCP | True |  | Reflector (Flood/Spot) | PAR30L | E26 (Medium) | Wet Location Rated,Recessed Fixtures Wet Location Rated,Recessed Fixtures Home / Light Bulbs / LED / LED PAR / TCP - LED12P30D35KNFL Energy Star Certified 12W PAR30 Long Neck LED Lamp - Universal - 900 Lumens - Neutral White (3500K) - 82 CRI - 25000 Hours - E26 (Medium) - 120 to 130V - White TCP - LED12P30D35KNFL | 3500 | 84 | 850 | 80.9524 | 25000 | 10.5 | 1 | 16.91 | 16.91 | 19.8699 | 2020Q3 | https://shop.regencylighting.com/lamps/led/par/led12p30d35knfl-tcp.html | Regency Lighting | 2020 | Yes
LED Lighting | Reflector | TCP | True |  | Reflector (Flood/Spot) | PAR30L | E26 (Medium) | Wet Location Rated,Recessed Fixtures Wet Location Rated,Recessed Fixtures Home / Light Bulbs / LED / LED PAR / TCP - LED12P30D41KFL Damp Location 12W PAR30 Long Neck LED Lamp - Universal - 850 Lumens - Cool White (4100K) - 82 CRI - 25000 Hours - E26 (Medium) - 120 to 130V - White TCP - LED12P30D41KFL | 4000 | 85 | 850 | 80.9524 | 25000 | 10.5 | 12 | 202.92 | 16.91 | 19.8699 | 2020Q3 | https://shop.regencylighting.com/lamps/led/par/led12p30d41kfl-tcp.html | Regency Lighting | 2020 | Yes
LED Lighting | Reflector | TCP | True | Daylighting/Photocell, | Reflector (Flood/Spot) | PAR30 | E26 (Medium) | Wet Location Rated,Recessed Fixtures Wet Location Rated,Recessed Fixtures Home / Light Bulbs / LED / LED PAR / TCP - LED12P30D50KFL Damp Location Rated; Energy Star Certified 10.5W PAR30 LED Lamp - Universal - 850 Lumens - Daylight (5000K) - 80 CRI - 25000 Hours - E26 (Medium) - 120 to 130V - White TCP - LED12P30D50KFL | 5000 | 83 | 850 | 80.9524 | 25000 | 10.5 | 1 | 16.91 | 16.91 | 19.8699 | 2020Q3 | https://shop.regencylighting.com/lamps/led/par/led12p30d50kfl-tcp.html | Regency Lighting | 2020 | Yes
LED Lighting | Reflector | Sylvania | True |  | Reflector (Flood/Spot) | PAR38 | E26 (Medium) | Damp Location Rated,Not Rated for Recessed Fixtures Damp Location Rated,Not Rated for Recessed Fixtures Home / Light Bulbs / LED / LED PAR / Sylvania - 40014 - LED12PAR38/HD/DIM/930/FL40/22Y CEC Title 20 Compliant; Indoor/Outdoor Damp Rated 12W PAR38 LED Lamp - Universal - 1100 Lumens - Warm White (3000K) - 91 CRI - 25000 Hours - E26 (Medium) - 120 to 130V Sylvania - 40014 - LED12PAR38/HD/DIM/930/FL40/22Y | 3000 | 92 | 1100 | 91.6667 | 25000 | 12 | 1 | 23.95 | 23.95 | 28.1422 | 2020Q3 | https://shop.regencylighting.com/lamps/led/par/led12par38-hd-dim-930-fl40-22y-40014.html | Regency Lighting | 2020 | Yes
LED Lighting | Reflector | Sylvania | True | Daylighting/Photocell, | Reflector (Flood/Spot) | PAR38 | E26 (Medium) | Use With Timers,Use With Photo and/or Motion Sensors,Damp Location Rated,Recessed Fixtures Use With Timers,Use With Photo and/or Motion Sensors,Damp Location Rated,Recessed Fixtures Home / Light Bulbs / LED / LED PAR / Sylvania - 78361 - LED13PAR38/HD/DIM/930/FL40 Renaissance LED PAR; Damp Location Rated; Energy Star Rated; Indoor or Outdoor Use; Superior Beam Quality - Ideal for Color Critical Applications 13W PAR38 LED Lamp - Universal - 1000 Lumens - Warm White (3000K) - 91 CRI - 40000 Hours - E26 (Medium) - 120 to 130V Sylvania - 78361 - LED13PAR38/HD/DIM/930/FL40 | 3000 | 92 | 1000 | 76.9231 | 25000 | 13 | 1 | 24.4 | 24.4 | 28.6709 | 2020Q3 | https://shop.regencylighting.com/lamps/led/par/led13par38-hd-dim-930-fl40-78361.html | Regency Lighting | 2020 | Yes
LED Lighting | Reflector | Sylvania | True | Daylighting/Photocell, | Reflector (Flood/Spot) | PAR38 | E26 (Medium) | Use With Timers,Use With Photo and/or Motion Sensors,Damp Location Rated,Recessed Fixtures Use With Timers,Use With Photo and/or Motion Sensors,Damp Location Rated,Recessed Fixtures Home / Light Bulbs / LED / LED PAR / Sylvania - 78362 - LED13PAR38/HD/DIM/930/NFL25 Renaissance LED PAR; Damp Location Rated; Energy Star Rated; Indoor or Outdoor Use; Superior Beam Quality - Ideal for Color Critical Applications 13W PAR38 LED Lamp - Universal - 1000 Lumens - Warm White (3000K) - 91 CRI - 40000 Hours - E26 (Medium) - 120 to 130V Sylvania - 78362 - LED13PAR38/HD/DIM/930/NFL25 | 3000 | 92 | 1000 | 76.9231 | 25000 | 13 | 1 | 24.4 | 24.4 | 28.6709 | 2020Q3 | https://shop.regencylighting.com/lamps/led/par/led13par38-hd-dim-930-nfl25-78362.html | Regency Lighting | 2020 | Yes
LED Lighting | Reflector | Sylvania | True | Daylighting/Photocell, | Reflector (Flood/Spot) | PAR38 | E26 (Medium) | Wet Location Rated,Recessed Fixtures Wet Location Rated,Recessed Fixtures Home / Light Bulbs / LED / LED PAR / Sylvania - 74948 - LED13PAR38DIM850FL4013YGLWRP Glass PAR Lamp; Enclosed Fixture Rated; Wet Location Rated; Food Safe Listed; Energy Star Rated 13W PAR38 LED Lamp - Universal - 1050 Lumens - Daylight (5000K) - 82 CRI - 15000 hrs. - E26 (Medium) - 120 to 130V Sylvania - 74948 - LED13PAR38DIM850FL4013YGLWRP | 5000 | 86 | 1050 | 80.7692 | 15000 | 13 | 1 | 17.19 | 17.19 | 20.1989 | 2020Q3 | https://shop.regencylighting.com/lamps/led/par/led13par38dim850fl4013yglwrp-74948.html | Regency Lighting | 2020 | Yes
LED Lighting | Reflector | TCP | True |  | Reflector (Flood/Spot) | PAR38 | E26 (Medium) | Wet Location Rated,Recessed Fixtures Wet Location Rated,Recessed Fixtures Home / Light Bulbs / LED / LED PAR / TCP - LED14P38D27KFL Damp Location 14W PAR38 LED Lamp - Universal - 1050 Lumens - Warm White (2700K) - 82 CRI - 25000 Hours - E26 (Medium) - 120 to 130V - White TCP - LED14P38D27KFL | 2700 | 83 | 1050 | 77.7778 | 25000 | 13.5 | 12 | 213.24 | 17.77 | 20.8804 | 2020Q3 | https://shop.regencylighting.com/lamps/led/par/led14p38d27kfl-tcp.html | Regency Lighting | 2020 | Yes
LED Lighting | Reflector | TCP | True |  | Reflector (Flood/Spot) | PAR38 | E26 (Medium) | Wet Location Rated,Recessed Fixtures Wet Location Rated,Recessed Fixtures Home / Light Bulbs / LED / LED PAR / TCP - LED14P38D27KNFL Damp Location 14W PAR38 LED Lamp - Universal - 1050 Lumens - Warm White (2700K) - 82 CRI - 25000 Hours - E26 (Medium) - 120 to 130V - White TCP - LED14P38D27KNFL | 2700 | 83 | 1050 | 77.7778 | 25000 | 13.5 | 12 | 213.24 | 17.77 | 20.8804 | 2020Q3 | https://shop.regencylighting.com/lamps/led/par/led14p38d27knfl-tcp.html | Regency Lighting | 2020 | Yes
LED Lighting | Reflector | TCP | True |  | Reflector (Flood/Spot) | PAR38 | E26 (Medium) | Wet Location Rated,Recessed Fixtures Wet Location Rated,Recessed Fixtures Home / Light Bulbs / LED / LED PAR / TCP - LED14P38D30KFL Damp Location 14W PAR38 LED Lamp - Universal - 1100 Lumens - Warm White (3000K) - 82 CRI - 25000 Hours - E26 (Medium) - 120 to 130V - White TCP - LED14P38D30KFL | 3000 | 82 | 1050 | 77.7778 | 25000 | 13.5 | 12 | 213.24 | 17.77 | 20.8804 | 2020Q3 | https://shop.regencylighting.com/lamps/led/par/led14p38d30kfl-tcp.html | Regency Lighting | 2020 | Yes
LED Lighting | Reflector | TCP | True |  | Reflector (Flood/Spot) | PAR38 | E26 (Medium) | Wet Location Rated,Recessed Fixtures Wet Location Rated,Recessed Fixtures Home / Light Bulbs / LED / LED PAR / TCP - LED14P38D30KNFL Damp Location 14W PAR38 LED Lamp - Universal - 1100 Lumens - Warm White (3000K) - 82 CRI - 25000 Hours - E26 (Medium) - 120 to 130V - White TCP - LED14P38D30KNFL | 3000 | 82 | 1050 | 77.7778 | 25000 | 13.5 | 12 | 213.24 | 17.77 | 20.8804 | 2020Q3 | https://shop.regencylighting.com/lamps/led/par/led14p38d30knfl-tcp.html | Regency Lighting | 2020 | Yes
LED Lighting | Reflector | TCP | True |  | Reflector (Flood/Spot) | PAR38 | E26 (Medium) | Wet Location Rated,Recessed Fixtures Wet Location Rated,Recessed Fixtures Home / Light Bulbs / LED / LED PAR / TCP - LED14P38D30KSP Damp Location 14W PAR38 LED Lamp - Universal - 1100 Lumens - Warm White (3000K) - 82 CRI - 25000 Hours - E26 (Medium) - 120 to 130V - White TCP - LED14P38D30KSP | 3000 | 82 | 1050 | 77.7778 | 25000 | 13.5 | 1 | 17.77 | 17.77 | 20.8804 | 2020Q3 | https://shop.regencylighting.com/lamps/led/par/led14p38d30ksp-tcp.html | Regency Lighting | 2020 | Yes
LED Lighting | Reflector | TCP | True |  | Reflector (Flood/Spot) | PAR38 | E26 (Medium) | Wet Location Rated,Recessed Fixtures Wet Location Rated,Recessed Fixtures Home / Light Bulbs / LED / LED PAR / TCP - LED14P38D41KFL Damp Location 14W PAR38 LED Lamp - Universal - 1150 Lumens - Cool White (4100K) - 82 CRI - 25000 Hours - E26 (Medium) - 120 to 130V - White TCP - LED14P38D41KFL | 4000 | 84 | 1050 | 77.7778 | 25000 | 13.5 | 12 | 213.24 | 17.77 | 20.8804 | 2020Q3 | https://shop.regencylighting.com/lamps/led/par/led14p38d41kfl-tcp.html | Regency Lighting | 2020 | Yes
LED Lighting | Reflector | TCP | True |  | Reflector (Flood/Spot) | PAR38 | E26 (Medium) | Wet Location Rated,Recessed Fixtures Wet Location Rated,Recessed Fixtures Home / Light Bulbs / LED / LED PAR / TCP - LED14P38D41KFLB Black Housing 14W PAR38 LED Lamp - Universal - 1150 Lumens - Cool White (4100K) - 82 CRI - 25000 Hours - E26 (Medium) - 120 to 130V - Black TCP - LED14P38D41KFLB | 4000 | 84 | 1050 | 77.7778 | 25000 | 13.5 | 1 | 19.73 | 19.73 | 23.1835 | 2020Q3 | https://shop.regencylighting.com/lamps/led/par/led14p38d41kflb-tcp.html | Regency Lighting | 2020 | Yes
LED Lighting | Reflector | TCP | True |  | Reflector (Flood/Spot) | PAR38 | E26 (Medium) | Wet Location Rated,Recessed Fixtures Wet Location Rated,Recessed Fixtures Home / Light Bulbs / LED / LED PAR / TCP - LED14P38D41KSP Damp Location 14W PAR38 LED Lamp - Universal - 1150 Lumens - Cool White (4100K) - 82 CRI - 25000 Hours - E26 (Medium) - 120 to 130V - White TCP - LED14P38D41KSP | 4000 | 84 | 1050 | 77.7778 | 25000 | 13.5 | 12 | 213.24 | 17.77 | 20.8804 | 2020Q3 | https://shop.regencylighting.com/lamps/led/par/led14p38d41ksp-tcp.html | Regency Lighting | 2020 | Yes
LED Lighting | Reflector | TCP | True | Daylighting/Photocell, | Reflector (Flood/Spot) | PAR38 | E26 (Medium) | Wet Location Rated,Recessed Fixtures Wet Location Rated,Recessed Fixtures Home / Light Bulbs / LED / LED PAR / TCP - LED14P38D50KNFL PAR38 LED Lamp 14W PAR38 LED Lamp - Universal - 1150 Lumens - Daylight (5000K) - 82 CRI - 25000 Hours - E26 (Medium) - 120 to 130V TCP - LED14P38D50KNFL | 5000 | 83 | 1050 | 77.7778 | 25000 | 13.5 | 1 | 17.77 | 17.77 | 20.8804 | 2020Q3 | https://shop.regencylighting.com/lamps/led/par/led14p38d50knfl-tcp.html | Regency Lighting | 2020 | Yes
LED Lighting | Reflector | Sylvania | True |  | Reflector (Flood/Spot) | PAR38 | E26 (Medium) | Wet Location Rated,Recessed Fixtures Wet Location Rated,Recessed Fixtures Home / Light Bulbs / LED / LED PAR / Sylvania - 74944 - LED14PAR38DIM827NFL2522YGL3WRP PAR38 LED Lamp 14W PAR38 LED Lamp - Universal - 1050 Lumens - Warm White (2700K) - 82 CRI - 25000 Hours - E26 (Medium) - 120 to 130V Sylvania - 74944 - LED14PAR38DIM827NFL2522YGL3WRP | 2700 | 82 | 1050 | 75 | 25000 | 14 | 1 | 18.38 | 18.38 | 21.5972 | 2020Q3 | https://shop.regencylighting.com/lamps/led/par/led14par38dim827nfl2522ygl3wrp-74944.html | Regency Lighting | 2020 | Yes
LED Lighting | Reflector | Sylvania | True |  | Reflector (Flood/Spot) | PAR38 | E26 (Medium) | Wet Location Rated,Recessed Fixtures Wet Location Rated,Recessed Fixtures Home / Light Bulbs / LED / LED PAR / Sylvania - 74943 - LED14PAR38DIM830FL4022YGL3WRP Glass PAR Lamp; Ideal for Recessed Downlights, Track Lighting, Wall Wash, and General Lighting Applications; Instant On; Rated for Use in Fully Enclosed Fixtures; Wet Location Rated; Energy Star Rated 14W PAR38 LED Lamp - Universal - 1050 Lumens - Warm White (3000K) - 82 CRI - 25000 Hours - E26 (Medium) - 120 to 130V Sylvania - 74943 - LED14PAR38DIM830FL4022YGL3WRP | 3000 | 83 | 1050 | 75 | 25000 | 14 | 1 | 18.38 | 18.38 | 21.5972 | 2020Q3 | https://shop.regencylighting.com/lamps/led/par/led14par38dim830fl4022ygl3wrp-74943.html | Regency Lighting | 2020 | Yes
LED Lighting | Reflector | Sylvania | True |  | Reflector (Flood/Spot) | PAR38 | E26 (Medium) | Wet Location Rated,Recessed Fixtures Wet Location Rated,Recessed Fixtures Home / Light Bulbs / LED / LED PAR / Sylvania - 74942 - LED14PAR38DIM830NFL2522YGL3WRP Energy Star Rated; Wet Location Rated; Instant On 14W PAR38 LED Lamp - Universal - 1050 Lumens - Warm White (3000K) - 82 CRI - 25000 Hours - E26 (Medium) - 120 to 130V Sylvania - 74942 - LED14PAR38DIM830NFL2522YGL3WRP | 3000 | 83 | 1050 | 75 | 25000 | 14 | 1 | 18.38 | 18.38 | 21.5972 | 2020Q3 | https://shop.regencylighting.com/lamps/led/par/led14par38dim830nfl2522ygl3wrp-74942.html | Regency Lighting | 2020 | Yes
LED Lighting | Reflector | Sylvania | True |  | Reflector (Flood/Spot) | PAR38 | E26 (Medium) | Wet Location Rated,Recessed Fixtures Wet Location Rated,Recessed Fixtures Home / Light Bulbs / LED / LED PAR / Sylvania - 74946 - LED14PAR38DIM840FL4022YGL3WRP PAR38 LED Lamp 14W PAR38 LED Lamp - Universal - 1050 Lumens - Cool White (4000K) - 82 CRI - 25000 Hours - E26 (Medium) - 120 to 130V Sylvania - 74946 - LED14PAR38DIM840FL4022YGL3WRP | 4000 | 80 | 1050 | 75 | 25000 | 14 | 1 | 18.38 | 18.38 | 21.5972 | 2020Q3 | https://shop.regencylighting.com/lamps/led/par/led14par38dim840fl4022ygl3wrp-74946.html | Regency Lighting | 2020 | Yes
LED Lighting | Reflector | Sylvania | True | Daylighting/Photocell, | Reflector (Flood/Spot) | PAR38 | E26 (Medium) | Use With Timers,Use With Photo and/or Motion Sensors,Damp Location Rated,Recessed Fixtures Use With Timers,Use With Photo and/or Motion Sensors,Damp Location Rated,Recessed Fixtures Home / Light Bulbs / LED / LED PAR / Sylvania - 78354 - LED16.5PAR38/HD/DIM/927/FL40 Damp Location; Instant On 16.5W PAR38 LED Lamp - Universal - 1250 Lumens - Warm White (2700K) - 91 CRI - 40000 Hours - E26 (Medium) - 120 to 130V Sylvania - 78354 - LED16.5PAR38/HD/DIM/927/FL40 | 2700 | 92 | 1230 | 73.2143 | 25000 | 16.8 | 1 | 25.16 | 25.16 | 29.564 | 2020Q3 | https://shop.regencylighting.com/lamps/led/par/led16-5par38-hd-dim-927-fl40-78354.html | Regency Lighting | 2020 | Yes
LED Lighting | Reflector | Sylvania | True | Daylighting/Photocell, | Reflector (Flood/Spot) | PAR38 | E26 (Medium) | Use With Timers,Use With Photo and/or Motion Sensors,Damp Location Rated,Recessed Fixtures Use With Timers,Use With Photo and/or Motion Sensors,Damp Location Rated,Recessed Fixtures Home / Light Bulbs / LED / LED PAR / Sylvania - 78353 - LED16.5PAR38/HD/DIM/927/NFL25 Damp Location; Instant On 16.5W PAR38 LED Lamp - Universal - 1250 Lumens - Warm White (2700K) - 91 CRI - 40000 Hours - E26 (Medium) - 120 to 130V Sylvania - 78353 - LED16.5PAR38/HD/DIM/927/NFL25 | 2700 | 92 | 1230 | 73.2143 | 25000 | 16.8 | 1 | 25.16 | 25.16 | 29.564 | 2020Q3 | https://shop.regencylighting.com/lamps/led/par/led16-5par38-hd-dim-927-nfl25-78353.html | Regency Lighting | 2020 | Yes
LED Lighting | Reflector | Sylvania | True | Daylighting/Photocell, | Reflector (Flood/Spot) | PAR38 | E26 (Medium) | Use With Timers,Use With Photo and/or Motion Sensors,Damp Location Rated,Recessed Fixtures Use With Timers,Use With Photo and/or Motion Sensors,Damp Location Rated,Recessed Fixtures Home / Light Bulbs / LED / LED PAR / Sylvania - 78352 - LED16.5PAR38/HD/DIM/927/WSP15 Damp Location; Instant On 16.5W PAR38 LED Lamp - Universal - 1250 Lumens - Warm White (2700K) - 91 CRI - 40000 Hours - E26 (Medium) - 120 to 130V Sylvania - 78352 - LED16.5PAR38/HD/DIM/927/WSP15 | 2700 | 92 | 1230 | 73.2143 | 25000 | 16.8 | 1 | 25.16 | 25.16 | 29.564 | 2020Q3 | https://shop.regencylighting.com/lamps/led/par/led16-5par38-hd-dim-927-wsp15-78352.html | Regency Lighting | 2020 | Yes
LED Lighting | Reflector | Sylvania | True | Daylighting/Photocell, | Reflector (Flood/Spot) | PAR38 | E26 (Medium) | Use With Timers,Use With Photo and/or Motion Sensors,Damp Location Rated,Recessed Fixtures Use With Timers,Use With Photo and/or Motion Sensors,Damp Location Rated,Recessed Fixtures Home / Light Bulbs / LED / LED PAR / Sylvania - 78357 - LED16.5PAR38/HD/DIM/930/FL40 Damp Location; Instant On 16.5W PAR38 LED Lamp - Universal - 1350 Lumens - Warm White (3000K) - 91 CRI - 40000 Hours - E26 (Medium) - 120 to 130V Sylvania - 78357 - LED16.5PAR38/HD/DIM/930/FL40 | 3000 | 92 | 1350 | 79.8817 | 25000 | 16.9 | 1 | 25.16 | 25.16 | 29.564 | 2020Q3 | https://shop.regencylighting.com/lamps/led/par/led16-5par38-hd-dim-930-fl40-78357.html | Regency Lighting | 2020 | Yes
LED Lighting | Reflector | Sylvania | True | Daylighting/Photocell, | Reflector (Flood/Spot) | PAR38 | E26 (Medium) | Use With Timers,Use With Photo and/or Motion Sensors,Damp Location Rated,Recessed Fixtures Use With Timers,Use With Photo and/or Motion Sensors,Damp Location Rated,Recessed Fixtures Home / Light Bulbs / LED / LED PAR / Sylvania - 78356 - LED16.5PAR38/HD/DIM/930/NFL25 Damp Location; Instant On 16.5W PAR38 LED Lamp - Universal - 1350 Lumens - Warm White (3000K) - 91 CRI - 40000 Hours - E26 (Medium) - 120 to 130V Sylvania - 78356 - LED16.5PAR38/HD/DIM/930/NFL25 | 3000 | 92 | 1350 | 79.8817 | 25000 | 16.9 | 1 | 25.16 | 25.16 | 29.564 | 2020Q3 | https://shop.regencylighting.com/lamps/led/par/led16-5par38-hd-dim-930-nfl25-78356.html | Regency Lighting | 2020 | Yes
LED Lighting | Reflector | Sylvania | True | Daylighting/Photocell, | Reflector (Flood/Spot) | PAR38 | E26 (Medium) | Use With Timers,Use With Photo and/or Motion Sensors,Damp Location Rated,Recessed Fixtures Use With Timers,Use With Photo and/or Motion Sensors,Damp Location Rated,Recessed Fixtures Home / Light Bulbs / LED / LED PAR / Sylvania - 78355 - LED16.5PAR38/HD/DIM/930/WSP15 Damp Location; Instant On 16.5W PAR38 LED Lamp - Universal - 1350 Lumens - Warm White (3000K) - 91 CRI - 40000 Hours - E26 (Medium) - 120 to 130V Sylvania - 78355 - LED16.5PAR38/HD/DIM/930/WSP15 | 3000 | 92 | 1350 | 79.8817 | 25000 | 16.9 | 6 | 150.96 | 25.16 | 29.564 | 2020Q3 | https://shop.regencylighting.com/lamps/led/par/led16-5par38-hd-dim-930-wsp15-78355.html | Regency Lighting | 2020 | Yes
LED Lighting | Reflector | Sylvania | True | Daylighting/Photocell, | Reflector (Flood/Spot) | PAR38 | E26 (Medium) | Use With Timers,Use With Photo and/or Motion Sensors,Damp Location Rated,Recessed Fixtures Use With Timers,Use With Photo and/or Motion Sensors,Damp Location Rated,Recessed Fixtures Home / Light Bulbs / LED / LED PAR / Sylvania - 78360 - LED16.5PAR38/HD/DIM/935/FL40 Renaissance LED PAR; Damp Location Rated; Energy Star Rated; Indoor or Outdoor Use; Superior Beam Quality - Ideal for Color Critical Applications 16.5W PAR38 LED Lamp - Universal - 1350 Lumens - Neutral White (3500K) - 91 CRI - 40000 Hours - E26 (Medium) - 120 to 130V Sylvania - 78360 - LED16.5PAR38/HD/DIM/935/FL40 | 3500 | 93 | 1350 | 80.3571 | 25000 | 16.8 | 1 | 25.16 | 25.16 | 29.564 | 2020Q3 | https://shop.regencylighting.com/lamps/led/par/led16-5par38-hd-dim-935-fl40-78360.html | Regency Lighting | 2020 | Yes
LED Lighting | Reflector | Sylvania | True | Daylighting/Photocell, | Reflector (Flood/Spot) | PAR38 | E26 (Medium) | Use With Timers,Use With Photo and/or Motion Sensors,Damp Location Rated,Recessed Fixtures Use With Timers,Use With Photo and/or Motion Sensors,Damp Location Rated,Recessed Fixtures Home / Light Bulbs / LED / LED PAR / Sylvania - 78358 - LED16.5PAR38/HD/DIM/935/WSP15 Damp Location; Instant On 16.5W PAR38 LED Lamp - Universal - 1350 Lumens - Neutral White (3500K) - 91 CRI - 40000 Hours - E26 (Medium) - 120 to 130V Sylvania - 78358 - LED16.5PAR38/HD/DIM/935/WSP15 | 3500 | 93 | 1350 | 80.3571 | 25000 | 16.8 | 1 | 25.16 | 25.16 | 29.564 | 2020Q3 | https://shop.regencylighting.com/lamps/led/par/led16-5par38-hd-dim-935-wsp15-78358.html | Regency Lighting | 2020 | Yes
LED Lighting | Reflector | Sylvania | True |  | Reflector (Flood/Spot) | PAR38 | E26 (Medium) | Wet Location Rated,Recessed Fixtures Wet Location Rated,Recessed Fixtures Home / Light Bulbs / LED / LED PAR / Sylvania - 74941 - LED16PAR38DIM830FL4022YGL3WRP PAR38 LED Lamp 16W PAR38 LED Lamp - Universal - 1300 Lumens - Warm White (3000K) - 82 CRI - 25000 Hours - E26 (Medium) - 120 to 130V Sylvania - 74941 - LED16PAR38DIM830FL4022YGL3WRP | 3000 | 82 | 1300 | 81.25 | 25000 | 16 | 1 | 20.51 | 20.51 | 24.1 | 2020Q3 | https://shop.regencylighting.com/lamps/led/par/led16par38dim830fl4022ygl3wrp-74941.html | Regency Lighting | 2020 | Yes
LED Lighting | Reflector | Sylvania | True |  | Reflector (Flood/Spot) | PAR38 | E26 (Medium) | Wet Location Rated,Recessed Fixtures Wet Location Rated,Recessed Fixtures Home / Light Bulbs / LED / LED PAR / Sylvania - 74940 - LED16PAR38DIM830NFL2522YGL3WRP PAR38 LED Lamp 16W PAR38 LED Lamp - Universal - 1300 Lumens - Warm White (3000K) - 82 CRI - 25000 Hours - E26 (Medium) - 120 to 130V Sylvania - 74940 - LED16PAR38DIM830NFL2522YGL3WRP | 3000 | 82 | 1300 | 81.25 | 25000 | 16 | 1 | 20.51 | 20.51 | 24.1 | 2020Q3 | https://shop.regencylighting.com/lamps/led/par/led16par38dim830nfl2522ygl3wrp-74940.html | Regency Lighting | 2020 | Yes
LED Lighting | Reflector | Sylvania | True | Daylighting/Photocell, | Reflector (Flood/Spot) | PAR38 | E26 (Medium) | Wet Location Rated,Recessed Fixtures Wet Location Rated,Recessed Fixtures Home / Light Bulbs / LED / LED PAR / Sylvania - 74950 - LED16PAR38DIM850FL4013YGLWRP Glass PAR Lamp; Enclosed Fixture Rated; Wet Location Rated; Food Safe Listed; Energy Star Rated 16W PAR38 LED Lamp - Universal - 1300 Lumens - Daylight (5000K) - 82 CRI - 15000 hrs. - E26 (Medium) - 120 to 130V Sylvania - 74950 - LED16PAR38DIM850FL4013YGLWRP | 5000 | 87 | 1300 | 81.25 | 15000 | 16 | 1 | 19.01 | 19.01 | 22.3375 | 2020Q3 | https://shop.regencylighting.com/lamps/led/par/led16par38dim850fl4013yglwrp-74950.html | Regency Lighting | 2020 | Yes
LED Lighting | Reflector | TCP | True |  | Reflector (Flood/Spot) | PAR38 | E26 (Medium) | Wet Location Rated,Recessed Fixtures Wet Location Rated,Recessed Fixtures Home / Light Bulbs / LED / LED PAR / TCP - LED17HOP38D27KFL Damp Location 17W PAR38 LED Lamp - Universal - 1500 Lumens - Warm White (2700K) - 80 CRI - 25000 Hours - E26 (Medium) - 120 to 130V - White TCP - LED17HOP38D27KFL | 2700 | 84 | 1800 | 97.2973 | 25000 | 18.5 | 1 | 22 | 22 | 25.8509 | 2020Q3 | https://shop.regencylighting.com/lamps/led/par/led17hop38d27kfl-tcp.html | Regency Lighting | 2020 | Yes
LED Lighting | Reflector | TCP | True |  | Reflector (Flood/Spot) | PAR38 | E26 (Medium) | Wet Location Rated,Recessed Fixtures Wet Location Rated,Recessed Fixtures Home / Light Bulbs / LED / LED PAR / TCP - LED17HOP38D27KNFL Damp Location 17W PAR38 LED Lamp - Universal - 1500 Lumens - Warm White (2700K) - 80 CRI - 25000 Hours - E26 (Medium) - 120 to 130V - White TCP - LED17HOP38D27KNFL | 2700 | 84 | 1800 | 97.2973 | 25000 | 18.5 | 1 | 22 | 22 | 25.8509 | 2020Q3 | https://shop.regencylighting.com/lamps/led/par/led17hop38d27knfl-tcp.html | Regency Lighting | 2020 | Yes
LED Lighting | Reflector | TCP | True |  | Reflector (Flood/Spot) | PAR38 | E26 (Medium) | Wet Location Rated,Recessed Fixtures Wet Location Rated,Recessed Fixtures Home / Light Bulbs / LED / LED PAR / TCP - LED17HOP38D30KFL PAR38 LED Lamp 17W PAR38 LED Lamp - Universal - 1700 Lumens - Warm White (3000K) - 80 CRI - 25000 Hours - E26 (Medium) - 120 to 130V - White TCP - LED17HOP38D30KFL | 3000 | 83 | 1825 | 98.6486 | 25000 | 18.5 | 1 | 22 | 22 | 25.8509 | 2020Q3 | https://shop.regencylighting.com/lamps/led/par/led17hop38d30kfl-tcp.html | Regency Lighting | 2020 | Yes
LED Lighting | Reflector | TCP | True |  | Reflector (Flood/Spot) | PAR38 | E26 (Medium) | Wet Location Rated,Recessed Fixtures Wet Location Rated,Recessed Fixtures Home / Light Bulbs / LED / LED PAR / TCP - LED17HOP38D30KNFL PAR38 LED Lamp 17W PAR38 LED Lamp - Universal - 1700 Lumens - Warm White (3000K) - 80 CRI - 25000 Hours - E26 (Medium) - 120 to 130V - White TCP - LED17HOP38D30KNFL | 3000 | 83 | 1825 | 98.6486 | 25000 | 18.5 | 1 | 22 | 22 | 25.8509 | 2020Q3 | https://shop.regencylighting.com/lamps/led/par/led17hop38d30knfl-tcp.html | Regency Lighting | 2020 | Yes
LED Lighting | Reflector | TCP | True |  | Reflector (Flood/Spot) | PAR38 | E26 (Medium) | Damp Location Rated,Recessed Fixtures Damp Location Rated,Recessed Fixtures Home / Light Bulbs / LED / LED PAR / TCP - LED17HOP38D30KNFL95 PAR38 LED Lamp 17W PAR38 LED Lamp - Universal - 1300 Lumens - Warm White (3000K) - 90 CRI - 25000 Hours - E26 (Medium) - 120 to 130V - White TCP - LED17HOP38D30KNFL95 | 3000 | 93 | 1300 | 75.1445 | 25000 | 17.3 | 1 | 24.19 | 24.19 | 28.4242 | 2020Q3 | https://shop.regencylighting.com/lamps/led/par/led17hop38d30knfl95-tcp.html | Regency Lighting | 2020 | Yes
LED Lighting | Reflector | TCP | True |  | Reflector (Flood/Spot) | PAR38 | E26 (Medium) | Wet Location Rated,Recessed Fixtures Wet Location Rated,Recessed Fixtures Home / Light Bulbs / LED / LED PAR / TCP - LED17HOP38D30KSP PAR38 LED Lamp 17W PAR38 LED Lamp - Universal - 1700 Lumens - Warm White (3000K) - 80 CRI - 25000 Hours - E26 (Medium) - 120 to 130V - White TCP - LED17HOP38D30KSP | 3000 | 83 | 1825 | 98.6486 | 25000 | 18.5 | 1 | 22 | 22 | 25.8509 | 2020Q3 | https://shop.regencylighting.com/lamps/led/par/led17hop38d30ksp-tcp.html | Regency Lighting | 2020 | Yes
LED Lighting | Reflector | TCP | True |  | Reflector (Flood/Spot) | PAR38 | E26 (Medium) | Wet Location Rated,Recessed Fixtures Wet Location Rated,Recessed Fixtures Home / Light Bulbs / LED / LED PAR / TCP - LED17HOP38D30KSP95 PAR38 LED Designer Lamp 17W PAR38 LED Lamp - Universal - 1300 Lumens - Warm White (3000K) - 90 CRI - 25000 Hours - E26 (Medium) - 120 to 130V - White TCP - LED17HOP38D30KSP95 | 3000 | 83 | 1825 | 98.6486 | 25000 | 18.5 | 1 | 24.19 | 24.19 | 28.4242 | 2020Q3 | https://shop.regencylighting.com/lamps/led/par/led17hop38d30ksp95-tcp.html | Regency Lighting | 2020 | Yes
LED Lighting | Reflector | TCP | True | Daylighting/Photocell, | Reflector (Flood/Spot) | PAR38 | E26 (Medium) | Wet Location Rated,Recessed Fixtures Wet Location Rated,Recessed Fixtures Home / Light Bulbs / LED / LED PAR / TCP - LED17HOP38D50KFL PAR38 LED Lamp 17W PAR38 LED Lamp - Universal - 1800 Lumens - Daylight (5000K) - 80 CRI - 25000 Hours - E26 (Medium) - 120 to 130V - White TCP - LED17HOP38D50KFL | 5000 | 82 | 2000 | 108.1081 | 25000 | 18.5 | 1 | 22 | 22 | 25.8509 | 2020Q3 | https://shop.regencylighting.com/lamps/led/par/led17hop38d50kfl-tcp.html | Regency Lighting | 2020 | Yes
LED Lighting | Reflector | TCP | True |  | Reflector (Flood/Spot) | PAR38 | E26 (Medium) | Wet Location Rated,Recessed Fixtures Wet Location Rated,Recessed Fixtures Home / Light Bulbs / LED / LED PAR / TCP - LED17P38D27KFL Damp Location 17W PAR38 LED Lamp - Universal - 1200 Lumens - Warm White (2700K) - 82 CRI - 25000 Hours - E26 (Medium) - 120 to 130V - White TCP - LED17P38D27KFL | 2700 | 84 | 1200 | 80 | 25000 | 15 | 12 | 219.96 | 18.33 | 21.5385 | 2020Q3 | https://shop.regencylighting.com/lamps/led/par/led17p38d27kfl-tcp.html | Regency Lighting | 2020 | Yes
LED Lighting | Reflector | TCP | True |  | Reflector (Flood/Spot) | PAR38 | E26 (Medium) | Wet Location Rated,Recessed Fixtures Wet Location Rated,Recessed Fixtures Home / Light Bulbs / LED / LED PAR / TCP - LED17P38D27KFLB Black Housing; Damp Location Rated 17W PAR38 LED Lamp - Universal - 1200 Lumens - Warm White (2700K) - 80 CRI - 25000 Hours - E26 (Medium) - 120 to 130V - Black TCP - LED17P38D27KFLB | 2700 | 84 | 1200 | 80 | 25000 | 15 | 12 | 243.48 | 20.29 | 23.8415 | 2020Q3 | https://shop.regencylighting.com/lamps/led/par/led17p38d27kflb-tcp.html | Regency Lighting | 2020 | Yes
LED Lighting | Reflector | TCP | True |  | Reflector (Flood/Spot) | PAR38 | E26 (Medium) | Wet Location Rated,Recessed Fixtures Wet Location Rated,Recessed Fixtures Home / Light Bulbs / LED / LED PAR / TCP - LED17P38D27KNFL Damp Location 17W PAR38 LED Lamp - Universal - 1200 Lumens - Warm White (2700K) - 82 CRI - 25000 Hours - E26 (Medium) - 120 to 130V - White TCP - LED17P38D27KNFL | 2700 | 84 | 1200 | 80 | 25000 | 15 | 12 | 219.96 | 18.33 | 21.5385 | 2020Q3 | https://shop.regencylighting.com/lamps/led/par/led17p38d27knfl-tcp.html | Regency Lighting | 2020 | Yes
LED Lighting | Reflector | TCP | True |  | Reflector (Flood/Spot) | PAR38 | E26 (Medium) | Damp Location Rated,Recessed Fixtures Damp Location Rated,Recessed Fixtures Home / Light Bulbs / LED / LED PAR / TCP - LED17P38D27KNFL95 Damp Location 17W PAR38 LED Lamp - Universal - 1050 Lumens - Warm White (2700K) - 90 CRI - 25000 Hours - E26 (Medium) - 120 to 130V - White TCP - LED17P38D27KNFL95 | 2700 | 93 | 1310 | 74.8571 | 25000 | 17.5 | 1 | 20.29 | 20.29 | 23.8415 | 2020Q3 | https://shop.regencylighting.com/lamps/led/par/led17p38d27knfl95-tcp.html | Regency Lighting | 2020 | Yes
LED Lighting | Reflector | TCP | True |  | Reflector (Flood/Spot) | PAR38 | E26 (Medium) | Wet Location Rated,Recessed Fixtures Wet Location Rated,Recessed Fixtures Home / Light Bulbs / LED / LED PAR / TCP - LED17P38D27KSP PAR38 LED Lamp 17W PAR38 LED Lamp - Universal - 1200 Lumens - Warm White (2700K) - 82 CRI - 25000 Hours - E26 (Medium) - 120 to 130V - White TCP - LED17P38D27KSP | 2700 | 84 | 1200 | 80 | 25000 | 15 | 1 | 18.33 | 18.33 | 21.5385 | 2020Q3 | https://shop.regencylighting.com/lamps/led/par/led17p38d27ksp-tcp.html | Regency Lighting | 2020 | Yes
LED Lighting | Reflector | TCP | True |  | Reflector (Flood/Spot) | PAR38 | E26 (Medium) | Wet Location Rated,Recessed Fixtures Wet Location Rated,Recessed Fixtures Home / Light Bulbs / LED / LED PAR / TCP - LED17P38D27KSP95 Damp Location 17W PAR38 LED Lamp - Universal - 1050 Lumens - Warm White (2700K) - 90 CRI - 25000 Hours - E26 (Medium) - 120 to 130V - White TCP - LED17P38D27KSP95 | 2700 | 84 | 1200 | 80 | 25000 | 15 | 1 | 20.29 | 20.29 | 23.8415 | 2020Q3 | https://shop.regencylighting.com/lamps/led/par/led17p38d27ksp95-tcp.html | Regency Lighting | 2020 | Yes
LED Lighting | Reflector | TCP | True |  | Reflector (Flood/Spot) | PAR38 | E26 (Medium) | Wet Location Rated,Recessed Fixtures Wet Location Rated,Recessed Fixtures Home / Light Bulbs / LED / LED PAR / TCP - LED17P38D30KFL Damp Location 17W PAR38 LED Lamp - Universal - 1250 Lumens - Warm White (3000K) - 82 CRI - 25000 Hours - E26 (Medium) - 120 to 130V - White TCP - LED17P38D30KFL | 3000 | 84 | 1200 | 80 | 25000 | 15 | 12 | 219.96 | 18.33 | 21.5385 | 2020Q3 | https://shop.regencylighting.com/lamps/led/par/led17p38d30kfl-tcp.html | Regency Lighting | 2020 | Yes
LED Lighting | Reflector | TCP | True |  | Reflector (Flood/Spot) | PAR38 | E26 (Medium) | Wet Location Rated,Recessed Fixtures Wet Location Rated,Recessed Fixtures Home / Light Bulbs / LED / LED PAR / TCP - LED17P38D30KNFL Damp Location 17W PAR38 LED Lamp - Universal - 1250 Lumens - Warm White (3000K) - 82 CRI - 25000 Hours - E26 (Medium) - 120 to 130V - White TCP - LED17P38D30KNFL | 3000 | 84 | 1200 | 80 | 25000 | 15 | 12 | 219.96 | 18.33 | 21.5385 | 2020Q3 | https://shop.regencylighting.com/lamps/led/par/led17p38d30knfl-tcp.html | Regency Lighting | 2020 | Yes
LED Lighting | Reflector | TCP | True |  | Reflector (Flood/Spot) | PAR38 | E26 (Medium) | Damp Location Rated,Recessed Fixtures Damp Location Rated,Recessed Fixtures Home / Light Bulbs / LED / LED PAR / TCP - LED17P38D30KNFL95 Damp Location 17W PAR38 LED Lamp - Universal - 1050 Lumens - Warm White (3000K) - 90 CRI - 25000 Hours - E26 (Medium) - 120 to 130V - White TCP - LED17P38D30KNFL95 | 3000 | 94 | 1320 | 75.8621 | 25000 | 17.4 | 12 | 243.48 | 20.29 | 23.8415 | 2020Q3 | https://shop.regencylighting.com/lamps/led/par/led17p38d30knfl95-tcp.html | Regency Lighting | 2020 | Yes
LED Lighting | Reflector | TCP | True |  | Reflector (Flood/Spot) | PAR38 | E26 (Medium) | Wet Location Rated,Recessed Fixtures Wet Location Rated,Recessed Fixtures Home / Light Bulbs / LED / LED PAR / TCP - LED17P38D30KNFLB Black Housing; Energy Star Certified; Damp Location Rated 17W PAR38 LED Lamp - Universal - 1250 Lumens - Warm White (3000K) - 80 CRI - 25000 Hours - E26 (Medium) - 120 to 130V - Black TCP - LED17P38D30KNFLB | 3000 | 84 | 1200 | 80 | 25000 | 15 | 1 | 20.29 | 20.29 | 23.8415 | 2020Q3 | https://shop.regencylighting.com/lamps/led/par/led17p38d30knflb-tcp.html | Regency Lighting | 2020 | Yes
LED Lighting | Reflector | TCP | True |  | Reflector (Flood/Spot) | PAR38 | E26 (Medium) | Wet Location Rated,Recessed Fixtures Wet Location Rated,Recessed Fixtures Home / Light Bulbs / LED / LED PAR / TCP - LED17P38D30KSP Damp Location 17W PAR38 LED Lamp - Universal - 1250 Lumens - Warm White (3000K) - 82 CRI - 25000 Hours - E26 (Medium) - 120 to 130V - White TCP - LED17P38D30KSP | 3000 | 84 | 1200 | 80 | 25000 | 15 | 1 | 18.33 | 18.33 | 21.5385 | 2020Q3 | https://shop.regencylighting.com/lamps/led/par/led17p38d30ksp-tcp.html | Regency Lighting | 2020 | Yes
LED Lighting | Reflector | TCP | True |  | Reflector (Flood/Spot) | PAR38 | E26 (Medium) | Wet Location Rated,Recessed Fixtures Wet Location Rated,Recessed Fixtures Home / Light Bulbs / LED / LED PAR / TCP - LED17P38D35KNFL E26 LED Lamp 17W PAR38 LED Lamp - Universal - 1275 Lumens - Neutral White (3500K) - 80 CRI - 25000 Hours - E26 (Medium) - 120 to 130V - White TCP - LED17P38D35KNFL | 3500 | 85 | 1200 | 80 | 25000 | 15 | 1 | 18.33 | 18.33 | 21.5385 | 2020Q3 | https://shop.regencylighting.com/lamps/led/par/led17p38d35knfl-tcp.html | Regency Lighting | 2020 | Yes
LED Lighting | Reflector | TCP | True |  | Reflector (Flood/Spot) | PAR38 | E26 (Medium) | Wet Location Rated,Recessed Fixtures Wet Location Rated,Recessed Fixtures Home / Light Bulbs / LED / LED PAR / TCP - LED17P38D41KFL Damp Location 17W PAR38 LED Lamp - Universal - 1300 Lumens - Cool White (4100K) - 82 CRI - 25000 Hours - E26 (Medium) - 120 to 130V - White TCP - LED17P38D41KFL | 4000 | 85 | 1200 | 80 | 25000 | 15 | 12 | 219.96 | 18.33 | 21.5385 | 2020Q3 | https://shop.regencylighting.com/lamps/led/par/led17p38d41kfl-tcp.html | Regency Lighting | 2020 | Yes
LED Lighting | Reflector | TCP | True |  | Reflector (Flood/Spot) | PAR38 | E26 (Medium) | Wet Location Rated,Recessed Fixtures Wet Location Rated,Recessed Fixtures Home / Light Bulbs / LED / LED PAR / TCP - LED17P38D41KFLB PAR38 LED Lamp 17W PAR38 LED Lamp - Universal - 1300 Lumens - Cool White (4100K) - 80 CRI - 25000 Hours - E26 (Medium) - 120 to 130V - Black TCP - LED17P38D41KFLB | 4000 | 85 | 1200 | 80 | 25000 | 15 | 1 | 19.1 | 19.1 | 22.4432 | 2020Q3 | https://shop.regencylighting.com/lamps/led/par/led17p38d41kflb-tcp.html | Regency Lighting | 2020 | Yes
LED Lighting | Reflector | TCP | True |  | Reflector (Flood/Spot) | PAR38 | E26 (Medium) | Wet Location Rated,Recessed Fixtures Wet Location Rated,Recessed Fixtures Home / Light Bulbs / LED / LED PAR / TCP - LED17P38D41KNFL Damp Location 17W PAR38 LED Lamp - Universal - 1300 Lumens - Cool White (4100K) - 82 CRI - 25000 Hours - E26 (Medium) - 120 to 130V - White TCP - LED17P38D41KNFL | 4000 | 85 | 1200 | 80 | 25000 | 15 | 12 | 219.96 | 18.33 | 21.5385 | 2020Q3 | https://shop.regencylighting.com/lamps/led/par/led17p38d41knfl-tcp.html | Regency Lighting | 2020 | Yes
LED Lighting | Reflector | TCP | True |  | Reflector (Flood/Spot) | PAR38 | E26 (Medium) | Wet Location Rated,Recessed Fixtures Wet Location Rated,Recessed Fixtures Home / Light Bulbs / LED / LED PAR / TCP - LED17P38D41KSP Damp Location 17W PAR38 LED Lamp - Universal - 1300 Lumens - Cool White (4100K) - 82 CRI - 25000 Hours - E26 (Medium) - 120 to 130V - White TCP - LED17P38D41KSP | 4000 | 85 | 1200 | 80 | 25000 | 15 | 1 | 18.33 | 18.33 | 21.5385 | 2020Q3 | https://shop.regencylighting.com/lamps/led/par/led17p38d41ksp-tcp.html | Regency Lighting | 2020 | Yes
LED Lighting | Reflector | TCP | True | Daylighting/Photocell, | Reflector (Flood/Spot) | PAR38 | E26 (Medium) | Wet Location Rated,Recessed Fixtures Wet Location Rated,Recessed Fixtures Home / Light Bulbs / LED / LED PAR / TCP - LED17P38D50KFL PAR38 LED Lamp 17W PAR38 LED Lamp - Universal - 1300 Lumens - Daylight (5000K) - 82 CRI - 25000 Hours - E26 (Medium) - 120 to 130V TCP - LED17P38D50KFL | 5000 | 84 | 1200 | 80 | 25000 | 15 | 1 | 18.33 | 18.33 | 21.5385 | 2020Q3 | https://shop.regencylighting.com/lamps/led/par/led17p38d50kfl-tcp.html | Regency Lighting | 2020 | Yes
LED Lighting | Reflector | Sylvania | True |  | Reflector (Flood/Spot) | PAR38 | E26 (Medium) | Damp Location Rated,Recessed Fixtures Damp Location Rated,Recessed Fixtures Home / Light Bulbs / LED / LED PAR / Sylvania - 78451 - LED17PAR38/PRO/830/WSP15/P3MTO Indoor/Outdoor Damp Rated; Energy Star Rated 17W PAR38 LED Lamp - Universal - 1275 Lumens - Warm White (3000K) - 84 CRI - 25000 Hours - E26 (Medium) - 120 to 130V Sylvania - 78451 - LED17PAR38/PRO/830/WSP15/P3MTO | 3000 | 84 | 1298 | 79.6319 | 25000 | 16.3 | 6 | 1139.4 | 189.9 | 223.1398 | 2020Q3 | https://shop.regencylighting.com/lamps/led/par/led17par38-pro-830-wsp15-p3mto-78451.html | Regency Lighting | 2020 | No
LED Lighting | Reflector | Sylvania | True |  | Reflector (Flood/Spot) | PAR38 | E26 (Medium) | Damp Location Rated,Recessed Fixtures Damp Location Rated,Recessed Fixtures Home / Light Bulbs / LED / LED PAR / Sylvania - 78473 - LED17PAR38/PRO/940/FL40/P3MTO PAR38 LED Lamp 17W PAR38 LED Lamp - Universal - 1150 Lumens - Cool White (4000K) - 94 CRI - 25000 Hours - E26 (Medium) - 120 to 130V Sylvania - 78473 - LED17PAR38/PRO/940/FL40/P3MTO | 4000 | 96 | 1150 | 70.5521 | 25000 | 16.3 | 1 | 341.81 | 341.81 | 401.64 | 2020Q3 | https://shop.regencylighting.com/lamps/led/par/led17par38-pro-940-fl40-p3mto-78473.html | Regency Lighting | 2020 | No
LED Lighting | Reflector | Sylvania | True | Daylighting/Photocell, | Reflector (Flood/Spot) | PAR38 | E26 (Medium) | Damp Location Rated,Wet Location Rated,Recessed Fixtures Damp Location Rated,Wet Location Rated,Recessed Fixtures Home / Light Bulbs / LED / LED PAR / Sylvania - 74068 - LED17PAR38DIM850FL40GL1WRP Indoor/Outdoor Wet Rated; Energy Star Rated 17W PAR38 LED Lamp - Universal - 1300 Lumens - Daylight (5000K) - 82 CRI - 25000 Hours - E26 (Medium) - 120 to 130V Sylvania - 74068 - LED17PAR38DIM850FL40GL1WRP | 5000 | 82 | 1300 | 76.4706 | 25000 | 17 | 6 | 1822.98 | 303.83 | 357.012 | 2020Q3 | https://shop.regencylighting.com/lamps/led/par/led17par38dim850fl40gl1wrp-74068.html | Regency Lighting | 2020 | No
LED Lighting | Reflector | Sylvania | True | Daylighting/Photocell, | Reflector (Flood/Spot) | PAR38 | E26 (Medium) | Use With Timers,Use With Photo and/or Motion Sensors,Damp Location Rated,Recessed Fixtures Use With Timers,Use With Photo and/or Motion Sensors,Damp Location Rated,Recessed Fixtures Home / Light Bulbs / LED / LED PAR / Sylvania - 78476 - LED18PAR38/DIM/835/SP12/P3MTO PAR38 LED Lamp 18W PAR38 LED Lamp - Universal - 1275 Lumens - Neutral White (3500K) - 82 CRI - 50000 Hours - E26 (Medium) - 120 to 130V Sylvania - 78476 - LED18PAR38/DIM/835/SP12/P3MTO | 3500 | 84 | 1275 | 70.8333 | 25000 | 18 | 1 | 189.9 | 189.9 | 223.1398 | 2020Q3 | https://shop.regencylighting.com/lamps/led/par/led18par38-dim-835-sp12-p3mto-78476.html | Regency Lighting | 2020 | No
LED Lighting | Reflector | Sylvania | False | Daylighting/Photocell, | Reflector (Flood/Spot) | PAR30L | E26 (Medium) | Use With Timers,Use With Photo and/or Motion Sensors,Damp Location Rated,Wet Location Rated,Recessed Fixtures Use With Timers,Use With Photo and/or Motion Sensors,Damp Location Rated,Wet Location Rated,Recessed Fixtures Home / Light Bulbs / LED / LED PAR / Sylvania - 79362 - LED19PAR30LN/HO/830/SP15/W/UNV Indoor/Outdoor Wet Rated; Energy Star Rated 19W PAR30 Long Neck LED Lamp - Universal - 1800 Lumens - Warm White (3000K) - 81 CRI - 25000 Hours - E26 (Medium) - 120 to 130V Sylvania - 79362 - LED19PAR30LN/HO/830/SP15/W/UNV | 3000 | 83 | 1847 | 97.2105 | 25000 | 19 | 6 | 225.18 | 37.53 | 44.0992 | 2020Q3 | https://shop.regencylighting.com/lamps/led/par/led19par30ln-ho-830-sp15-w-unv-79362.html | Regency Lighting | 2020 | Yes
LED Lighting | Reflector | Sylvania | True |  | Reflector (Flood/Spot) | PAR30L | E26 (Medium) | Damp Location Rated,Recessed Fixtures Damp Location Rated,Recessed Fixtures Home / Light Bulbs / LED / LED PAR / Sylvania - 79361 - LED19PAR30LNHODIM830SP15W120 Indoor/Outdoor Wet Rated; Energy Star Rated 19W PAR30 Long Neck LED Lamp - Universal - 1800 Lumens - Warm White (3000K) - 81 CRI - 25000 Hours - E26 (Medium) - 120 to 130V Sylvania - 79361 - LED19PAR30LNHODIM830SP15W120 | 3000 | 82 | 1800 | 94.7368 | 25000 | 19 | 6 | 225.18 | 37.53 | 44.0992 | 2020Q3 | https://shop.regencylighting.com/lamps/led/par/led19par30lnhodim830sp15w120-79361.html | Regency Lighting | 2020 | Yes
LED Lighting | Reflector | Sylvania | False | Daylighting/Photocell, | Reflector (Flood/Spot) | PAR30L | E26 (Medium) | Use With Photo and/or Motion Sensors,Damp Location Rated,Wet Location Rated,Recessed Fixtures Use With Photo and/or Motion Sensors,Damp Location Rated,Wet Location Rated,Recessed Fixtures Home / Light Bulbs / LED / LED PAR / Sylvania - 79693 - LED25PAR30LN/HO/830/NFL25/W/UNV 25000 Hour Life 25W PAR30 Long Neck LED Lamp - Universal - 2300 Lumens - Warm White (3000K) - 82 CRI - 25000 Hours - E26 (Medium) - 120 to 130V Sylvania - 79693 - LED25PAR30LN/HO/830/NFL25/W/UNV | 3000 | 82 | 2300 | 92 | 25000 | 25 | 6 | 245.16 | 40.86 | 48.0121 | 2020Q3 | https://shop.regencylighting.com/lamps/led/par/led25par30ln-ho-830-nfl25-w-unv-79693.html | Regency Lighting | 2020 | Yes
LED Lighting | Reflector | Sylvania | False |  | Reflector (Flood/Spot) | PAR38 | E26 (Medium) | Wet Location Rated,Not Rated for Recessed Fixtures Wet Location Rated,Not Rated for Recessed Fixtures Home / Light Bulbs / LED / LED PAR / Sylvania - 74795 - LED25PAR38HO830SP15WUNV High Output LED PAR Lamp; Wet Location Rated; Enclosed Fixture Rated; 277V Option Allows Compatible Replacement for HID Lamps; Energy Star Rated 25W PAR38 LED Lamp - Universal - 2500 Lumens - Warm White (3000K) - 81 CRI - 25000 hrs. - E26 (Medium) - 120 to 277V (Universal) Sylvania - 74795 - LED25PAR38HO830SP15WUNV | 3000 | 83 | 2500 | 100 | 25000 | 25 | 1 | 40.86 | 40.86 | 48.0121 | 2020Q3 | https://shop.regencylighting.com/lamps/led/par/led25par38ho830sp15wunv-74795.html | Regency Lighting | 2020 | Yes
LED Lighting | Reflector | Sylvania | True | Daylighting/Photocell, | Reflector (Flood/Spot) | PAR38 | E26 (Medium) | Wet Location Rated,Not Rated for Recessed Fixtures Wet Location Rated,Not Rated for Recessed Fixtures Home / Light Bulbs / LED / LED PAR / Sylvania - 74794 - LED25PAR38HODIM850FL40WRP PAR38 LED Lamp 25W PAR38 LED Lamp - Universal - 2650 Lumens - Daylight (5000K) - 82 CRI - 25000 Hours - E26 (Medium) - 120 to 130V Sylvania - 74794 - LED25PAR38HODIM850FL40WRP | 5000 | 84 | 2650 | 106 | 25000 | 25 | 1 | 40.86 | 40.86 | 48.0121 | 2020Q3 | https://shop.regencylighting.com/lamps/led/par/led25par38hodim850fl40wrp-74794.html | Regency Lighting | 2020 | Yes
LED Lighting | Reflector | Sylvania | False | Daylighting/Photocell, | Reflector (Flood/Spot) | PAR38 | E26 (Medium) | Use With Photo and/or Motion Sensors,Damp Location Rated,Wet Location Rated,Recessed Fixtures Use With Photo and/or Motion Sensors,Damp Location Rated,Wet Location Rated,Recessed Fixtures Home / Light Bulbs / LED / LED PAR / Sylvania - 79600 - LED30PAR38/HO/830/NFL25/W/UNV 25000 Hour Life 30W PAR38 LED Lamp - Universal - 3000 Lumens - Warm White (3000K) - 82 CRI - 25000 Hours - E26 (Medium) - 120 to 277V (Universal) Sylvania - 79600 - LED30PAR38/HO/830/NFL25/W/UNV | 3000 | 82 | 3000 | 100 | 25000 | 30 | 6 | 278.34 | 46.39 | 54.51 | 2020Q3 | https://shop.regencylighting.com/lamps/led/par/led30par38-ho-830-nfl25-w-unv-79600.html | Regency Lighting | 2020 | Yes
LED Lighting | Reflector | Sylvania | True |  | Reflector (Flood/Spot) | PAR16 | GU10 | Damp Location Rated,Recessed Fixtures Damp Location Rated,Recessed Fixtures Home / Light Bulbs / LED / LED PAR / Sylvania - 79288 - LED6PAR16/GU10/830/FL36/GL1 Indoor/Outdoor Damp Rated; Energy Star Rated 6W PAR16 LED Lamp - Universal - 450 Lumens - Warm White (3000K) - 82 CRI - 25000 Hours - GU10 (Bi-Pin / Twist & Lock) - 120 to 130V Sylvania - 79288 - LED6PAR16/GU10/830/FL36/GL1 | 3000 | 83 | 450 | 75 | 25000 | 6 | 6 | 347.52 | 57.92 | 68.0582 | 2020Q3 | https://shop.regencylighting.com/lamps/led/par/led6par16-gu10-830-fl36-gl1-79288.html | Regency Lighting | 2020 | Yes
LED Lighting | Reflector | Sylvania | True |  | Reflector (Flood/Spot) | PAR16 | E26 (Medium) | Damp Location Rated,Recessed Fixtures Damp Location Rated,Recessed Fixtures Home / Light Bulbs / LED / LED PAR / Sylvania - 78287 - LED6PAR16DIM830FL36GL1RP PAR16 LED Lamp 6W PAR16 LED Lamp - Universal - 450 Lumens - Warm White (3000K) - 80 CRI - 25000 Hours - E26 (Medium) - 120 to 130V Sylvania - 78287 - LED6PAR16DIM830FL36GL1RP | 3000 | 83 | 450 | 75 | 25000 | 6 | 1 | 8.83 | 8.83 | 10.3756 | 2020Q3 | https://shop.regencylighting.com/lamps/led/par/led6par16dim830fl36gl1rp-78287.html | Regency Lighting | 2020 | Yes
LED Lighting | Reflector | Sylvania | True |  | Reflector (Flood/Spot) | PAR16 | GU10 | Damp Location Rated,Recessed Fixtures Damp Location Rated,Recessed Fixtures Home / Light Bulbs / LED / LED PAR / Sylvania - 78288 - LED6PAR16GU10DIM830FL36GL1RP PAR16 LED Lamp 6W PAR16 LED Lamp - Universal - 450 Lumens - Warm White (3000K) - 82 CRI - 25000 Hours - GU10 (Bi-Pin / Twist & Lock) - 120 to 130V Sylvania - 78288 - LED6PAR16GU10DIM830FL36GL1RP | 3000 | 83 | 450 | 75 | 25000 | 6 | 1 | 8.83 | 8.83 | 10.3756 | 2020Q3 | https://shop.regencylighting.com/lamps/led/par/led6par16gu10dim830fl36gl1rp-78288.html | Regency Lighting | 2020 | Yes
LED Lighting | Reflector | TCP | True |  | Reflector (Flood/Spot) | PAR16 | E26 (Medium) | Damp Location Rated,Recessed Fixtures Damp Location Rated,Recessed Fixtures Home / Light Bulbs / LED / LED PAR / TCP - LED7P1627KFL Damp Location 7W PAR16 LED Lamp - Universal - 500 Lumens - Warm White (2700K) - 82 CRI - 25000 Hours - E26 (Medium) - 120 to 130V - White TCP - LED7P1627KFL | 2700 | 83 | 550 | 78.5714 | 25000 | 7 | 1 | 13.26 | 13.26 | 15.581 | 2020Q3 | https://shop.regencylighting.com/lamps/led/par/led7p1627kfl-tcp.html | Regency Lighting | 2020 | Yes
LED Lighting | Reflector | TCP | True |  | Reflector (Flood/Spot) | PAR16 | E26 (Medium) | Damp Location Rated,Recessed Fixtures Damp Location Rated,Recessed Fixtures Home / Light Bulbs / LED / LED PAR / TCP - LED7P1630KFL Energy Star Certified; Enclosed Fixture Rated; Damp Location Rated 7W PAR16 LED Lamp - Universal - 525 Lumens - Warm White (3000K) - 82 CRI - 25000 Hours - E26 (Medium) - 120 to 130V TCP - LED7P1630KFL | 3000 | 85 | 600 | 85.7143 | 25000 | 7 | 1 | 13.26 | 13.26 | 15.581 | 2020Q3 | https://shop.regencylighting.com/lamps/led/par/led7p1630kfl-tcp.html | Regency Lighting | 2020 | Yes
LED Lighting | Reflector | TCP | True |  | Reflector (Flood/Spot) | PAR16 | E26 (Medium) | Damp Location Rated,Recessed Fixtures Damp Location Rated,Recessed Fixtures Home / Light Bulbs / LED / LED PAR / TCP - LED7P1641KFL Damp Location; Enclosed Fixture Rated 7W PAR16 LED Lamp - Universal - 550 Lumens - Cool White (4100K) - 82 CRI - 25000 Hours - E26 (Medium) - 120 to 130V TCP - LED7P1641KFL | 4000 | 85 | 625 | 89.2857 | 25000 | 7 | 1 | 13.26 | 13.26 | 15.581 | 2020Q3 | https://shop.regencylighting.com/lamps/led/par/led7p1641kfl-tcp.html | Regency Lighting | 2020 | Yes
LED Lighting | Reflector | Sylvania | True |  | Reflector (Flood/Spot) | PAR20 | E26 (Medium) | Damp Location Rated,Recessed Fixtures Damp Location Rated,Recessed Fixtures Home / Light Bulbs / LED / LED PAR / Sylvania - 78350 - LED7PAR20DIM827FL4022YGL3WRP PAR20 LED Lamp 7W PAR20 LED Lamp - Universal - 525 Lumens - Warm White (2700K) - 82 CRI - 25000 Hours - E26 (Medium) - 120 to 130V Sylvania - 78350 - LED7PAR20DIM827FL4022YGL3WRP | 2700 | 83 | 525 | 75 | 25000 | 7 | 1 | 11.9 | 11.9 | 13.983 | 2020Q3 | https://shop.regencylighting.com/lamps/led/par/led7par20dim827fl4022ygl3wrp-78350.html | Regency Lighting | 2020 | Yes
LED Lighting | Reflector | Sylvania | True |  | Reflector (Flood/Spot) | PAR20 | E26 (Medium) | Damp Location Rated,Recessed Fixtures Damp Location Rated,Recessed Fixtures Home / Light Bulbs / LED / LED PAR / Sylvania - 78349 - LED7PAR20DIM827NFL2522YGL3WRP PAR20 LED Lamp 7W PAR20 LED Lamp - Universal - 525 Lumens - Warm White (2700K) - 82 CRI - 25000 Hours - E26 (Medium) - 120 to 130V Sylvania - 78349 - LED7PAR20DIM827NFL2522YGL3WRP | 2700 | 83 | 525 | 75 | 25000 | 7 | 1 | 11.9 | 11.9 | 13.983 | 2020Q3 | https://shop.regencylighting.com/lamps/led/par/led7par20dim827nfl2522ygl3wrp-78349.html | Regency Lighting | 2020 | Yes
LED Lighting | Reflector | Sylvania | True |  | Reflector (Flood/Spot) | PAR20 | E26 (Medium) | Damp Location Rated,Recessed Fixtures Damp Location Rated,Recessed Fixtures Home / Light Bulbs / LED / LED PAR / Sylvania - 78348 - LED7PAR20DIM830FL4022YGL3WRP PAR20 LED Lamp 7W PAR20 LED Lamp - Universal - 525 Lumens - Warm White (3000K) - 82 CRI - 25000 Hours - E26 (Medium) - 120 to 130V Sylvania - 78348 - LED7PAR20DIM830FL4022YGL3WRP | 3000 | 83 | 525 | 75 | 25000 | 7 | 1 | 11.9 | 11.9 | 13.983 | 2020Q3 | https://shop.regencylighting.com/lamps/led/par/led7par20dim830fl4022ygl3wrp-78348.html | Regency Lighting | 2020 | Yes
LED Lighting | Reflector | Sylvania | True |  | Reflector (Flood/Spot) | PAR20 | E26 (Medium) | Damp Location Rated,Recessed Fixtures Damp Location Rated,Recessed Fixtures Home / Light Bulbs / LED / LED PAR / Sylvania - 78347 - LED7PAR20DIM830NFL2522YGL3WRP PAR20 LED Lamp 7W PAR20 LED Lamp - Universal - 525 Lumens - Warm White (3000K) - 82 CRI - 25000 Hours - E26 (Medium) - 120 to 130V Sylvania - 78347 - LED7PAR20DIM830NFL2522YGL3WRP | 3000 | 83 | 525 | 75 | 25000 | 7 | 1 | 11.9 | 11.9 | 13.983 | 2020Q3 | https://shop.regencylighting.com/lamps/led/par/led7par20dim830nfl2522ygl3wrp-78347.html | Regency Lighting | 2020 | Yes
LED Lighting | Reflector | Sylvania | True |  | Reflector (Flood/Spot) | PAR20 | E26 (Medium) | Damp Location Rated,Recessed Fixtures Damp Location Rated,Recessed Fixtures Home / Light Bulbs / LED / LED PAR / Sylvania - 78346 - LED7PAR20DIM840FL4022YGL3WRP PAR20 LED Lamp 7W PAR20 LED Lamp - Universal - 525 Lumens - Cool White (4000K) - 82 CRI - 25000 Hours - E26 (Medium) - 120 to 130V Sylvania - 78346 - LED7PAR20DIM840FL4022YGL3WRP | 4000 | 84 | 525 | 75 | 25000 | 7 | 1 | 11.9 | 11.9 | 13.983 | 2020Q3 | https://shop.regencylighting.com/lamps/led/par/led7par20dim840fl4022ygl3wrp-78346.html | Regency Lighting | 2020 | Yes
LED Lighting | Reflector | Sylvania | True | Daylighting/Photocell, | Reflector (Flood/Spot) | PAR20 | E26 (Medium) | Wet Location Rated,Recessed Fixtures Wet Location Rated,Recessed Fixtures Home / Light Bulbs / LED / LED PAR / Sylvania - 74777 - LED7PAR20DIM850FL4013YGLWRP Glass PAR Lamp; Enclosed Fixture Rated; Wet Location Rated; Food Safe Listed; Energy Star Rated 7W LED PAR20 - Universal - 550 Lumens - Daylight (5000K) - 81 CRI - 15000 hrs. - E26 (Medium) - 120 to 130V Sylvania - 74777 - LED7PAR20DIM850FL4013YGLWRP | 5000 | 87 | 550 | 78.5714 | 15000 | 7 | 1 | 227.88 | 227.88 | 267.7678 | 2020Q3 | https://shop.regencylighting.com/lamps/led/par/led7par20dim850fl4013yglwrp-74777.html | Regency Lighting | 2020 | No
LED Lighting | Reflector | TCP | True |  | Reflector (Flood/Spot) | PAR20 | E26 (Medium) | Wet Location Rated,Recessed Fixtures Wet Location Rated,Recessed Fixtures Home / Light Bulbs / LED / LED PAR / TCP - LED8P20D27KFL Damp Location Rated 8W PAR20 LED Lamp - Universal - 575 Lumens - Warm White (2700K) - 82 CRI - 25000 Hours - E26 (Medium) - 120 to 130V - White TCP - LED8P20D27KFL | 2700 | 83 | 600 | 85.7143 | 25000 | 7 | 48 | 588.48 | 12.26 | 14.406 | 2020Q3 | https://shop.regencylighting.com/lamps/led/par/led8p20d27kfl-tcp.html | Regency Lighting | 2020 | Yes
LED Lighting | Reflector | TCP | True |  | Reflector (Flood/Spot) | PAR20 | E26 (Medium) | Wet Location Rated,Recessed Fixtures Wet Location Rated,Recessed Fixtures Home / Light Bulbs / LED / LED PAR / TCP - LED8P20D27KFLB Black Housing; Damp Location Rated; Energy Star Rated 8W PAR20 LED Lamp - Universal - 575 Lumens - Warm White (2700K) - 80 CRI - 25000 Hours - E26 (Medium) - 120 to 130V - Black TCP - LED8P20D27KFLB | 2700 | 83 | 600 | 85.7143 | 25000 | 7 | 1 | 14.22 | 14.22 | 16.709 | 2020Q3 | https://shop.regencylighting.com/lamps/led/par/led8p20d27kflb-tcp.html | Regency Lighting | 2020 | Yes
LED Lighting | Reflector | TCP | True |  | Reflector (Flood/Spot) | PAR20 | E26 (Medium) | Wet Location Rated,Recessed Fixtures Wet Location Rated,Recessed Fixtures Home / Light Bulbs / LED / LED PAR / TCP - LED8P20D27KNFL Damp Location Rated 8W PAR20 LED Lamp - Universal - 575 Lumens - Warm White (2700K) - 82 CRI - 25000 Hours - E26 (Medium) - 120 to 130V - White TCP - LED8P20D27KNFL | 2700 | 83 | 600 | 85.7143 | 25000 | 7 | 48 | 588.48 | 12.26 | 14.406 | 2020Q3 | https://shop.regencylighting.com/lamps/led/par/led8p20d27knfl-tcp.html | Regency Lighting | 2020 | Yes
LED Lighting | Reflector | TCP | True |  | Reflector (Flood/Spot) | PAR20 | E26 (Medium) | Wet Location Rated,Recessed Fixtures Wet Location Rated,Recessed Fixtures Home / Light Bulbs / LED / LED PAR / TCP - LED8P20D30KFL Damp Location Rated 8W PAR20 LED Lamp - Universal - 600 Lumens - Warm White (3000K) - 82 CRI - 25000 Hours - E26 (Medium) - 120 to 130V - White TCP - LED8P20D30KFL | 3000 | 83 | 625 | 89.2857 | 25000 | 7 | 48 | 588.48 | 12.26 | 14.406 | 2020Q3 | https://shop.regencylighting.com/lamps/led/par/led8p20d30kfl-tcp.html | Regency Lighting | 2020 | Yes
LED Lighting | Reflector | TCP | True |  | Reflector (Flood/Spot) | PAR20 | E26 (Medium) | Wet Location Rated,Recessed Fixtures Wet Location Rated,Recessed Fixtures Home / Light Bulbs / LED / LED PAR / TCP - LED8P20D30KNFL Damp Location Rated 8W PAR20 LED Lamp - Universal - 600 Lumens - Warm White (3000K) - 82 CRI - 25000 Hours - E26 (Medium) - 120 to 130V - White TCP - LED8P20D30KNFL | 3000 | 83 | 625 | 89.2857 | 25000 | 7 | 48 | 588.48 | 12.26 | 14.406 | 2020Q3 | https://shop.regencylighting.com/lamps/led/par/led8p20d30knfl-tcp.html | Regency Lighting | 2020 | Yes
LED Lighting | Reflector | TCP | True |  | Reflector (Flood/Spot) | PAR20 | E26 (Medium) | Wet Location Rated,Recessed Fixtures Wet Location Rated,Recessed Fixtures Home / Light Bulbs / LED / LED PAR / TCP - LED8P20D30KNFLB Damp Location Rated; Black Housing 8W PAR20 LED Lamp - Universal - 515 Lumens - Warm White (3000K) - 82 CRI - 25000 hrs. - E26 (Medium) - 120 to 130V - Black TCP - LED8P20D30KNFLB | 3000 | 83 | 625 | 89.2857 | 25000 | 7 | 1 | 14.22 | 14.22 | 16.709 | 2020Q3 | https://shop.regencylighting.com/lamps/led/par/led8p20d30knflb-tcp.html | Regency Lighting | 2020 | Yes
LED Lighting | Reflector | TCP | True |  | Reflector (Flood/Spot) | PAR20 | E26 (Medium) | Wet Location Rated,Recessed Fixtures Wet Location Rated,Recessed Fixtures Home / Light Bulbs / LED / LED PAR / TCP - LED8P20D35KFL Damp Location Rated 8W PAR20 LED Lamp - Universal - 525 Lumens - Neutral White (3500K) - 82 CRI - 25000 Hours - E26 (Medium) - 120 to 130V TCP - LED8P20D35KFL | 3500 | 84 | 675 | 96.4286 | 25000 | 7 | 1 | 12.26 | 12.26 | 14.406 | 2020Q3 | https://shop.regencylighting.com/lamps/led/par/led8p20d35kfl-tcp.html | Regency Lighting | 2020 | Yes
LED Lighting | Reflector | TCP | True |  | Reflector (Flood/Spot) | PAR20 | E26 (Medium) | Wet Location Rated,Recessed Fixtures Wet Location Rated,Recessed Fixtures Home / Light Bulbs / LED / LED PAR / TCP - LED8P20D35KNFL Damp Location Rated 8W PAR20 LED Lamp - Universal - 525 Lumens - Neutral White (3500K) - 82 CRI - 25000 Hours - E26 (Medium) - 120 to 130V TCP - LED8P20D35KNFL | 3500 | 84 | 675 | 96.4286 | 25000 | 7 | 1 | 12.26 | 12.26 | 14.406 | 2020Q3 | https://shop.regencylighting.com/lamps/led/par/led8p20d35knfl-tcp.html | Regency Lighting | 2020 | Yes
LED Lighting | Reflector | TCP | True |  | Reflector (Flood/Spot) | PAR20 | E26 (Medium) | Wet Location Rated,Recessed Fixtures Wet Location Rated,Recessed Fixtures Home / Light Bulbs / LED / LED PAR / TCP - LED8P20D41KFL Damp Location Rated 8W PAR20 LED Lamp - Universal - 530 Lumens - Cool White (4100K) - 82 CRI - 25000 Hours - E26 (Medium) - 120 to 130V TCP - LED8P20D41KFL | 4000 | 86 | 675 | 96.4286 | 25000 | 7 | 1 | 12.26 | 12.26 | 14.406 | 2020Q3 | https://shop.regencylighting.com/lamps/led/par/led8p20d41kfl-tcp.html | Regency Lighting | 2020 | Yes
LED Lighting | Reflector | TCP | True |  | Reflector (Flood/Spot) | PAR20 | E26 (Medium) | Wet Location Rated,Recessed Fixtures Wet Location Rated,Recessed Fixtures Home / Light Bulbs / LED / LED PAR / TCP - LED8P20D41KNFL Damp Location Rated 8W PAR20 LED Lamp - Universal - 530 Lumens - Cool White (4100K) - 82 CRI - 25000 Hours - E26 (Medium) - 120 to 130V TCP - LED8P20D41KNFL | 4000 | 86 | 675 | 96.4286 | 25000 | 7 | 1 | 12.26 | 12.26 | 14.406 | 2020Q3 | https://shop.regencylighting.com/lamps/led/par/led8p20d41knfl-tcp.html | Regency Lighting | 2020 | Yes
LED Lighting | Reflector | TCP | True | Daylighting/Photocell, | Reflector (Flood/Spot) | PAR20 | E26 (Medium) | Wet Location Rated,Recessed Fixtures Wet Location Rated,Recessed Fixtures Home / Light Bulbs / LED / LED PAR / TCP - LED8P20D50KFL Damp Location Rated; Energy Star Certified 8W PAR20 LED Lamp - Universal - 650 Lumens - Daylight (5000K) - 80 CRI - 25000 Hours - E26 (Medium) - 120 to 130V TCP - LED8P20D50KFL | 5000 | 84 | 700 | 100 | 25000 | 7 | 1 | 12.26 | 12.26 | 14.406 | 2020Q3 | https://shop.regencylighting.com/lamps/led/par/led8p20d50kfl-tcp.html | Regency Lighting | 2020 | Yes
LED Lighting | Reflector | Sylvania | True | Daylighting/Photocell, | Reflector (Flood/Spot) | PAR20 | E26 (Medium) | Use With Timers,Use With Photo and/or Motion Sensors,Damp Location Rated,Dim to Warm,Recessed Fixtures Use With Timers,Use With Photo and/or Motion Sensors,Damp Location Rated,Dim to Warm,Recessed Fixtures Home / Light Bulbs / LED / LED PAR / Sylvania - 78366 - LED8PAR20/HD/DIM/927/FL40 Renaissance LED PAR; Damp Location Rated; Energy Star Rated; Indoor or Outdoor Use; Superior Beam Quality - Ideal for Color Critical Applications 8W PAR20 LED Lamp - Universal - 500 Lumens - Warm White (2700K) - 91 CRI - 40000 Hours - E26 (Medium) - 120 to 130V Sylvania - 78366 - LED8PAR20/HD/DIM/927/FL40 | 2700 | 95 | 500 | 62.5 | 25000 | 8 | 1 | 13.95 | 13.95 | 16.3918 | 2020Q3 | https://shop.regencylighting.com/lamps/led/par/led8par20-hd-dim-927-fl40-78366.html | Regency Lighting | 2020 | Yes
LED Lighting | Reflector | Sylvania | True | Daylighting/Photocell, | Reflector (Flood/Spot) | PAR20 | E26 (Medium) | Use With Timers,Use With Photo and/or Motion Sensors,Damp Location Rated,Dim to Warm,Recessed Fixtures Use With Timers,Use With Photo and/or Motion Sensors,Damp Location Rated,Dim to Warm,Recessed Fixtures Home / Light Bulbs / LED / LED PAR / Sylvania - 78363 - LED8PAR20/HD/DIM/927/NFL25 Renaissance LED PAR; Damp Location Rated; Energy Star Rated; Indoor or Outdoor Use; Superior Beam Quality - Ideal for Color Critical Applications 8W PAR20 LED Lamp - Universal - 500 Lumens - Warm White (2700K) - 91 CRI - 40000 Hours - E26 (Medium) - 120 to 130V Sylvania - 78363 - LED8PAR20/HD/DIM/927/NFL25 | 2700 | 95 | 500 | 62.5 | 25000 | 8 | 1 | 13.95 | 13.95 | 16.3918 | 2020Q3 | https://shop.regencylighting.com/lamps/led/par/led8par20-hd-dim-927-nfl25-78363.html | Regency Lighting | 2020 | Yes
LED Lighting | Reflector | Sylvania | True | Daylighting/Photocell, | Reflector (Flood/Spot) | PAR20 | E26 (Medium) | Use With Timers,Use With Photo and/or Motion Sensors,Damp Location Rated,Dim to Warm,Recessed Fixtures Use With Timers,Use With Photo and/or Motion Sensors,Damp Location Rated,Dim to Warm,Recessed Fixtures Home / Light Bulbs / LED / LED PAR / Sylvania - 78367 - LED8PAR20/HD/DIM/930/FL40 Renaissance LED PAR; Damp Location Rated; Energy Star Rated; Indoor or Outdoor Use; Superior Beam Quality - Ideal for Color Critical Applications 8W PAR20 LED Lamp - Universal - 550 Lumens - Warm White (3000K) - 91 CRI - 40000 Hours - E26 (Medium) - 120 to 130V Sylvania - 78367 - LED8PAR20/HD/DIM/930/FL40 | 3000 | 92 | 550 | 68.75 | 25000 | 8 | 1 | 13.95 | 13.95 | 16.3918 | 2020Q3 | https://shop.regencylighting.com/lamps/led/par/led8par20-hd-dim-930-fl40-78367.html | Regency Lighting | 2020 | Yes
LED Lighting | Reflector | Sylvania | True | Daylighting/Photocell, | Reflector (Flood/Spot) | PAR20 | E26 (Medium) | Use With Timers,Use With Photo and/or Motion Sensors,Damp Location Rated,Dim to Warm,Recessed Fixtures Use With Timers,Use With Photo and/or Motion Sensors,Damp Location Rated,Dim to Warm,Recessed Fixtures Home / Light Bulbs / LED / LED PAR / Sylvania - 78364 - LED8PAR20/HD/DIM/930/NFL25 Renaissance LED PAR; Damp Location Rated; Energy Star Rated; Indoor or Outdoor Use; Superior Beam Quality - Ideal for Color Critical Applications 8W PAR20 LED Lamp - Universal - 550 Lumens - Warm White (3000K) - 91 CRI - 40000 Hours - E26 (Medium) - 120 to 130V Sylvania - 78364 - LED8PAR20/HD/DIM/930/NFL25 | 3000 | 92 | 550 | 68.75 | 25000 | 8 | 1 | 13.95 | 13.95 | 16.3918 | 2020Q3 | https://shop.regencylighting.com/lamps/led/par/led8par20-hd-dim-930-nfl25-78364.html | Regency Lighting | 2020 | Yes
LED Lighting | Reflector | Sylvania | True | Daylighting/Photocell, | Reflector (Flood/Spot) | PAR20 | E26 (Medium) | Use With Timers,Use With Photo and/or Motion Sensors,Damp Location Rated,Dim to Warm,Recessed Fixtures Use With Timers,Use With Photo and/or Motion Sensors,Damp Location Rated,Dim to Warm,Recessed Fixtures Home / Light Bulbs / LED / LED PAR / Sylvania - 78365 - LED8PAR20/HD/DIM/935/NFL25 Renaissance LED PAR; Damp Location Rated; Energy Star Rated; Indoor or Outdoor Use; Superior Beam Quality - Ideal for Color Critical Applications 8W PAR20 LED Lamp - Universal - 600 Lumens - Neutral White (3500K) - 91 CRI - 40000 Hours - E26 (Medium) - 120 to 130V Sylvania - 78365 - LED8PAR20/HD/DIM/935/NFL25 | 3500 | 95 | 600 | 75 | 25000 | 8 | 1 | 13.95 | 13.95 | 16.3918 | 2020Q3 | https://shop.regencylighting.com/lamps/led/par/led8par20-hd-dim-935-nfl25-78365.html | Regency Lighting | 2020 | Yes
LED Lighting | Reflector | Sylvania | True |  | Reflector (Flood/Spot) | PAR20 | E26 (Medium) | Damp Location Rated,Wet Location Rated,Recessed Fixtures Damp Location Rated,Wet Location Rated,Recessed Fixtures Home / Light Bulbs / LED / LED PAR / Sylvania - 78981 - LED8PAR20DIM830FL40GL1W Indoor/Outdoor Wet Rated; Energy Star Rated 8W PAR20 LED Lamp - Universal - 500 Lumens - Warm White (3000K) - 81 CRI - 25000 Hours - E26 (Medium) - 120 to 130V Sylvania - 78981 - LED8PAR20DIM830FL40GL1W | 3000 | 81 | 544 | 76.6197 | 25000 | 7.1 | 6 | 1822.98 | 303.83 | 357.012 | 2020Q3 | https://shop.regencylighting.com/lamps/led/par/led8par20dim830fl40gl1w-78981.html | Regency Lighting | 2020 | No
LED Lighting | Reflector | Sylvania | True | Daylighting/Photocell, | Reflector (Flood/Spot) | PAR30L | E26 (Medium) | Use With Timers,Use With Photo and/or Motion Sensors,Damp Location Rated,Recessed Fixtures Use With Timers,Use With Photo and/or Motion Sensors,Damp Location Rated,Recessed Fixtures Home / Light Bulbs / LED / LED PAR / Sylvania - 79219 - LED8PAR30LNDIM830FL30G2RP Indoor/Outdoor Damp Rated; Energy Star Rated 8W PAR30 Long Neck LED Lamp - Universal - 650 Lumens - Warm White (3000K) - 82 CRI - 25000 Hours - E26 (Medium) - 120 to 130V Sylvania - 79219 - LED8PAR30LNDIM830FL30G2RP | 3000 | 82 | 650 | 81.25 | 25000 | 8 | 6 | 569.7 | 94.95 | 111.5699 | 2020Q3 | https://shop.regencylighting.com/lamps/led/par/led8par30lndim830fl30g2rp-79219.html | Regency Lighting | 2020 | No
LED Lighting | Reflector | Soraa | True |  | Reflector (Flood/Spot) | PAR38 | E26 (Medium) | Damp Location Rated,Recessed Fixtures Damp Location Rated,Recessed Fixtures Home / Light Bulbs / LED / LED PAR / Soraa - 00987 - SP38-18-25D-827-03 Indoor and Outdoor Applications 18.5W PAR38 LED Lamp - Universal - 1190 Lumens - Warm White (2700K) - 80 CRI - 35000 hrs. - E26 (Medium) - 120 to 130V Soraa - 00987 - SP38-18-25D-827-03 | 2700 | 84 | 1295 | 70 | 25000 | 18.5 | 1 | 43.55 | 43.55 | 51.1729 | 2020Q3 | https://shop.regencylighting.com/lamps/led/par/sp38-18-25d-827-03-00987.html | Regency Lighting | 2020 | Yes
LED Lighting | Reflector | Soraa | True |  | Reflector (Flood/Spot) | PAR38 | E26 (Medium) | Damp Location Rated,Recessed Fixtures Damp Location Rated,Recessed Fixtures Home / Light Bulbs / LED / LED PAR / Soraa - 00991 - SP38-18-60D-827-03 Indoor and Outdoor Applications 18.5W PAR38 LED Lamp - Universal - 1190 Lumens - Warm White (2700K) - 35000 Hours - E26 (Medium) - 120 to 130V Soraa - 00991 - SP38-18-60D-827-03 | 2700 | 84 | 1295 | 70 | 25000 | 18.5 | 1 | 43.55 | 43.55 | 51.1729 | 2020Q3 | https://shop.regencylighting.com/lamps/led/par/sp38-18-60d-827-03-00991.html | Regency Lighting | 2020 | Yes
LED Lighting | Reflector | Feit | True |  | Reflector (Flood/Spot) | R20 | E26 (Medium) | Damp Location Rated,Recessed Fixtures Damp Location Rated,Recessed Fixtures Home / Light Bulbs / LED / Feit - R20DM/927CA/3 Suitable for Damp Locations; Title 24 Compliant; Energy Star Approved 5W R20 LED Reflector Lamp - Universal - 450 Lumens - Warm White (2700K) - 90 CRI - 25000 hrs. - E26 (Medium) - 120 to 130V Feit - R20DM/927CA/3 | 2700 | 92 | 450 | 90 | 25000 | 5 | 1 | 28.74 | 28.74 | 33.7706 | 2020Q3 | https://shop.regencylighting.com/lamps/led/r20dm-927ca-3-fet.html | Regency Lighting | 2020 | Yes
LED Lighting | Reflector | Satco | True |  | Reflector (Flood/Spot) | BR40 | E26 (Medium) | Damp Location Rated,Recessed Fixtures Damp Location Rated,Recessed Fixtures Home / Light Bulbs / LED / LED Reflector / Satco - S9634 - 11.5BR40/LED/2700K/940L/120V Energy Star Certified; Suitable for Dry and Damp Location 11.5W BR40 LED Lamp - Universal - 940 Lumens - Warm White (2700K) - 80 CRI - 25000 Hours - E26 (Medium) - 120 to 130V Satco - S9634 - 11.5BR40/LED/2700K/940L/120V | 2700 | 83 | 940 | 81.7391 | 25000 | 11.5 | 1 | 10.82 | 10.82 | 12.7139 | 2020Q3 | https://shop.regencylighting.com/lamps/led/reflector/11-5br40-led-2700k-940l-120v-s9634.html | Regency Lighting | 2020 | Yes
LED Lighting | Reflector | Satco | True |  | Reflector (Flood/Spot) | BR40 | E26 (Medium) | Damp Location Rated,Recessed Fixtures Damp Location Rated,Recessed Fixtures Home / Light Bulbs / LED / LED Reflector / Satco - S9635 - 11.5BR40/LED/3000K/940L/120V Energy Star Certified; Suitable for Dry and Damp Location 11.5W BR40 LED Lamp - Universal - 940 Lumens - Warm White (3000K) - 80 CRI - 25000 Hours - E26 (Medium) - 120 to 130V Satco - S9635 - 11.5BR40/LED/3000K/940L/120V | 3000 | 83 | 970 | 84.3478 | 25000 | 11.5 | 1 | 10.82 | 10.82 | 12.7139 | 2020Q3 | https://shop.regencylighting.com/lamps/led/reflector/11-5br40-led-3000k-940l-120v-s9635.html | Regency Lighting | 2020 | Yes
LED Lighting | Reflector | Maxlite | True | Daylighting/Photocell, | Reflector (Flood/Spot) | BR30 | E26 (Medium) | Damp Location Rated,Use With Timers,Use With Photo and/or Motion Sensors,Shatter Resistant,Recessed Fixtures Damp Location Rated,Use With Timers,Use With Photo and/or Motion Sensors,Shatter Resistant,Recessed Fixtures Home / Light Bulbs / LED / LED Reflector / Maxlite - 14099421 - 11BR30DLED27/G3 BR30 LED BR Lamp 11W BR30 LED Lamp - Universal - 850 Lumens - Warm White (2700K) - 83 CRI - 25000 Hours - E26 (Medium) - 120 to 130V Maxlite - 14099421 - 11BR30DLED27/G3 | 2700 | 83 | 850 | 77.2727 | 25000 | 11 | 1 | 6.23 | 6.23 | 7.3205 | 2020Q3 | https://shop.regencylighting.com/lamps/led/reflector/11br30dled27-g3-mxt.html | Regency Lighting | 2020 | Yes
LED Lighting | Reflector | Maxlite | True | Daylighting/Photocell, | Reflector (Flood/Spot) | BR30 | E26 (Medium) | Damp Location Rated,Use With Timers,Use With Photo and/or Motion Sensors,Shatter Resistant,Recessed Fixtures Damp Location Rated,Use With Timers,Use With Photo and/or Motion Sensors,Shatter Resistant,Recessed Fixtures Home / Light Bulbs / LED / LED Reflector / Maxlite - 14099423 - 11BR30DLED30/G3 BR30 LED BR Lamp 11W BR30 LED Lamp - Universal - 850 Lumens - Warm White (3000K) - 80 CRI - 25000 Hours - E26 (Medium) - 120 to 130V Maxlite - 14099423 - 11BR30DLED30/G3 | 3000 | 83 | 850 | 77.2727 | 25000 | 11 | 1 | 6.23 | 6.23 | 7.3205 | 2020Q3 | https://shop.regencylighting.com/lamps/led/reflector/11br30dled30-g3-mxt.html | Regency Lighting | 2020 | Yes
LED Lighting | Reflector | Maxlite | True | Daylighting/Photocell, | Reflector (Flood/Spot) | BR30 | E26 (Medium) | Damp Location Rated,Use With Timers,Use With Photo and/or Motion Sensors,Shatter Resistant,Recessed Fixtures Damp Location Rated,Use With Timers,Use With Photo and/or Motion Sensors,Shatter Resistant,Recessed Fixtures Home / Light Bulbs / LED / LED Reflector / Maxlite - 14099424 - 11BR30DLED40/G3 BR30 LED BR Lamp 11W BR30 LED Lamp - Universal - 850 Lumens - Cool White (4000K) - 84 CRI - 25000 Hours - E26 (Medium) - 120 to 130V Maxlite - 14099424 - 11BR30DLED40/G3 | 4000 | 84 | 850 | 77.2727 | 25000 | 11 | 1 | 6.23 | 6.23 | 7.3205 | 2020Q3 | https://shop.regencylighting.com/lamps/led/reflector/11br30dled40-g3-mxt.html | Regency Lighting | 2020 | Yes
LED Lighting | Reflector | Maxlite | True |  | Reflector (Flood/Spot) | BR30 | E26 (Medium) | Damp Location Rated,Recessed Fixtures Damp Location Rated,Recessed Fixtures Home / Light Bulbs / LED / LED Reflector / Maxlite - 107609 - 11BR30DLED930/G4 Solid Aluminum Body acts as a Heat Sink; Energy Star Certified; Suitable for Damp Location; Not for Use in Enclosed Fixtures 11W BR30 LED Lamp - Universal - 800 Lumens - Warm White (3000K) - 90 CRI - 25000 Hours - E26 (Medium) - 120 to 130V Maxlite - 107609 - 11BR30DLED930/G4 | 3000 | 92 | 800 | 72.7273 | 25000 | 11 | 1 | 7.28 | 7.28 | 8.5543 | 2020Q3 | https://shop.regencylighting.com/lamps/led/reflector/11br30dled930-g4-mxt.html | Regency Lighting | 2020 | Yes
LED Lighting | Reflector | Maxlite | True | Daylighting/Photocell, | Reflector (Flood/Spot) | BR40 | E26 (Medium) | Damp Location Rated,Use With Timers,Use With Photo and/or Motion Sensors,Shatter Resistant,Recessed Fixtures Damp Location Rated,Use With Timers,Use With Photo and/or Motion Sensors,Shatter Resistant,Recessed Fixtures Home / Light Bulbs / LED / LED Reflector / Maxlite - 14099052 - 12BR40DLED27/G3 Energy Star Certified; Damp Location Rated; Not for Use in Totally Enclosed Fixtures 12W BR40 LED Lamp - Universal - 1050 Lumens - Warm White (2700K) - 82 CRI - 25000 hrs. - E26 (Medium) - 120 to 130V Maxlite - 14099052 - 12BR40DLED27/G3 | 2700 | 82 | 1050 | 87.5 | 25000 | 12 | 1 | 8.24 | 8.24 | 9.6823 | 2020Q3 | https://shop.regencylighting.com/lamps/led/reflector/12br40dled27-g3-mxt.html | Regency Lighting | 2020 | Yes
LED Lighting | Reflector | Green Creative | True | Daylighting/Photocell, | Reflector (Flood/Spot) | BR40 | E26 (Medium) | Damp Location Rated,Use With Timers,Use With Photo and/or Motion Sensors,Recessed Fixtures Damp Location Rated,Use With Timers,Use With Photo and/or Motion Sensors,Recessed Fixtures Home / Light Bulbs / LED / LED Reflector / Green Creative - 40637 - 14BR40DIM/830 Revolutionary CLOUD Design; Suitable for Totally Enclosed Fixtures; Suitable for Damp Locations 14W BR40 LED Lamp - Universal - 1140 Lumens - Warm White (3000K) - 82 CRI - 25000 Hours - E26 (Medium) - 120 to 130V Green Creative - 40637 - 14BR40DIM/830 | 3000 | 82 | 1140 | 81.4286 | 25000 | 14 | 1 | 1 | 1 | 1.175 | 2020Q3 | https://shop.regencylighting.com/lamps/led/reflector/14br40dim-830-grc.html | Regency Lighting | 2020 | No
LED Lighting | Reflector | Green Creative | True |  | Reflector (Flood/Spot) | BR40 | E26 (Medium) | Damp Location Rated,Recessed Fixtures Damp Location Rated,Recessed Fixtures Home / Light Bulbs / LED / LED Reflector / Green Creative - 98467 - 15.5BR40DIM/830 Energy Star Certified; Shatterproof; Not Intended for Totally Enclosed Fixtures; Suitable for Damp Locations 15.5W BR40 LED Lamp - Universal - 1100 Lumens - Warm White (3000K) - 82 CRI - 25000 Hours - E26 (Medium) - 120 to 130V Green Creative - 98467 - 15.5BR40DIM/830 | 3000 | 82 | 1100 | 70.9677 | 15000 | 15.5 | 1 | 5.19 | 5.19 | 6.0985 | 2020Q3 | https://shop.regencylighting.com/lamps/led/reflector/15-5br40dim-830-grc.html | Regency Lighting | 2020 | Yes
LED Lighting | Reflector | Satco | True |  | Reflector (Flood/Spot) | BR40 | E26 (Medium) | Damp Location Rated,Recessed Fixtures Damp Location Rated,Recessed Fixtures Home / Light Bulbs / LED / LED Reflector / Satco - S9615 - 16.5BR40/LED/2700K/1075L/90CRI Energy Star Rated; Damp Location Rated 16.5W BR40 LED Lamp - 1075 Lumens - Warm White (2700K) - 90 CRI - 25000 Hours - E26 (Medium) - 120 to 130V - Frost Satco - S9615 - 16.5BR40/LED/2700K/1075L/90CRI | 2700 | 91 | 1075 | 65.1515 | 25000 | 16.5 | 1 | 10.82 | 10.82 | 12.7139 | 2020Q3 | https://shop.regencylighting.com/lamps/led/reflector/16-5br40-led-2700k-1075l-90cri-s9615.html | Regency Lighting | 2020 | Yes
LED Lighting | Reflector | Satco | True |  | Reflector (Flood/Spot) | BR40 | E26 (Medium) | Damp Location Rated,Recessed Fixtures Damp Location Rated,Recessed Fixtures Home / Light Bulbs / LED / LED Reflector / Satco - S9640 - 16.5BR40/LED/4000K/1200L/120V BR40 LED Bulb 16.5W BR40 LED Lamp - Cool White (4000K) - 80 CRI - E26 (Medium) - 120 to 130V Satco - S9640 - 16.5BR40/LED/4000K/1200L/120V | 4000 | 82 | 1280 | 77.5758 | 25000 | 16.5 | 1 | 12.64 | 12.64 | 14.8525 | 2020Q3 | https://shop.regencylighting.com/lamps/led/reflector/16-5br40-led-4000k-1200l-120v-s9640.html | Regency Lighting | 2020 | Yes
LED Lighting | Reflector | Maxlite | True |  | Reflector (Flood/Spot) | BR40 | E26 (Medium) | Damp Location Rated,Recessed Fixtures Damp Location Rated,Recessed Fixtures Home / Light Bulbs / LED / LED Reflector / Maxlite - 14099418 - 17BR40DLED27/G3 Energy Star Rated 17W BR40 LED Lamp - Universal - 1400 Lumens - Warm White (2700K) - 82 CRI - 25000 Hours - E26 (Medium) - 120 to 130V Maxlite - 14099418 - 17BR40DLED27/G3 | 2700 | 82 | 1400 | 82.3529 | 25000 | 17 | 1 | 11.3 | 11.3 | 13.2779 | 2020Q3 | https://shop.regencylighting.com/lamps/led/reflector/17br40dled27-g3-mxt.html | Regency Lighting | 2020 | Yes
LED Lighting | Reflector | Satco | True |  | Reflector (Flood/Spot) | R20 | E26 (Medium) | None,Recessed Fixtures None,Recessed Fixtures Home / Light Bulbs / LED / LED Reflector / Satco - S9614 - 6.5R20/LED/2700K/450L/90CRI Energy Star Rated; Approved for Enclosed Fixtures; Damp Location Rated 6.5W R20 LED Lamp - 450 Lumens - Warm White (2700K) - 90 CRI - 25000 Hours - E26 (Medium) - 120 to 130V - Frost Satco - S9614 - 6.5R20/LED/2700K/450L/90CRI | 2700 | 91 | 450 | 69.2308 | 25000 | 6.5 | 1 | 7.19 | 7.19 | 8.4485 | 2020Q3 | https://shop.regencylighting.com/lamps/led/reflector/6-5r20-led-2700k-450l-90cri-s9614.html | Regency Lighting | 2020 | Yes
LED Lighting | Reflector | Satco | True |  | Reflector (Flood/Spot) | R20 | E26 (Medium) | Damp Location Rated,Recessed Fixtures Damp Location Rated,Recessed Fixtures Home / Light Bulbs / LED / LED Reflector / Satco - S9631 - 6.5R20/LED/3000K/540L/120V R20 LED Bulb 6.5W R20 LED Lamp - Universal - Warm White (3000K) - 80 CRI - E26 (Medium) - 120 to 130V Satco - S9631 - 6.5R20/LED/3000K/540L/120V | 3000 | 83 | 540 | 83.0769 | 25000 | 6.5 | 1 | 6.82 | 6.82 | 8.0138 | 2020Q3 | https://shop.regencylighting.com/lamps/led/reflector/6-5r20-led-3000k-540l-120v-s9631.html | Regency Lighting | 2020 | Yes
LED Lighting | Reflector | Green Creative | True |  | Reflector (Flood/Spot) | R20 | E26 (Medium) | Damp Location Rated,Not Rated for Recessed Fixtures Damp Location Rated,Not Rated for Recessed Fixtures Home / Light Bulbs / LED / LED Reflector / Green Creative - 58001 - 6.5R20DIM/8CCTD Cloud Design; Smooth Warm Dimming from 2700-2200K; Suitable for Use in Totally Enclosed Fixtures; Suitable for Damp Locations; Energy Star Rated 6.5W R20 LED Reflector Lamp - Universal - 500 Lumens - Warm White (2200 to 2700K) - 82 CRI - 25000 hrs. - E26 (Medium) - 120 to 130V Green Creative - 58001 - 6.5R20DIM/8CCTD | 2700 | 83 | 500 | 72.4638 | 25000 | 6.9 | 1 | 2.73 | 2.73 | 3.2079 | 2020Q3 | https://shop.regencylighting.com/lamps/led/reflector/6-5r20dim-8cctd-58001.html | Regency Lighting | 2020 | Yes
LED Lighting | Reflector | MaxLite | True | Daylighting/Photocell, | Reflector (Flood/Spot) | R20 | E26 (Medium) | Damp Location Rated,Use With Timers,Use With Photo and/or Motion Sensors,Shatter Resistant,Recessed Fixtures Damp Location Rated,Use With Timers,Use With Photo and/or Motion Sensors,Shatter Resistant,Recessed Fixtures Home / Light Bulbs / LED / LED Reflector / Maxlite - 14099046 - 7BR20DLED27/G3 Energy Star Rated; Suitable for Damp Locations; Not for Use in Totally Enclosed Fixtures 7W BR20 LED Lamp - 550 Lumens - Warm White (2700K) - 82 CRI - 25000 Hours - E26 (Medium) - 120 to 130V Maxlite - 14099046 - 7BR20DLED27/G3 | 2700 | 84 | 550 | 78.5714 | 25000 | 7 | 1 | 4.12 | 4.12 | 4.8412 | 2020Q3 | https://shop.regencylighting.com/lamps/led/reflector/7br20dled27-g3-mxt.html | Regency Lighting | 2020 | Yes
LED Lighting | Reflector | MaxLite | True |  | Reflector (Flood/Spot) | R20 | E26 (Medium) | Damp Location Rated,Recessed Fixtures Damp Location Rated,Recessed Fixtures Home / Light Bulbs / LED / LED Reflector / Maxlite - 14099048 - 7BR20DLED40/G3 Energy Star Rated; Suitable for Damp Locations; Not for Use in Totally Enclosed Fixtures 7W BR20 LED Lamp - 550 Lumens - Cool White (4000K) - 82 CRI - 25000 Hours - E26 (Medium) - 120 to 130V Maxlite - 14099048 - 7BR20DLED40/G3 | 4000 | 84 | 550 | 78.5714 | 25000 | 7 | 1 | 4.12 | 4.12 | 4.8412 | 2020Q3 | https://shop.regencylighting.com/lamps/led/reflector/7br20dled40-g3-mxt.html | Regency Lighting | 2020 | Yes
LED Lighting | Reflector | Maxlite | True |  | Reflector (Flood/Spot) | BR30 | E26 (Medium) | Damp Location Rated,Recessed Fixtures Damp Location Rated,Recessed Fixtures Home / Light Bulbs / LED / LED Reflector / Maxlite - 76557 - 8BR30DLED27/G2 Environmentally Friendly; Maintained Lumens 8W BR30 LED Lamp - Universal - 650 Lumens - Warm White (2700K) - 82 CRI - 25000 Hours - E26 (Medium) - 120 to 130V Maxlite - 76557 - 8BR30DLED27/G2 | 2700 | 82 | 650 | 81.25 | 25000 | 8 | 12 | 67.2 | 5.6 | 6.5802 | 2020Q3 | https://shop.regencylighting.com/lamps/led/reflector/8br30dled27-g2-mxt.html | Regency Lighting | 2020 | Yes
LED Lighting | Reflector | Maxlite | True | Daylighting/Photocell, | Reflector (Flood/Spot) | BR30 | E26 (Medium) | Damp Location Rated,Use With Timers,Use With Photo and/or Motion Sensors,Shatter Resistant,Recessed Fixtures Damp Location Rated,Use With Timers,Use With Photo and/or Motion Sensors,Shatter Resistant,Recessed Fixtures Home / Light Bulbs / LED / LED Reflector / Maxlite - 14099049 - 8BR30DLED27/G3 Energy Star Rated 8W BR30 LED Lamp - Universal - 650 Lumens - Warm White (2700K) - 84 CRI - 25000 Hours - E26 (Medium) - 120 to 130V Maxlite - 14099049 - 8BR30DLED27/G3 | 2700 | 84 | 650 | 81.25 | 25000 | 8 | 1 | 5.75 | 5.75 | 6.7565 | 2020Q3 | https://shop.regencylighting.com/lamps/led/reflector/8br30dled27-g3-mxt.html | Regency Lighting | 2020 | Yes
LED Lighting | Reflector | Maxlite | True |  | Reflector (Flood/Spot) | BR30 | E26 (Medium) | Damp Location Rated,Recessed Fixtures Damp Location Rated,Recessed Fixtures Home / Light Bulbs / LED / LED Reflector / Maxlite - 77628 - 8BR30DLED30/G2 Environmentally Friendly; Maintained Lumens 8W BR30 LED Lamp - Universal - 650 Lumens - Warm White (3000K) - 82 CRI - 25000 Hours - E26 (Medium) - 120 to 130V Maxlite - 77628 - 8BR30DLED30/G2 | 3000 | 84 | 650 | 81.25 | 25000 | 8 | 12 | 67.2 | 5.6 | 6.5802 | 2020Q3 | https://shop.regencylighting.com/lamps/led/reflector/8br30dled30-g2-mxt.html | Regency Lighting | 2020 | Yes
LED Lighting | Reflector | Maxlite | True | Daylighting/Photocell, | Reflector (Flood/Spot) | BR30 | E26 (Medium) | Damp Location Rated,Use With Timers,Use With Photo and/or Motion Sensors,Shatter Resistant,Recessed Fixtures Damp Location Rated,Use With Timers,Use With Photo and/or Motion Sensors,Shatter Resistant,Recessed Fixtures Home / Light Bulbs / LED / LED Reflector / Maxlite - 14099050 - 8BR30DLED30/G3 Energy Star Certified, Not Rated for Enclosed Fixtures; Damp Location Rated 8W BR30 LED Lamp - 650 Lumens - Warm White (3000K) - 80 CRI - 25000 hrs. - E26 (Medium) - 120 to 130V Maxlite - 14099050 - 8BR30DLED30/G3 | 3000 | 83 | 650 | 81.25 | 25000 | 8 | 1 | 6.04 | 6.04 | 7.0972 | 2020Q3 | https://shop.regencylighting.com/lamps/led/reflector/8br30dled30-g3-mxt.html | Regency Lighting | 2020 | Yes
LED Lighting | Reflector | Maxlite | True |  | Reflector (Flood/Spot) | BR30 | E26 (Medium) | Damp Location Rated,Recessed Fixtures Damp Location Rated,Recessed Fixtures Home / Light Bulbs / LED / LED Reflector / Maxlite - 77629 - 8BR30DLED40/G2 Environmentally Friendly; Maintained Lumens 8W BR30 LED Lamp - Universal - 650 Lumens - Cool White (4000K) - 84 CRI - 25000 Hours - E26 (Medium) - 120 to 130V Maxlite - 77629 - 8BR30DLED40/G2 | 4000 | 83 | 650 | 81.25 | 25000 | 8 | 12 | 67.2 | 5.6 | 6.5802 | 2020Q3 | https://shop.regencylighting.com/lamps/led/reflector/8br30dled40-g2-mxt.html | Regency Lighting | 2020 | Yes
LED Lighting | Reflector | Maxlite | True | Daylighting/Photocell, | Reflector (Flood/Spot) | BR30 | E26 (Medium) | Damp Location Rated,Use With Timers,Use With Photo and/or Motion Sensors,Shatter Resistant,Recessed Fixtures Damp Location Rated,Use With Timers,Use With Photo and/or Motion Sensors,Shatter Resistant,Recessed Fixtures Home / Light Bulbs / LED / LED Reflector / Maxlite - 14099051 - 8BR30DLED40/G3 Energy Star Rated; Dry and Damp Location Rated 8W BR30 LED Lamp - Universal - 650 Lumens - Cool White (4000K) - 81 CRI - 25000 Hours - E26 (Medium) - 120 to 130V Maxlite - 14099051 - 8BR30DLED40/G3 | 4000 | 84 | 650 | 81.25 | 25000 | 8 | 1 | 6.04 | 6.04 | 7.0972 | 2020Q3 | https://shop.regencylighting.com/lamps/led/reflector/8br30dled40-g3-mxt.html | Regency Lighting | 2020 | Yes
LED Lighting | Reflector | Maxlite | True | Daylighting/Photocell, | Reflector (Flood/Spot) | BR30 | E26 (Medium) | Damp Location Rated,Use With Timers,Use With Photo and/or Motion Sensors,Shatter Resistant,Recessed Fixtures Damp Location Rated,Use With Timers,Use With Photo and/or Motion Sensors,Shatter Resistant,Recessed Fixtures Home / Light Bulbs / LED / LED Reflector / Maxlite - 14099657 - 8BR30DLED50/G3 Energy Star Certified, Not Rated for Enclosed Fixtures; Damp Location Rated 8W BR30 LED Lamp - 650 Lumens - Daylight (5000K) - 80 CRI - 25000 hrs. - E26 (Medium) - 120 to 130V Maxlite - 14099657 - 8BR30DLED50/G3 | 5000 | 85 | 650 | 81.25 | 25000 | 8 | 1 | 6.04 | 6.04 | 7.0972 | 2020Q3 | https://shop.regencylighting.com/lamps/led/reflector/8br30dled50-g3-mxt.html | Regency Lighting | 2020 | Yes
LED Lighting | Reflector | Satco | True |  | Reflector (Flood/Spot) | BR30 | E26 (Medium) | Damp Location Rated,Recessed Fixtures Damp Location Rated,Recessed Fixtures Home / Light Bulbs / LED / LED Reflector / Satco - S9625 - 9.5BR30/LED/2700K/650L/120V/D Energy Star Rated; Damp Location Rated 9.5W BR30 LED Lamp - 650 Lumens - Warm White (2700K) - 90 CRI - 25000 Hours - E26 (Medium) - 120 to 130V - Frost Satco - S9625 - 9.5BR30/LED/2700K/650L/120V/D | 2700 | 93 | 650 | 68.4211 | 25000 | 9.5 | 1 | 10.82 | 10.82 | 12.7139 | 2020Q3 | https://shop.regencylighting.com/lamps/led/reflector/9-5br30-led-2700k-650l-120v-d-s9625.html | Regency Lighting | 2020 | Yes
LED Lighting | Reflector | Satco | True |  | Reflector (Flood/Spot) | BR30 | E26 (Medium) | Damp Location Rated,Recessed Fixtures Damp Location Rated,Recessed Fixtures Home / Light Bulbs / LED / LED Reflector / Satco - S9620 - 9.5BR30/LED/2700K/750L/120V/D BR30 LED Bulb 9.5W BR30 LED Lamp - 750 Lumens - Warm White (2700K) - 80 CRI - E26 (Medium) - 120 to 130V Satco - S9620 - 9.5BR30/LED/2700K/750L/120V/D | 2700 | 82 | 750 | 78.9474 | 25000 | 9.5 | 1 | 9 | 9 | 10.5753 | 2020Q3 | https://shop.regencylighting.com/lamps/led/reflector/9-5br30-led-2700k-750l-120v-d-s9620.html | Regency Lighting | 2020 | Yes
LED Lighting | Reflector | Satco | True |  | Reflector (Flood/Spot) | BR30 | GU24 | Damp Location Rated,Recessed Fixtures Damp Location Rated,Recessed Fixtures Home / Light Bulbs / LED / LED Reflector / Satco - S9626 - 9.5BR30/LED/2700K/GU24/650L/120 Energy Star Rated; Damp Location Rated 9.5W BR30 LED Lamp - 650 Lumens - Warm White (2700K) - 90 CRI - 25000 Hours - GU24 (Bi-Pin / Twist & Lock) - 120 to 130V - Frost Satco - S9626 - 9.5BR30/LED/2700K/GU24/650L/120 | 2700 | 93 | 650 | 68.4211 | 25000 | 9.5 | 1 | 7.19 | 7.19 | 8.4485 | 2020Q3 | https://shop.regencylighting.com/lamps/led/reflector/9-5br30-led-2700k-gu24-650l-120-s9626.html | Regency Lighting | 2020 | Yes
LED Lighting | Reflector | Satco | True |  | Reflector (Flood/Spot) | BR30 | GU24 | Damp Location Rated,Recessed Fixtures Damp Location Rated,Recessed Fixtures Home / Light Bulbs / LED / LED Reflector / Satco - S9624 - 9.5BR30/LED/2700K/GU24/750L/120 Solid State LED Lighting; Reflector Replacement Lamp; Long Life; Dimmable 9.5W BR30 LED Lamp - Universal - 750 Lumens - Warm White (2700K) - 80 CRI - 25000 Hours - GU24 (Bi-Pin / Twist & Lock) - 120 to 130V - Gray Satco - S9624 - 9.5BR30/LED/2700K/GU24/750L/120 | 2700 | 82 | 750 | 78.9474 | 25000 | 9.5 | 12 | 129.84 | 10.82 | 12.7139 | 2020Q3 | https://shop.regencylighting.com/lamps/led/reflector/9-5br30-led-2700k-gu24-750l-120-s9624.html | Regency Lighting | 2020 | Yes
LED Lighting | Reflector | Satco | True |  | Reflector (Flood/Spot) | BR30 | E26 (Medium) | Damp Location Rated,Recessed Fixtures Damp Location Rated,Recessed Fixtures Home / Light Bulbs / LED / LED Reflector / Satco - S8578 - 9.5BR30/LED/3000K/650L/120V/D Energy Star Rated; Damp Location Rated 9.5W BR30 LED Lamp - 650 Lumens - Warm White (3000K) - 90 CRI - 25000 Hours - E26 (Medium) - 120 to 130V - Frost Satco - S8578 - 9.5BR30/LED/3000K/650L/120V/D | 3000 | 93 | 650 | 68.4211 | 25000 | 9.5 | 1 | 9 | 9 | 10.5753 | 2020Q3 | https://shop.regencylighting.com/lamps/led/reflector/9-5br30-led-3000k-650l-120v-d-s8578.html | Regency Lighting | 2020 | Yes
LED Lighting | Reflector | Satco | True |  | Reflector (Flood/Spot) | BR30 | E26 (Medium) | Damp Location Rated,Recessed Fixtures Damp Location Rated,Recessed Fixtures Home / Light Bulbs / LED / LED Reflector / Satco - S9621 - 9.5BR30/LED/3000K/800L/120V/D BR30 LED Bulb 9.5W BR30 LED Lamp - Universal - 750 Lumens - Warm White (3000K) - 80 CRI - 25000 Hours - E26 (Medium) - 120 to 130V Satco - S9621 - 9.5BR30/LED/3000K/800L/120V/D | 3000 | 83 | 800 | 84.2105 | 25000 | 9.5 | 1 | 9 | 9 | 10.5753 | 2020Q3 | https://shop.regencylighting.com/lamps/led/reflector/9-5br30-led-3000k-800l-120v-d-s9621.html | Regency Lighting | 2020 | Yes
LED Lighting | Reflector | Satco | True |  | Reflector (Flood/Spot) | BR30 | E26 (Medium) | Damp Location Rated,Recessed Fixtures Damp Location Rated,Recessed Fixtures Home / Light Bulbs / LED / LED Reflector / Satco - S9622 - 9.5BR30/LED/4000K/750L/120V/D BR30 LED Bulb 90W BR30 LED Lamp - Cool White (4000K) - 80 CRI - E26 (Medium) - 120 to 130V Satco - S9622 - 9.5BR30/LED/4000K/750L/120V/D | 4000 | 83 | 830 | 87.3684 | 25000 | 9.5 | 1 | 7.19 | 7.19 | 8.4485 | 2020Q3 | https://shop.regencylighting.com/lamps/led/reflector/9-5br30-led-4000k-750l-120v-d-s9622.html | Regency Lighting | 2020 | Yes
LED Lighting | Reflector | Satco | True | Daylighting/Photocell, | Reflector (Flood/Spot) | BR30 | E26 (Medium) | Damp Location Rated,Recessed Fixtures Damp Location Rated,Recessed Fixtures Home / Light Bulbs / LED / LED Reflector / Satco - S9623 - 9.5BR30/LED/5000K/750L/120V/D BR30 LED Bulb 9.5W BR30 LED Lamp - Daylight (5000K) - 80 CRI - E26 (Medium) - 120 to 130V Satco - S9623 - 9.5BR30/LED/5000K/750L/120V/D | 5000 | 81 | 860 | 90.5263 | 25000 | 9.5 | 1 | 9 | 9 | 10.5753 | 2020Q3 | https://shop.regencylighting.com/lamps/led/reflector/9-5br30-led-5000k-750l-120v-d-s9623.html | Regency Lighting | 2020 | Yes
LED Lighting | Reflector | Philips | True |  | Reflector (Flood/Spot) | R40 | E26 (Medium) | Damp Location Rated,Recessed Fixtures Damp Location Rated,Recessed Fixtures Home / Light Bulbs / LED / LED Reflector / Philips - 530642 - 9BR30/LED/827-22/DIM 120V CA BR30 LED Bulb 9W BR30 LED Lamp - Warm White (2200 to 2700K) - 80 CRI - 25000 Hours - E26 (Medium) - 120 to 130V - Frost Philips - 530642 - 9BR30/LED/827-22/DIM 120V CA | 3000 | 82 | 1200 | 72.7273 | 25000 | 16.5 | 1 | 11 | 11 | 12.9254 | 2020Q3 | https://shop.regencylighting.com/lamps/led/reflector/9br30-led-827-22-dim-120v-ca-53064-2.html | Regency Lighting | 2020 | Yes
LED Lighting | Reflector | Green Creative | True |  | Reflector (Flood/Spot) | BR30 | E26 (Medium) | Damp Location Rated,Recessed Fixtures Damp Location Rated,Recessed Fixtures Home / Light Bulbs / LED / LED Reflector / Green Creative - 57885 - 9BR30DIM/8CCTD Cloud Design; Smooth Warm Dimming from 2700-2200K; Suitable for Use in Totally Enclosed Fixtures; Energy Star Rated 9W BR30 LED Reflector Lamp - 650 Lumens - Warm White (2200 to 2700K) - 80 CRI - 25000 hrs. - E26 (Medium) - 120 to 130V Green Creative - 57885 - 9BR30DIM/8CCTD | 2700 | 84 | 650 | 72.2222 | 25000 | 9 | 1 | 10.15 | 10.15 | 11.9266 | 2020Q3 | https://shop.regencylighting.com/lamps/led/reflector/9br30dim-8cctd-grc.html | Regency Lighting | 2020 | Yes
LED Lighting | Reflector | Cree | True |  | Reflector (Flood/Spot) | BR30 | E26 (Medium) | None,Recessed Fixtures None,Recessed Fixtures Home / Light Bulbs / LED / LED Reflector / Cree - BR30-65W-27K-U1 Energy Star Certified; Damp Location Rated; Suitable for Enclosed Fixtures 8W BR30 LED Lamp - Universal - 665 Lumens - Warm White (2700K) - 85 CRI - 25000 Hours - E26 (Medium) - 120 to 130V Cree - BR30-65W-27K-U1 | 2700 | 91 | 665 | 75.5682 | 35000 | 8.8 | 1 | 10.2 | 10.2 | 11.9854 | 2020Q3 | https://shop.regencylighting.com/lamps/led/reflector/br30-65w-27k-u1-cre.html | Regency Lighting | 2020 | Yes
LED Lighting | Reflector | TCP | True |  | Reflector (Flood/Spot) | R20 | E26 (Medium) | Damp Location Rated,Recessed Fixtures Damp Location Rated,Recessed Fixtures Home / Light Bulbs / LED / LED Reflector / TCP - L50R20D2527KCQ Suitable for Damp Locations; Suitable for Use in Totally Enclosed Fixtures; Title 24 Compliant; Energy Star Approved; Shatter Resistant 7W R20 LED Reflector Lamp - Universal - 525 Lumens - Warm White (2700K) - 90 CRI - 25000 hrs. - E26 (Medium) - 120 to 130V TCP - L50R20D2527KCQ | 2700 | 93 | 525 | 75 | 25000 | 7 | 1 | 3.98 | 3.98 | 4.6767 | 2020Q3 | https://shop.regencylighting.com/lamps/led/reflector/l50r20d2527kcq-tcp.html | Regency Lighting | 2020 | Yes
LED Lighting | Reflector | TCP | True |  | Reflector (Flood/Spot) | R20 | E26 (Medium) | Damp Location Rated,Recessed Fixtures Damp Location Rated,Recessed Fixtures Home / Light Bulbs / LED / LED Reflector / TCP - L7R20D2527K E26 LED Dimmable Lamp 7W R20 LED Lamp - Warm White (2700K) - E26 (Medium) TCP - L7R20D2527K | 2700 | 84 | 525 | 70 | 20000 | 7.5 | 1 | 3.78 | 3.78 | 4.4416 | 2020Q3 | https://shop.regencylighting.com/lamps/led/reflector/l7r20d2527k-tcp.html | Regency Lighting | 2020 | Yes
LED Lighting | Reflector | TCP | True |  | Reflector (Flood/Spot) | R20 | E26 (Medium) | Damp Location Rated,Recessed Fixtures Damp Location Rated,Recessed Fixtures Home / Light Bulbs / LED / LED Reflector / TCP - L7R20D2530K E26 LED Dimmable Lamp 7W R20 LED Lamp - Warm White (3000K) - E26 (Medium) TCP - L7R20D2530K | 3000 | 84 | 525 | 70 | 20000 | 7.5 | 1 | 3.78 | 3.78 | 4.4416 | 2020Q3 | https://shop.regencylighting.com/lamps/led/reflector/l7r20d2530k-tcp.html | Regency Lighting | 2020 | Yes
LED Lighting | Reflector | TCP | True |  | Reflector (Flood/Spot) | R20 | E26 (Medium) | Damp Location Rated,Recessed Fixtures Damp Location Rated,Recessed Fixtures Home / Light Bulbs / LED / LED Reflector / TCP - L7R20D2541K E26 LED Dimmable Lamp 7W R20 LED Lamp - Cool White (4100K) - E26 (Medium) TCP - L7R20D2541K | 4000 | 84 | 525 | 70 | 20000 | 7.5 | 1 | 3.78 | 3.78 | 4.4416 | 2020Q3 | https://shop.regencylighting.com/lamps/led/reflector/l7r20d2541k-tcp.html | Regency Lighting | 2020 | Yes
LED Lighting | Reflector | TCP | True | Daylighting/Photocell, | Reflector (Flood/Spot) | R20 | E26 (Medium) | Damp Location Rated,Recessed Fixtures Damp Location Rated,Recessed Fixtures Home / Light Bulbs / LED / LED Reflector / TCP - L7R20D2550K E26 LED Dimmable Lamp 7W R20 LED Lamp - Daylight (5000K) - E26 (Medium) TCP - L7R20D2550K | 5000 | 88 | 525 | 70 | 20000 | 7.5 | 1 | 3.78 | 3.78 | 4.4416 | 2020Q3 | https://shop.regencylighting.com/lamps/led/reflector/l7r20d2550k-tcp.html | Regency Lighting | 2020 | Yes
LED Lighting | Reflector | TCP | True |  | Reflector (Flood/Spot) | BR40 | E26 (Medium) | Damp Location Rated,Recessed Fixtures Damp Location Rated,Recessed Fixtures Home / Light Bulbs / LED / LED Reflector / TCP - L85BR40D2541KCQ California Quality LED Lamp; Title 24 and Title 20 Compliant; Shatter Resistant 13.5W BR40 LED Reflector Lamp - Universal - 1065 Lumens - Cool White (4100K) - 90 CRI - 25000 hrs. - E26 (Medium) - 120 to 130V TCP - L85BR40D2541KCQ | 4000 | 92 | 1065 | 78.8889 | 25000 | 13.5 | 1 | 9.5 | 9.5 | 11.1629 | 2020Q3 | https://shop.regencylighting.com/lamps/led/reflector/l85br40d2541kcq-tcp.html | Regency Lighting | 2020 | Yes
LED Lighting | Reflector | TCP | False |  | Reflector (Flood/Spot) | BR30 | E26 (Medium) | Damp Location Rated,Recessed Fixtures Damp Location Rated,Recessed Fixtures Home / Light Bulbs / LED / LED Reflector / TCP - LED10BR3027K Damp Location 10W BR30 LED Lamp - Universal - 650 Lumens - Warm White (2700K) - 82 CRI - 25000 Hours - E26 (Medium) - 120 to 130V - White TCP - LED10BR3027K | 2700 | 82 | 650 | 76.4706 | 25000 | 8.5 | 12 | 86.04 | 7.17 | 8.425 | 2020Q3 | https://shop.regencylighting.com/lamps/led/reflector/led10br3027k-tcp.html | Regency Lighting | 2020 | Yes
LED Lighting | Reflector | TCP |  |  | Reflector (Flood/Spot) | BR30 | E26 (Medium) | Damp Location Rated,Recessed Fixtures Damp Location Rated,Recessed Fixtures Home / Light Bulbs / LED / LED Reflector / TCP - LED10BR3030K E26 LED Lamp 10W BR30 LED Lamp - Universal - Warm White (3000K) - E26 (Medium) - 120 to 130V TCP - LED10BR3030K | 3000 | 84 | 650 | 76.4706 | 25000 | 8.5 | 1 | 7.17 | 7.17 | 8.425 | 2020Q3 | https://shop.regencylighting.com/lamps/led/reflector/led10br3030k-tcp.html | Regency Lighting | 2020 | Yes
LED Lighting | Reflector | TCP | False |  | Reflector (Flood/Spot) | BR30 | E26 (Medium) | Damp Location Rated,Recessed Fixtures Damp Location Rated,Recessed Fixtures Home / Light Bulbs / LED / LED Reflector / TCP - LED10BR3041K Damp Location 10W BR30 LED Lamp - Universal - 700 Lumens - Cool White (4100K) - 82 CRI - 25000 Hours - E26 (Medium) - 120 to 130V - White TCP - LED10BR3041K | 4000 | 82 | 700 | 82.3529 | 25000 | 8.5 | 12 | 86.04 | 7.17 | 8.425 | 2020Q3 | https://shop.regencylighting.com/lamps/led/reflector/led10br3041k-tcp.html | Regency Lighting | 2020 | Yes
LED Lighting | Reflector | TCP |  | Daylighting/Photocell, | Reflector (Flood/Spot) | BR30 | E26 (Medium) | Damp Location Rated,Recessed Fixtures Damp Location Rated,Recessed Fixtures Home / Light Bulbs / LED / LED Reflector / TCP - LED10BR3050K E26 LED Lamp 10W BR30 LED Lamp - Daylight (5000K) - E26 (Medium) - 120 to 130V TCP - LED10BR3050K | 5000 | 84 | 750 | 88.2353 | 25000 | 8.5 | 1 | 7.17 | 7.17 | 8.425 | 2020Q3 | https://shop.regencylighting.com/lamps/led/reflector/led10br3050k-tcp.html | Regency Lighting | 2020 | Yes
LED Lighting | Reflector | TCP | True |  | Reflector (Flood/Spot) | BR30 | E26 (Medium) | Damp Location Rated,Recessed Fixtures Damp Location Rated,Recessed Fixtures Home / Light Bulbs / LED / LED Reflector / TCP - LED10BR30D27K95 Damp Location 10W BR30 LED Lamp - Universal - 650 Lumens - Warm White (2700K) - 90 CRI - 25000 Hours - E26 (Medium) - 120 to 130V - White TCP - LED10BR30D27K95 | 2700 | 92 | 650 | 65 | 25000 | 10 | 12 | 105.12 | 8.76 | 10.2933 | 2020Q3 | https://shop.regencylighting.com/lamps/led/reflector/led10br30d27k95-tcp.html | Regency Lighting | 2020 | Yes
LED Lighting | Reflector | TCP |  |  | Reflector (Flood/Spot) | R20 | E26 (Medium) | Damp Location Rated,Recessed Fixtures Damp Location Rated,Recessed Fixtures Home / Light Bulbs / LED / LED Reflector / TCP - LED10R2027K R20 LED Lamp 10W R20 LED Lamp - Warm White (2700K) - E26 (Medium) TCP - LED10R2027K | 2700 | 82 | 700 | 70 | 25000 | 10 | 1 | 8.8 | 8.8 | 10.3403 | 2020Q3 | https://shop.regencylighting.com/lamps/led/reflector/led10r2027k-tcp.html | Regency Lighting | 2020 | Yes
LED Lighting | Reflector | TCP |  |  | Reflector (Flood/Spot) | R20 | E26 (Medium) | Damp Location Rated,Recessed Fixtures Damp Location Rated,Recessed Fixtures Home / Light Bulbs / LED / LED Reflector / TCP - LED10R2030K R20 LED Lamp 10W R20 LED Lamp - Warm White (3000K) - E26 (Medium) TCP - LED10R2030K | 3000 | 82 | 725 | 72.5 | 25000 | 10 | 1 | 8.8 | 8.8 | 10.3403 | 2020Q3 | https://shop.regencylighting.com/lamps/led/reflector/led10r2030k-tcp.html | Regency Lighting | 2020 | Yes
LED Lighting | Reflector | TCP |  |  | Reflector (Flood/Spot) | R20 | E26 (Medium) | Damp Location Rated,Recessed Fixtures Damp Location Rated,Recessed Fixtures Home / Light Bulbs / LED / LED Reflector / TCP - LED10R2041K R20 LED Lamp 10W R20 LED Lamp - Cool White (4100K) - E26 (Medium) TCP - LED10R2041K | 4000 | 83 | 750 | 75 | 25000 | 10 | 1 | 8.8 | 8.8 | 10.3403 | 2020Q3 | https://shop.regencylighting.com/lamps/led/reflector/led10r2041k-tcp.html | Regency Lighting | 2020 | Yes
LED Lighting | Reflector | TCP | True |  | Reflector (Flood/Spot) | R20 | E26 (Medium) | Damp Location Rated,Recessed Fixtures Damp Location Rated,Recessed Fixtures Home / Light Bulbs / LED / LED Reflector / TCP - LED10R20D27K Damp Location 10W R20 LED Lamp - Universal - 660 Lumens - Warm White (2700K) - 82 CRI - 25000 Hours - E26 (Medium) - 120 to 130V - White TCP - LED10R20D27K | 2700 | 80 | 660 | 73.3333 | 25000 | 9 | 48 | 401.76 | 8.37 | 9.8351 | 2020Q3 | https://shop.regencylighting.com/lamps/led/reflector/led10r20d27k-tcp.html | Regency Lighting | 2020 | Yes
LED Lighting | Reflector | TCP | True |  | Reflector (Flood/Spot) | R20 | E26 (Medium) | Damp Location Rated,Recessed Fixtures Damp Location Rated,Recessed Fixtures Home / Light Bulbs / LED / LED Reflector / TCP - LED10R20D30K E26 LED Lamp 10W R20 LED Lamp - Universal - Warm White (3000K) - E26 (Medium) - 120 to 130V TCP - LED10R20D30K | 3000 | 84 | 660 | 73.3333 | 25000 | 9 | 1 | 8.37 | 8.37 | 9.8351 | 2020Q3 | https://shop.regencylighting.com/lamps/led/reflector/led10r20d30k-tcp.html | Regency Lighting | 2020 | Yes
LED Lighting | Reflector | TCP | True | Daylighting/Photocell, | Reflector (Flood/Spot) | R20 | E26 (Medium) | Damp Location Rated,Recessed Fixtures Damp Location Rated,Recessed Fixtures Home / Light Bulbs / LED / LED Reflector / TCP - LED10R20D50K E26 LED Lamp R20 LED Lamp - Daylight (5000K) - E26 (Medium) TCP - LED10R20D50K | 5000 | 83 | 750 | 83.3333 | 25000 | 9 | 1 | 8.37 | 8.37 | 9.8351 | 2020Q3 | https://shop.regencylighting.com/lamps/led/reflector/led10r20d50k-tcp.html | Regency Lighting | 2020 | Yes
LED Lighting | Reflector | Sylvania | True |  | Reflector (Flood/Spot) | BR40 | E26 (Medium) | Damp Location Rated,Not Rated for Recessed Fixtures Damp Location Rated,Not Rated for Recessed Fixtures Home / Light Bulbs / LED / LED Reflector / Sylvania - 40029 - LED11BR40/DIM/927/RP Indoor/Outdoor Damp Rated; CEC and JA8 Compliant 11W BR40 LED Lamp - 1000 Lumens - Warm White (2700K) - 90 CRI - 25000 Hours - E26 (Medium) Sylvania - 40029 - LED11BR40/DIM/927/RP | 2700 | 92 | 1074 | 97.6364 | 25000 | 11 | 1 | 11.31 | 11.31 | 13.2897 | 2020Q3 | https://shop.regencylighting.com/lamps/led/reflector/led11br40-dim-927-rp-40029.html | Regency Lighting | 2020 | Yes
LED Lighting | Reflector | Sylvania | True | Daylighting/Photocell, | Reflector (Flood/Spot) | BR40 | E26 (Medium) | Damp Location Rated,Not Rated for Recessed Fixtures Damp Location Rated,Not Rated for Recessed Fixtures Home / Light Bulbs / LED / LED Reflector / Sylvania - 40030 - LED11BR40/DIM/950/RP Indoor/Outdoor Damp Rated; CEC and JA8 Compliant 11W BR40 LED Lamp - 1000 Lumens - Daylight (5000K) - 90 CRI - 25000 Hours - E26 (Medium) Sylvania - 40030 - LED11BR40/DIM/950/RP | 5000 | 96 | 1075 | 97.7273 | 25000 | 11 | 1 | 11.31 | 11.31 | 13.2897 | 2020Q3 | https://shop.regencylighting.com/lamps/led/reflector/led11br40-dim-950-rp-40030.html | Regency Lighting | 2020 | Yes
LED Lighting | Reflector | TCP |  |  | Reflector (Flood/Spot) | BR30 | E26 (Medium) | Damp Location Rated,Recessed Fixtures Damp Location Rated,Recessed Fixtures Home / Light Bulbs / LED / LED Reflector / TCP - LED12BR3027K E26 LED Lamp 12W BR30 LED Lamp - 850 Lumens - Warm White (2700K) - E26 (Medium) - 120 to 130V TCP - LED12BR3027K | 2700 | 83 | 850 | 80.9524 | 25000 | 10.5 | 1 | 8.95 | 8.95 | 10.5166 | 2020Q3 | https://shop.regencylighting.com/lamps/led/reflector/led12br3027k-tcp.html | Regency Lighting | 2020 | Yes
LED Lighting | Reflector | TCP |  |  | Reflector (Flood/Spot) | BR30 | E26 (Medium) | Damp Location Rated,Recessed Fixtures Damp Location Rated,Recessed Fixtures Home / Light Bulbs / LED / LED Reflector / TCP - LED12BR3041K E26 LED Lamp 12W BR30 LED Lamp - Cool White (4100K) - E26 (Medium) - 120 to 130V TCP - LED12BR3041K | 4000 | 83 | 850 | 80.9524 | 25000 | 10.5 | 1 | 8.95 | 8.95 | 10.5166 | 2020Q3 | https://shop.regencylighting.com/lamps/led/reflector/led12br3041k-tcp.html | Regency Lighting | 2020 | Yes
LED Lighting | Reflector | TCP | True |  | Reflector (Flood/Spot) | BR30 | E26 (Medium) | Damp Location Rated,Recessed Fixtures Damp Location Rated,Recessed Fixtures Home / Light Bulbs / LED / LED Reflector / TCP - LED12BR30D27K Damp Location 12W BR30 LED Lamp - Universal - 850 Lumens - Warm White (2700K) - 82 CRI - 25000 Hours - E26 (Medium) - 120 to 130V - White TCP - LED12BR30D27K | 2700 | 83 | 850 | 80.9524 | 25000 | 10.5 | 12 | 57.6 | 4.8 | 5.6402 | 2020Q3 | https://shop.regencylighting.com/lamps/led/reflector/led12br30d27k-tcp.html | Regency Lighting | 2020 | Yes
LED Lighting | Reflector | TCP | True |  | Reflector (Flood/Spot) | BR30 | E26 (Medium) | Damp Location Rated,Recessed Fixtures Damp Location Rated,Recessed Fixtures Home / Light Bulbs / LED / LED Reflector / TCP - LED12BR30D30K Damp Location 12W BR30 LED Lamp - Universal - 875 Lumens - Warm White (3000K) - 82 CRI - 25000 Hours - E26 (Medium) - 120 to 130V - White TCP - LED12BR30D30K | 3000 | 82 | 850 | 80.9524 | 25000 | 10.5 | 12 | 57.6 | 4.8 | 5.6402 | 2020Q3 | https://shop.regencylighting.com/lamps/led/reflector/led12br30d30k-tcp.html | Regency Lighting | 2020 | Yes
LED Lighting | Reflector | TCP | True |  | Reflector (Flood/Spot) | BR30 | E26 (Medium) | Damp Location Rated,Recessed Fixtures Damp Location Rated,Recessed Fixtures Home / Light Bulbs / LED / LED Reflector / TCP - LED12BR30D41K Damp Location 12W BR30 LED Lamp - Universal - 900 Lumens - Cool White (4100K) - 82 CRI - 25000 Hours - E26 (Medium) - 120 to 130V - White TCP - LED12BR30D41K | 4000 | 84 | 900 | 85.7143 | 25000 | 10.5 | 12 | 57.6 | 4.8 | 5.6402 | 2020Q3 | https://shop.regencylighting.com/lamps/led/reflector/led12br30d41k-tcp.html | Regency Lighting | 2020 | Yes
LED Lighting | Reflector | TCP | True | Daylighting/Photocell, | Reflector (Flood/Spot) | BR30 | E26 (Medium) | Damp Location Rated,Recessed Fixtures Damp Location Rated,Recessed Fixtures Home / Light Bulbs / LED / LED Reflector / TCP - LED12BR30D50K BR30 LED Lamp 12W BR30 LED Lamp - Daylight (5000K) - E26 (Medium) - 120 to 130V TCP - LED12BR30D50K | 5000 | 84 | 900 | 85.7143 | 25000 | 10.5 | 1 | 4.8 | 4.8 | 5.6402 | 2020Q3 | https://shop.regencylighting.com/lamps/led/reflector/led12br30d50k-tcp.html | Regency Lighting | 2020 | Yes
LED Lighting | Reflector | Sylvania | True |  | Reflector (Flood/Spot) | BR40 | E26 (Medium) | Damp Location Rated,Recessed Fixtures Damp Location Rated,Recessed Fixtures Home / Light Bulbs / LED / LED Reflector / Sylvania - 78905 - LED12BR40/DIM/HO/835/G5/RP HO LED Reflector; Suitable for Damp Locations; Not Suitable for Totally Enclosed Fixtures 12W BR40 LED Lamp - Universal - 1100 Lumens - Neutral White (3500K) - 80 CRI - 25000 hrs. - E26 (Medium) Sylvania - 78905 - LED12BR40/DIM/HO/835/G5/RP | 3500 | 84 | 1100 | 91.6667 | 25000 | 12 | 1 | 12.34 | 12.34 | 14.5 | 2020Q3 | https://shop.regencylighting.com/lamps/led/reflector/led12br40-dim-ho-835-g5-rp-78905.html | Regency Lighting | 2020 | Yes
LED Lighting | Downlight | Sylvania | True |  | PAR30 |  |  | Downlight Solid State Retrofit Downlight Solid State Retrofit Home / Light Bulbs / LED / LED Reflector / Sylvania - 79622 - LED12LT6/DIM/SKE/827/RP Integrated Bulb and Trim; Suitable for Damp Locations; Use in Fixtures that support a Half Pound Lamp; 6" Fully Extended or 4" Fully Retracted Legth 12W LED Microdisk - Warm White (2700K) - E26 (Medium) - 120 to 130V Sylvania - 79622 - LED12LT6/DIM/SKE/827/RP | 2700 | 84 | 905 | 76.6949 | 64000 | 11.8 | 1 | 12.16 | 12.16 | 14.2885 | 2020Q3 | https://shop.regencylighting.com/lamps/led/reflector/led12lt6-dim-ske-827-rp-79622.html | Regency Lighting | 2020 | Yes
LED Lighting | Reflector | GE | True | Daylighting/Photocell, | Reflector (Flood/Spot) | BR40 | E26 (Medium) | Damp Location Rated,Use With Timers,Use With Photo and/or Motion Sensors,Recessed Fixtures Damp Location Rated,Use With Timers,Use With Photo and/or Motion Sensors,Recessed Fixtures Home / Light Bulbs / LED / LED Reflector / GE - 64176 - LED13DBR40/827 Damp Location Rated 13W BR40 LED Lamp - Universal - 1070 Lumens - Warm White (2700K) - 80 CRI - 25000 Hours - E26 (Medium) - 120 to 130V GE - 64176 - LED13DBR40/827 | 2700 | 82 | 1070 | 82.3077 | 25000 | 13 | 1 | 15.91 | 15.91 | 18.6949 | 2020Q3 | https://shop.regencylighting.com/lamps/led/reflector/led13dbr40-827-gem.html | Regency Lighting | 2020 | Yes
LED Lighting | Reflector | TCP |  |  | Reflector (Flood/Spot) | BR40 | E26 (Medium) | Damp Location Rated,Recessed Fixtures Damp Location Rated,Recessed Fixtures Home / Light Bulbs / LED / LED Reflector / TCP - LED17BR4027K E26 LED Lamp 17W BR40 LED Lamp - Warm White (2700K) - E26 (Medium) TCP - LED17BR4027K | 2700 | 83 | 1200 | 70.5882 | 25000 | 17 | 1 | 13.62 | 13.62 | 16.004 | 2020Q3 | https://shop.regencylighting.com/lamps/led/reflector/led17br4027k-tcp.html | Regency Lighting | 2020 | Yes
LED Lighting | Reflector | TCP |  |  | Reflector (Flood/Spot) | BR40 | E26 (Medium) | Damp Location Rated,Recessed Fixtures Damp Location Rated,Recessed Fixtures Home / Light Bulbs / LED / LED Reflector / TCP - LED17BR4030K E26 LED Lamp 17W BR40 LED Lamp - Warm White (3000K) - E26 (Medium) TCP - LED17BR4030K | 3000 | 84 | 1250 | 73.5294 | 25000 | 17 | 1 | 13.62 | 13.62 | 16.004 | 2020Q3 | https://shop.regencylighting.com/lamps/led/reflector/led17br4030k-tcp.html | Regency Lighting | 2020 | Yes
LED Lighting | Reflector | TCP |  |  | Reflector (Flood/Spot) | BR40 | E26 (Medium) | Damp Location Rated,Recessed Fixtures Damp Location Rated,Recessed Fixtures Home / Light Bulbs / LED / LED Reflector / TCP - LED17BR4041K E12 LED Lamp 17W BR40 LED Lamp - Cool White (4100K) - E12 (Candelabra) TCP - LED17BR4041K | 4000 | 82 | 1300 | 76.4706 | 25000 | 17 | 1 | 13.62 | 13.62 | 16.004 | 2020Q3 | https://shop.regencylighting.com/lamps/led/reflector/led17br4041k-tcp.html | Regency Lighting | 2020 | Yes
LED Lighting | Reflector | TCP | True |  | Reflector (Flood/Spot) | BR40 | E26 (Medium) | Damp Location Rated,Recessed Fixtures Damp Location Rated,Recessed Fixtures Home / Light Bulbs / LED / LED Reflector / TCP - LED17BR40D27K Damp Location 17W BR40 LED Lamp - Universal - 1200 Lumens - Warm White (2700K) - 82 CRI - 25000 Hours - E26 (Medium) - 120 to 130V - White TCP - LED17BR40D27K | 2700 | 83 | 1400 | 82.3529 | 25000 | 17 | 12 | 86.76 | 7.23 | 8.4955 | 2020Q3 | https://shop.regencylighting.com/lamps/led/reflector/led17br40d27k-tcp.html | Regency Lighting | 2020 | Yes
LED Lighting | Reflector | TCP | True |  | Reflector (Flood/Spot) | BR40 | E26 (Medium) | Damp Location Rated,Recessed Fixtures Damp Location Rated,Recessed Fixtures Home / Light Bulbs / LED / LED Reflector / TCP - LED17BR40D30K Damp Location 17W BR40 LED Lamp - Universal - 1250 Lumens - Warm White (3000K) - 82 CRI - 25000 Hours - E26 (Medium) - 120 to 130V - White TCP - LED17BR40D30K | 3000 | 84 | 1400 | 82.3529 | 25000 | 17 | 12 | 86.76 | 7.23 | 8.4955 | 2020Q3 | https://shop.regencylighting.com/lamps/led/reflector/led17br40d30k-tcp.html | Regency Lighting | 2020 | Yes
LED Lighting | Reflector | TCP | True |  | Reflector (Flood/Spot) | BR40 | E26 (Medium) | Damp Location Rated,Recessed Fixtures Damp Location Rated,Recessed Fixtures Home / Light Bulbs / LED / LED Reflector / TCP - LED17BR40D41K Damp Location 17W BR40 LED Lamp - Universal - 1300 Lumens - Cool White (4100K) - 82 CRI - 25000 Hours - E26 (Medium) - 120 to 130V - White TCP - LED17BR40D41K | 4000 | 85 | 1400 | 82.3529 | 25000 | 17 | 12 | 86.76 | 7.23 | 8.4955 | 2020Q3 | https://shop.regencylighting.com/lamps/led/reflector/led17br40d41k-tcp.html | Regency Lighting | 2020 | Yes
LED Lighting | Reflector | TCP | True | Daylighting/Photocell, | Reflector (Flood/Spot) | BR40 | E26 (Medium) | Damp Location Rated,Recessed Fixtures Damp Location Rated,Recessed Fixtures Home / Light Bulbs / LED / LED Reflector / TCP - LED17BR40D50K Damp Location 17W BR40 LED Lamp - Universal - 1350 Lumens - Daylight (5000K) - 82 CRI - 25000 Hours - E26 (Medium) - 120 to 130V - White TCP - LED17BR40D50K | 5000 | 86 | 1400 | 82.3529 | 25000 | 17 | 12 | 86.76 | 7.23 | 8.4955 | 2020Q3 | https://shop.regencylighting.com/lamps/led/reflector/led17br40d50k-tcp.html | Regency Lighting | 2020 | Yes
LED Lighting | Reflector | Sylvania | True |  | Reflector (Flood/Spot) | R20 | E26 (Medium) | Damp Location Rated,Not Rated for Recessed Fixtures Damp Location Rated,Not Rated for Recessed Fixtures Home / Light Bulbs / LED / LED Reflector / Sylvania - 40025 - LED6R20/DIM/927/RP Indoor/Outdoor Damp Rated; CEC and JA8 Compliant 6W R20 LED Lamp - 540 Lumens - Warm White (2700K) - 90 CRI - 25000 Hours - E26 (Medium) Sylvania - 40025 - LED6R20/DIM/927/RP | 2700 | 92 | 540 | 90 | 25000 | 6 | 1 | 5.97 | 5.97 | 7.015 | 2020Q3 | https://shop.regencylighting.com/lamps/led/reflector/led6r20-dim-927-rp-40025.html | Regency Lighting | 2020 | Yes
LED Lighting | Reflector | Sylvania | True | Daylighting/Photocell, | Reflector (Flood/Spot) | R20 | E26 (Medium) | Damp Location Rated,Not Rated for Recessed Fixtures Damp Location Rated,Not Rated for Recessed Fixtures Home / Light Bulbs / LED / LED Reflector / Sylvania - 40026 - LED6R20/DIM/950/RP Indoor/Outdoor Damp Rated; CEC and JA8 Compliant 6W R20 LED Lamp - 540 Lumens - Daylight (5000K) - 90 CRI - 25000 Hours - E26 (Medium) Sylvania - 40026 - LED6R20/DIM/950/RP | 5000 | 95 | 540 | 90 | 25000 | 6 | 1 | 5.97 | 5.97 | 7.015 | 2020Q3 | https://shop.regencylighting.com/lamps/led/reflector/led6r20-dim-950-rp-40026.html | Regency Lighting | 2020 | Yes
LED Lighting | Reflector | Sylvania | True |  | Reflector (Flood/Spot) | R20 | E26 (Medium) | Damp Location Rated,Recessed Fixtures Damp Location Rated,Recessed Fixtures Home / Light Bulbs / LED / LED Reflector / Sylvania - 78062 - LED6R20DIMHO8270G5 Lamp Finish Frosted 6W R20 LED Lamp - Universal - 525 Lumens - Warm White (2700K) - 80 CRI - 25000 Hours - E26 (Medium) - 120 to 130V - Frost Sylvania - 78062 - LED6R20DIMHO8270G5 | 2700 | 83 | 525 | 87.5 | 25000 | 6 | 6 | 47.76 | 7.96 | 9.3533 | 2020Q3 | https://shop.regencylighting.com/lamps/led/reflector/led6r20dimho8270g5-78062.html | Regency Lighting | 2020 | Yes
LED Lighting | Reflector | Sylvania | True | Daylighting/Photocell, | Reflector (Flood/Spot) | R20 | E26 (Medium) | Damp Location Rated,Recessed Fixtures Damp Location Rated,Recessed Fixtures Home / Light Bulbs / LED / LED Reflector / Sylvania - 78061 - LED6R20DIMHO850G5RP Lamp Finish Frosted 6W R20 LED Lamp - Universal - 550 Lumens - Daylight (5000K) - 80 CRI - 25000 Hours - E26 (Medium) - 120 to 130V - Frost Sylvania - 78061 - LED6R20DIMHO850G5RP | 5000 | 86 | 525 | 87.5 | 25000 | 6 | 1 | 7.96 | 7.96 | 9.3533 | 2020Q3 | https://shop.regencylighting.com/lamps/led/reflector/led6r20dimho850g5rp-78061.html | Regency Lighting | 2020 | Yes
LED Lighting | Reflector | Sylvania | True |  | Reflector (Flood/Spot) | BR30 | E26 (Medium) | Damp Location Rated,Not Rated for Recessed Fixtures Damp Location Rated,Not Rated for Recessed Fixtures Home / Light Bulbs / LED / LED Reflector / Sylvania - 40027 - LED7.5BR30/DIM/927/RP Indoor/Outdoor Damp Rated; CEC and JA8 Compliant 7.5W BR30 LED Lamp - Universal - 675 Lumens - Warm White (2700K) - 90 CRI - 25000 Hours - E26 (Medium) - 120 to 130V - Frost Sylvania - 40027 - LED7.5BR30/DIM/927/RP | 2700 | 92 | 675 | 90 | 25000 | 7.5 | 1 | 8.38 | 8.38 | 9.8468 | 2020Q3 | https://shop.regencylighting.com/lamps/led/reflector/led7-5br30-dim-927-rp-40027.html | Regency Lighting | 2020 | Yes
LED Lighting | Reflector | Sylvania | True | Daylighting/Photocell, | Reflector (Flood/Spot) | BR30 | E26 (Medium) | Damp Location Rated,Not Rated for Recessed Fixtures Damp Location Rated,Not Rated for Recessed Fixtures Home / Light Bulbs / LED / LED Reflector / Sylvania - 40028 - LED7.5BR30/DIM/950/RP Indoor/Outdoor Damp Rated; CEC and JA8 Compliant 7.5W BR30 LED Lamp - 675 Lumens - Daylight (5000K) - 90 CRI - 25000 Hours - E26 (Medium) - 120 to 130V Sylvania - 40028 - LED7.5BR30/DIM/950/RP | 5000 | 95 | 675 | 90 | 25000 | 7.5 | 1 | 8.38 | 8.38 | 9.8468 | 2020Q3 | https://shop.regencylighting.com/lamps/led/reflector/led7-5br30-dim-950-rp-40028.html | Regency Lighting | 2020 | Yes
LED Lighting | Downlight | Sylvania | True |  | PAR30 |  |  | Downlight Solid State Retrofit Downlight Solid State Retrofit Home / Light Bulbs / LED / LED Reflector / Sylvania - 79621 - LED8.5LT4/DIM/SKE/827/RP Integrated Bulb and Trim; Suitable for Damp Locations; Use in Fixtures that support a Half Pound Lamp; 6" Fully Extended or 4" Fully Retracted Legth 8.5W LED Integrated Bulb and Trim - 500 Lumens - Warm White (2700K) - 80 CRI - 25000 hrs. - E26 (Medium) - 120 to 130V - White Sylvania - 79621 - LED8.5LT4/DIM/SKE/827/RP | 2700 | 82 | 556 | 70.3797 | 69000 | 7.9 | 1 | 9.26 | 9.26 | 10.8809 | 2020Q3 | https://shop.regencylighting.com/lamps/led/reflector/led8-5lt4-dim-ske-827-rp-79621.html | Regency Lighting | 2020 | Yes
LED Lighting | Reflector | TCP | True |  | Reflector (Flood/Spot) | BR30 | E26 (Medium) | Damp Location Rated,Recessed Fixtures Damp Location Rated,Recessed Fixtures Home / Light Bulbs / LED / LED Reflector / TCP - LED9BR30D27K Damp Location 9W BR30 LED Lamp - Universal - 700 Lumens - Warm White (2700K) - 82 CRI - 25000 Hours - E26 (Medium) - 120 to 130V - White TCP - LED9BR30D27K | 2700 | 80 | 700 | 73.6842 | 25000 | 9.5 | 12 | 45.36 | 3.78 | 4.4416 | 2020Q3 | https://shop.regencylighting.com/lamps/led/reflector/led9br30d27k-tcp.html | Regency Lighting | 2020 | Yes
LED Lighting | Reflector | TCP | True |  | Reflector (Flood/Spot) | BR30 | E26 (Medium) | Damp Location Rated,Recessed Fixtures Damp Location Rated,Recessed Fixtures Home / Light Bulbs / LED / LED Reflector / TCP - LED9BR30D30K Damp Location 9W BR30 LED Lamp - Universal - 720 Lumens - Warm White (3000K) - 82 CRI - 25000 Hours - E26 (Medium) - 120 to 130V - White TCP - LED9BR30D30K | 3000 | 80 | 700 | 73.6842 | 25000 | 9.5 | 48 | 181.44 | 3.78 | 4.4416 | 2020Q3 | https://shop.regencylighting.com/lamps/led/reflector/led9br30d30k-tcp.html | Regency Lighting | 2020 | Yes
LED Lighting | Reflector | TCP | True |  | Reflector (Flood/Spot) | BR30 | E26 (Medium) | Damp Location Rated,Recessed Fixtures Damp Location Rated,Recessed Fixtures Home / Light Bulbs / LED / LED Reflector / TCP - LED9BR30D41K Damp Location 9W BR30 LED Lamp - Universal - 740 Lumens - Cool White (4100K) - 82 CRI - 25000 Hours - E26 (Medium) - 120 to 130V - White TCP - LED9BR30D41K | 4000 | 82 | 750 | 78.9474 | 25000 | 9.5 | 12 | 45.36 | 3.78 | 4.4416 | 2020Q3 | https://shop.regencylighting.com/lamps/led/reflector/led9br30d41k-tcp.html | Regency Lighting | 2020 | Yes
LED Lighting | Reflector | TCP | True | Daylighting/Photocell, | Reflector (Flood/Spot) | BR30 | E26 (Medium) | Damp Location Rated,Recessed Fixtures Damp Location Rated,Recessed Fixtures Home / Light Bulbs / LED / LED Reflector / TCP - LED9BR30D50K Energy Star Certified; Damp Location Rated; Not Recommended for Fully Enclosed Fixtures 9W BR30 LED Lamp - Universal - 650 Lumens - Daylight (5000K) - 82 CRI - 25000 Hours - E26 (Medium) TCP - LED9BR30D50K | 5000 | 87 | 750 | 78.9474 | 25000 | 9.5 | 1 | 3.78 | 3.78 | 4.4416 | 2020Q3 | https://shop.regencylighting.com/lamps/led/reflector/led9br30d50k-tcp.html | Regency Lighting | 2020 | Yes
LED Lighting | Reflector | Sylvania | True | Daylighting/Photocell, | Reflector (Flood/Spot) | BR30 | E26 (Medium) | Damp Location Rated,Recessed Fixtures Damp Location Rated,Recessed Fixtures Home / Light Bulbs / LED / LED Reflector / Sylvania - 78679 - LED9BR30DIMHO850G5RP Lamp Finish Frosted 9W BR30 LED Lamp - Universal - 800 Lumens - Daylight (5000K) - 80 CRI - 25000 Hours - E26 (Medium) - 120 to 130V - Frost Sylvania - 78679 - LED9BR30DIMHO850G5RP | 5000 | 86 | 800 | 88.8889 | 25000 | 9 | 6 | 54.42 | 9.07 | 10.6576 | 2020Q3 | https://shop.regencylighting.com/lamps/led/reflector/led9br30dimho850g5rp-78679.html | Regency Lighting | 2020 | Yes
LED Lighting | Reflector | Feit | True |  | Reflector (Flood/Spot) | R20 | E26 (Medium) | Damp Location Rated,Recessed Fixtures Damp Location Rated,Recessed Fixtures Home / Light Bulbs / LED / LED Reflector / Feit - R20DM/927CA/3 Suitable for Damp Locations; Title 24 Compliant; Energy Star Approved 5W R20 LED Reflector Lamp - Universal - 450 Lumens - Warm White (2700K) - 90 CRI - 25000 hrs. - E26 (Medium) - 120 to 130V Feit - R20DM/927CA/3 | 2700 | 92 | 450 | 90 | 25000 | 5 | 1 | 28.74 | 28.74 | 33.7706 | 2020Q3 | https://shop.regencylighting.com/lamps/led/reflector/r20dm-927ca-3-fet.html | Regency Lighting | 2020 | Yes
LED Lighting | Reflector | Soraa | True |  | Reflector (Flood/Spot) | MR16 | GU5.3 | Damp Location Rated,Recessed Fixtures Damp Location Rated,Recessed Fixtures Home / Light Bulbs / LED / Soraa - 08724 - SM16-07-25D-827-H1 Suitable for Use in Fully Enclosed Fixtures 7.5W MR16 LED Lamp - Universal - 600 Lumens - Warm White (2700K) - 90 CRI - 35000 hrs. - GU5.3 (Bi-Pin) - 12V Soraa - 08724 - SM16-07-25D-827-H1 | 2700 | 92 | 500 | 66.6667 | 25000 | 7.5 | 1 | 16.18 | 16.18 | 19.0121 | 2020Q3 | https://shop.regencylighting.com/lamps/led/sm16-07-25d-827-h1-08724.html | Regency Lighting | 2020 | Yes
LED Lighting | Reflector | Soraa | True |  | Reflector (Flood/Spot) | MR16 | GU5.3 | Damp Location Rated,Recessed Fixtures Damp Location Rated,Recessed Fixtures Home / Light Bulbs / LED / Soraa - 08730 - SM16-07-25D-830-H1 Suitable for Use in Fully Enclosed Fixtures 7.5W MR16 LED Lamp - Universal - 630 Lumens - Warm White (3000K) - 90 CRI - 35000 hrs. - GU5.3 (Bi-Pin) - 12V Soraa - 08730 - SM16-07-25D-830-H1 | 2700 | 92 | 500 | 66.6667 | 25000 | 7.5 | 1 | 15 | 15 | 17.6256 | 2020Q3 | https://shop.regencylighting.com/lamps/led/sm16-07-25d-830-h1-08730.html | Regency Lighting | 2020 | Yes
LED Lighting | Reflector | Soraa | True |  | Reflector (Flood/Spot) | MR16 | GU5.3 | Damp Location Rated,Recessed Fixtures Damp Location Rated,Recessed Fixtures Home / Light Bulbs / LED / Soraa - 08726 - SM16-07-36D-827-H1 Suitable for Use in Fully Enclosed Fixtures 7.5W MR16 LED Lamp - Universal - 600 Lumens - Warm White (2700K) - 90 CRI - 35000 hrs. - GU5.3 (Bi-Pin) - 12V Soraa - 08726 - SM16-07-36D-827-H1 | 2700 | 92 | 500 | 66.6667 | 25000 | 7.5 | 1 | 16.18 | 16.18 | 19.0121 | 2020Q3 | https://shop.regencylighting.com/lamps/led/sm16-07-36d-827-h1-08726.html | Regency Lighting | 2020 | Yes
LED Lighting | Reflector | Soraa | True |  | Reflector (Flood/Spot) | PAR38 | E26 (Medium) | Damp Location Rated,Recessed Fixtures Damp Location Rated,Recessed Fixtures Home / Light Bulbs / LED / Soraa - 00987 - SP38-18-25D-827-03 Indoor and Outdoor Applications 18.5W PAR38 LED Lamp - Universal - 1190 Lumens - Warm White (2700K) - 80 CRI - 35000 hrs. - E26 (Medium) - 120 to 130V Soraa - 00987 - SP38-18-25D-827-03 | 2700 | 84 | 1295 | 70 | 25000 | 18.5 | 1 | 43.55 | 43.55 | 51.1729 | 2020Q3 | https://shop.regencylighting.com/lamps/led/sp38-18-25d-827-03-00987.html | Regency Lighting | 2020 | Yes
LED Lighting | Reflector | Soraa | True |  | Reflector (Flood/Spot) | PAR38 | E26 (Medium) | Damp Location Rated,Recessed Fixtures Damp Location Rated,Recessed Fixtures Home / Light Bulbs / LED / Soraa - 00991 - SP38-18-60D-827-03 Indoor and Outdoor Applications 18.5W PAR38 LED Lamp - Universal - 1190 Lumens - Warm White (2700K) - 35000 Hours - E26 (Medium) - 120 to 130V Soraa - 00991 - SP38-18-60D-827-03 | 2700 | 84 | 1295 | 70 | 25000 | 18.5 | 1 | 43.55 | 43.55 | 51.1729 | 2020Q3 | https://shop.regencylighting.com/lamps/led/sp38-18-60d-827-03-00991.html | Regency Lighting | 2020 | Yes
LED Lighting | Reflector | Satco | True |  | Reflector (Flood/Spot) | BR30 | E26 (Medium) | Damp Location Rated,Recessed Fixtures Damp Location Rated,Recessed Fixtures Home / Light Bulbs / LED / LED Tubular / Satco - S9873 - 2.5T6/LED/AMB/22K/E12/120V E12 Candelabra LED Bulb 2.5W T6 LED Lamp - Universal - Warm White (2000K) - 80 CRI - E12 (Candelabra) - 120 to 130V - Transparent Amber Satco - S9873 - 2.5T6/LED/AMB/22K/E12/120V | 3000 | 83 | 880 | 88 | 25000 | 10 | 1 | 7.19 | 7.19 | 8.4485 | 2020Q3 | https://shop.regencylighting.com/lamps/led/tubular/2-5t6-led-amb-22k-e12-120v-s9873.html | Regency Lighting | 2020 | Yes
LED Lighting | Decorative | Satco | True |  | Decorative | ST | E12 (Candelabra) | Damp Location Rated Damp Location Rated Home / Light Bulbs / LED / LED Tubular / Satco - S8555 - 2.5T6/LED/CL/27K/E12/120V Energy Star Rated; Approved for Enclosed Fixtures; Damp Location Rated 2.5W T6 LED Lamp - 180 Lumens - Warm White (2700K) - 90 CRI - 15000 Hours - E12 (Candelabra) - 120 to 130V - Clear Satco - S8555 - 2.5T6/LED/CL/27K/E12/120V | 2700 | 94 | 180 | 72 | 15000 | 2.5 | 1 | 4.53 | 4.53 | 5.3229 | 2020Q3 | https://shop.regencylighting.com/lamps/led/tubular/2-5t6-led-cl-27k-e12-120v-s8555.html | Regency Lighting | 2020 | Yes
LED Lighting | Decorative | Maxlite | True | Daylighting/Photocell, | Other | ST19 | E26 (Medium) | Damp Location Rated,Use With Timers,Use With Photo and/or Motion Sensors,Recessed Fixtures Damp Location Rated,Use With Timers,Use With Photo and/or Motion Sensors,Recessed Fixtures Home / Light Bulbs / LED / Maxlite - 107199 - V5ST19DLED22 Dimmable; 15000 Hour Life; Saves More than 90 Percent on Energy 5W ST19 LED Lamp - Universal - 320 Lumens - Warm White (2200K) - 81 CRI - 15000 Hours - E26 (Medium) - 120 to 130V Maxlite - 107199 - V5ST19DLED22 | 2200 | 81 | 400 | 66.6667 | 15000 | 6 | 24 | 234.48 | 9.77 | 11.4801 | 2020Q3 | https://shop.regencylighting.com/lamps/led/v5st19dled22-mxt.html | Regency Lighting | 2020 | Yes
LED Lighting | Decorative | Maxlite | True |  | Other | ST19 | E26 (Medium) | Filament Style,Wet Location Rated Filament Style,Wet Location Rated Home / Light Bulbs / LED / Maxlite - 1409893 - V6.5ST19DLED922/JA8 Filament Style; JA8 Compliant; Energy Star Certified; Wet Location Rated 6W ST19 LED Lamp - 450 Lumens - Warm White (2200K) - 96 CRI - 15000 hrs. - E26 (Medium) - 120 to 130V Maxlite - 1409893 - V6.5ST19DLED922/JA8 | 2200 | 94 | 450 | 69.2308 | 15000 | 6.5 | 1 | 9.39 | 9.39 | 11.0336 | 2020Q3 | https://shop.regencylighting.com/lamps/led/v6-5st19dled922-ja8-mxt.html | Regency Lighting | 2020 | Yes
LED Lighting | Reflector | TCP |  |  | Reflector (Flood/Spot) | BR30 | E26 (Medium) | Damp Location Rated,Recessed Fixtures Damp Location Rated,Recessed Fixtures Description Using LED technology, this BR30 bulb uses up to 80 percent less energy than its incandescent alternatives. Shatter-resistant plastic housing UL approved for damp locations 4000 Kelvin cool white 850 Lumens - 4100 Kelvin - TCP LED12BR3041K LED BR30 - 10.5 Watt - 65 Watt Equal - Cool White | 4000 | 83 | 850 | 80.9524 | 25000 | 10.5 | 12 | 82.32 | 6.86 | 8.0608 | 2020Q3 | https://www.1000bulbs.com/product/100010/TCP-12BR3041K.html | 1000bulbs.com | 2020 | Yes
LED Lighting | Reflector | TCP | True |  | Reflector (Flood/Spot) | PAR38 | E26 (Medium) | Wet Location Rated,Recessed Fixtures Wet Location Rated,Recessed Fixtures Description Using up to 85 percent less energy than halogen alternatives, this LED PAR38 significantly reduces maintenance costs. For track, recessed, and outdoor applications Excellent for sensitive displays Low heat generation 1200 Lumens - 2700 Kelvin - 40 Deg. Flood - 120 Volt - TCP LED17P38D27KFL LED PAR38 - 15 Watt - 120 Watt Equal | 2700 | 84 | 1200 | 80 | 25000 | 15 | 12 | 168.48 | 14.04 | 16.4975 | 2020Q3 | https://www.1000bulbs.com/product/100295/TCP-17P38D27KFL.html | 1000bulbs.com | 2020 | Yes
LED Lighting | Downlight | Amax Lighting | True |  |  |  | Other | Downlight Surface Mount Downlight Surface Mount Description Using only 15 watts to produce 1,060 Lumens, this LED retrofit downlight fits seamlessly into almost any ceiling light application. Dimmable with Lutron and Leviton dimmers ETL certified and UL listed for wet locations Can be mounted onto a junction box Heavy-gauge metal housing Lifespan of 50,000 hours 1060 Lumens - 3000 Kelvin - Amax LED-SM6DL/WTA LED Downlight - Surface Mount - 15 Watt - 90 Watt Equal - Halogen Match | 4000 | 92 | 900 | 60 | 50000 | 15 | 20 | 307.6 | 15.38 | 18.0721 | 2020Q3 | https://www.1000bulbs.com/product/113382/PLT-SM6DWTR.html | 1000bulbs.com | 2020 | Yes
LED Lighting | Reflector | TCP | True |  | Reflector (Flood/Spot) | PAR38 | E26 (Medium) | Wet Location Rated,Recessed Fixtures Wet Location Rated,Recessed Fixtures Description For a 40-degree flood beam angle with a cool white color, try this LED PAR38 lamp. Excellent for sensitive display lighting Shatter-resistant outer body Low heat generation 1200 Lumens - 4100 Kelvin - 40 Deg. Flood - 120 Volt - TCP LED17P38D41KFL LED PAR38 - 15 Watt - 120 Watt Equal | 4000 | 85 | 1200 | 80 | 25000 | 15 | 12 | 168.48 | 14.04 | 16.4975 | 2020Q3 | https://www.1000bulbs.com/product/113713/TCP-17P38D41KFL.html | 1000bulbs.com | 2020 | Yes
LED Lighting | Reflector | TCP | True |  | Reflector (Flood/Spot) | PAR16 | E26 (Medium) | Damp Location Rated,Recessed Fixtures Damp Location Rated,Recessed Fixtures Description Providing a 40-degree beam, this LED PAR16 bulb uses only 7 Watts and can efficiently replace 50-Watt halogen bulb. Excellent for display lighting applications Emits a soft white color Dimmable 500 Lumens - 2700 Kelvin - 40 Deg. Flood - TCP LED7P1627KFL LED PAR16 - 7 Watt - 50 Watt Equal | 2700 | 83 | 550 | 78.5714 | 25000 | 7 | 12 | 113.76 | 9.48 | 11.1394 | 2020Q3 | https://www.1000bulbs.com/product/115210/TCP-7P1627KFL.html | 1000bulbs.com | 2020 | Yes
LED Lighting | Reflector | TCP | True |  | Reflector (Flood/Spot) | PAR16 | E26 (Medium) | Damp Location Rated,Recessed Fixtures Damp Location Rated,Recessed Fixtures Description With a long 25,000 hour lifespan, this 7-Watt LED PAR16 will last up to 12 times longer than halogen bulbs to save you on replacements and energy costs. Excellent for display lighting applications Lightweight, less strain on fixtures Low heat, great for small areas Dimmable down to 5% Shatter-resistant 525 Lumens - 3000 Kelvin - 40 Deg. Flood - TCP LED7P1630KFL LED PAR16 - 7 Watt - 50 Watt Equal | 3000 | 85 | 600 | 85.7143 | 25000 | 7 | 12 | 113.76 | 9.48 | 11.1394 | 2020Q3 | https://www.1000bulbs.com/product/115215/TCP-7P1630KFL.html | 1000bulbs.com | 2020 | Yes
LED Lighting | Reflector | TCP | True |  | Reflector (Flood/Spot) | PAR16 | E26 (Medium) | Damp Location Rated,Recessed Fixtures Damp Location Rated,Recessed Fixtures Description With a long 25,000 hour lifespan, this 7-Watt LED PAR16 will last up to 12 times longer than halogen bulbs to save you on replacements and energy costs. Excellent for display lighting applications Lightweight, less strain on fixtures Low heat, great for small areas Dimmable down to 5% Shatter-resistant 550 Lumens - 4100 Kelvin - 40 Deg. Flood - TCP LED7P1641KFL LED PAR16 - 7 Watt - 50 Watt Equal | 4000 | 85 | 625 | 89.2857 | 25000 | 7 | 12 | 121.92 | 10.16 | 11.9384 | 2020Q3 | https://www.1000bulbs.com/product/115220/TCP-7P1641KFL.html | 1000bulbs.com | 2020 | Yes
LED Lighting | Decorative | TCP | True |  | Globe | G25 | E26 (Medium) | Damp Location Rated Damp Location Rated Description Illuminate large areas with excellent color consistency using the TCP LED5G25D27KF LED globe. This G25 lamp is great for use in vanity strips, pendant lighting, and more. Save up to 80 percent more energy using this 40-watt incandescent replacement! Use in restrooms, vanity lighting, and wherever decorative lighting is wanted Lasts up to 15 times longer than alternative lights with up to 25,000 hours Applicable to sensitive light displays due to its very low heat generation Lightweight lamp puts less strain on track or downlight installations 2700 Kelvin color matched for incandescent bulbs 350 Lumens - 2700 Kelvin - Medium Base - 120 Volt - TCP LED5G25D27KF LED - 3.1 in. Dia. Globe - 5 Watt - 40 Watt Equal - Incandescent Match | 2700 | 83 | 350 | 87.5 | 25000 | 4 | 12 | 65.64 | 5.47 | 6.4275 | 2020Q3 | https://www.1000bulbs.com/product/115226/TCP-5G25D27KF.html | 1000bulbs.com | 2020 | Yes
LED Lighting | Decorative | Green Creative | True |  | Globe | G16.5 | E26 (Medium) | Damp Location Rated,Not for Use in Recessed Fixtures Damp Location Rated,Not for Use in Recessed Fixtures Description Flexible and versatile, this 6-inch dimmable LED downlight fits most 4-inch J-boxes for a flush mount or install this fixture in standard 5 to 6-inch recessed housings. Accessory kits sold separately Complements skin tones Title 24 compliant 5-year warranty 1150 Lumens - 4000 Kelvin - 90 CRI - Green Creative 40847 LED Downlight - Surface Mount - 14.5 Watt - 100 Watt Equal - Cool White | 2700 | 92 | 350 | 87.5 | 15000 | 4 | 6 | 142.92 | 23.82 | 27.9894 | 2020Q3 | https://www.1000bulbs.com/product/153639/GREENCREATIVE-40847.html | 1000bulbs.com | 2020 | Yes
LED Lighting |  | Green Creative | True |  | General Purpose Replacement | A19 | E26 (Medium) | Damp Location Rated Damp Location Rated Description This gimbal ring track fixture features an integrated driver and a track head that allows for 350-degree and 90-degree adjustments. Impressive 40,000 hour lifespan Backed by a 5-year warranty 30-degree beam angle Energy Star compliant Dimmable Green Creative track fixtures are interchangeable with any brand configured to Juno (J-Type) track system design. They are not compatible with Halo (H-Type) or Lightolier (L-Type) track systems. Operates up to 8.8 Watt - Juno Track Compatible - 120 Volt - Green Creative Aspire S 16344 Black - Flat Back Cylinder Track Fixture - Dimmable LED Diode | 3000 | 82 | 1600 | 110.3448 | 15000 | 14.5 | 6 | 212.1 | 35.35 | 41.5376 | 2020Q3 | https://www.1000bulbs.com/product/171415/GREENCREATIVE-16344.html | 1000bulbs.com | 2020 | Yes
LED Lighting | Reflector | Green Creative | True |  | Reflector (Flood/Spot) | BR30 | E26 (Medium) | Damp Location Rated,Recessed Fixtures Damp Location Rated,Recessed Fixtures Description This gimbal ring track fixture features an integrated driver and a track head that allows for 350-degree and 90-degree adjustments. 75 Watt PAR30 halogen replacement Impressive 40,000 hour lifespan 30-degree beam angle White finish Green Creative track fixtures are interchangeable with Halo, Catalina, Hampton Bay, Halo-Edison, or any other brands configured to Halo (H-Type) track system design. They are not compatible with Juno (J-Type) or Lightolier (L-Type) track systems. White Baffle - Operates up to 8.8 Watt - Halo Track Compatible - 120 Volt Green Creative 16346 - Flat Back Cylinder Track Fixture - White | 3000 | 83 | 650 | 72.2222 | 25000 | 9 | 6 | 212.1 | 35.35 | 41.5376 | 2020Q3 | https://www.1000bulbs.com/product/171416/GREENCREATIVE-16346.html | 1000bulbs.com | 2020 | Yes
LED Lighting | Reflector | Satco | True |  | Reflector (Flood/Spot) | PAR20 | E26 (Medium) | Wet Location Rated,Recessed Fixtures Wet Location Rated,Recessed Fixtures Description The silver finished, clean outer housing of this PAR20 LED lamp is lightweight and sealed, making it ideal for use in indoor and outdoor locations. Great for track or recessed cans Delivers 500 Lumens of output Economical, 7-Watt operation Comfortable soft white color 25-degree beam angle 500 Lumens - 2700 Kelvin - 25 Deg. Narrow Flood - 120 Volt - Satco S9400 LED PAR20 - 7 Watt - 50 Watt Equal | 2700 | 82 | 525 | 75 | 25000 | 7 | 6 | 29.7 | 4.95 | 5.8164 | 2020Q3 | https://www.1000bulbs.com/product/172342/SATCO-S9400.html | 1000bulbs.com | 2020 | Yes
LED Lighting | Reflector | Satco | True |  | Reflector (Flood/Spot) | PAR38 | E26 (Medium) | Wet Location Rated,Recessed Fixtures Wet Location Rated,Recessed Fixtures Description Look no further than this LED PAR38 bulb for the perfect complement to your indoor and outdoor displays. Protected against dust and water jets For recessed and track light fixtures Low heat for delicate displays 1150 Lumens - 3000 Kelvin - 25 Deg. Narrow Flood - 120 Volt - Satco S9441 LED PAR38 - 15 Watt - 90 Watt Equal | 3000 | 82 | 1200 | 80 | 25000 | 15 | 6 | 64.68 | 10.78 | 12.6669 | 2020Q3 | https://www.1000bulbs.com/product/172345/SATCO-S9441.html | 1000bulbs.com | 2020 | Yes
LED Lighting | Reflector | Satco | True |  | Reflector (Flood/Spot) | PAR38 | E26 (Medium) | Wet Location Rated,Recessed Fixtures Wet Location Rated,Recessed Fixtures Description Bring attention to a display with this LED PAR38 and its narrow flood beam. Strong brightness can be dimmed Can be used indoor and outdoors Great for directional fixtures 1200 Lumens - 4000 Kelvin - 25 Deg. Narrow Flood - 120 Volt - Satco S9443 LED PAR38 - 15 Watt - 90 Watt Equal | 4000 | 83 | 1200 | 80 | 25000 | 15 | 6 | 64.68 | 10.78 | 12.6669 | 2020Q3 | https://www.1000bulbs.com/product/172347/SATCO-S9443.html | 1000bulbs.com | 2020 | Yes
LED Lighting | Reflector | Satco | True | Daylighting/Photocell, | Reflector (Flood/Spot) | PAR38 | E26 (Medium) | Wet Location Rated,Recessed Fixtures Wet Location Rated,Recessed Fixtures Description Save up to 83% by replacing old incandescents with this LED PAR38 bulb. Strong brightness in a narrow flood beam Long lifespan lowers relamping Color is similar to daylight 1200 Lumens - 5000 Kelvin - 25 Deg. Narrow Flood - 120 Volt - Satco S9444 LED PAR38 - 15 Watt - 90 Watt Equal | 5000 | 83 | 1200 | 80 | 25000 | 15 | 6 | 64.68 | 10.78 | 12.6669 | 2020Q3 | https://www.1000bulbs.com/product/172348/SATCO-S9444.html | 1000bulbs.com | 2020 | Yes
LED Lighting | Reflector | Satco | True |  | Reflector (Flood/Spot) | PAR38 | E26 (Medium) | Wet Location Rated,Recessed Fixtures Wet Location Rated,Recessed Fixtures Description Illuminate any space with the lustrous floodlight of this PAR38 LED for long-lasting reliability. Long lifespan reduces replacements Color is similar to an incandescent For indoor and outdoor use 1100 Lumens - 2700 Kelvin - 40 Deg. Flood - 120 Volt - Satco S9445 LED PAR38 - 15 Watt - 90 Watt Equal | 2700 | 83 | 1200 | 80 | 25000 | 15 | 6 | 64.68 | 10.78 | 12.6669 | 2020Q3 | https://www.1000bulbs.com/product/172352/SATCO-S9445.html | 1000bulbs.com | 2020 | Yes
LED Lighting | Reflector | Satco | True |  | Reflector (Flood/Spot) | PAR38 | E26 (Medium) | Wet Location Rated,Recessed Fixtures Wet Location Rated,Recessed Fixtures Description Upgrade to this PAR38 LED, a resplendent floodlight that can fill any space with halogen colored light. Great for directional fixtures Dimmable brightness Even flood beam 1150 Lumens - 3000 Kelvin - 40 Deg. Flood - 120 Volt - Satco S9446 LED PAR38 - 15 Watt - 90 Watt Equal | 3000 | 82 | 1200 | 80 | 25000 | 15 | 6 | 64.68 | 10.78 | 12.6669 | 2020Q3 | https://www.1000bulbs.com/product/172354/SATCO-S9446.html | 1000bulbs.com | 2020 | Yes
LED Lighting | Reflector | Satco | True |  | Reflector (Flood/Spot) | PAR20 | E26 (Medium) | Wet Location Rated,Recessed Fixtures Wet Location Rated,Recessed Fixtures Description As an energy efficient alternative, this 7-watt PAR20 LED lamp replicates the brightness of a 50-Watt halogen bulb while saving on replacement costs. Fits into recessed cans and track lights 25-degree narrow flood beam angle Excellent for indoor or outdoor use Performs for up to 25,000 hours Superior dimming capabilities 500 Lumens - 3500 Kelvin - 25 Deg. Narrow Flood - 120 Volt - Satco S9402 LED PAR20 - 7 Watt - 50 Watt Equal | 3500 | 82 | 525 | 75 | 25000 | 7 | 6 | 29.7 | 4.95 | 5.8164 | 2020Q3 | https://www.1000bulbs.com/product/172355/SATCO-S9402.html | 1000bulbs.com | 2020 | Yes
LED Lighting | Reflector | Satco | True |  | Reflector (Flood/Spot) | PAR20 | E26 (Medium) | Wet Location Rated,Recessed Fixtures Wet Location Rated,Recessed Fixtures Description Designed to replace a 50-watt halogen bulb, this 7-watt PAR20 LED is ideal for track or recessed lighting applications. Keeps a consistent 4000 Kelvin color 25-degree narrow flood beam angle Turns on immediately, no warm up Can be used indoors or outdoors Superior dimming capabilities 550 Lumens - 4000 Kelvin - 25 Deg. Narrow Flood - 120 Volt - Satco S9403 LED PAR20 - 7 Watt - 50 Watt Equal | 4000 | 82 | 525 | 75 | 25000 | 7 | 6 | 29.7 | 4.95 | 5.8164 | 2020Q3 | https://www.1000bulbs.com/product/172356/SATCO-S9403.html | 1000bulbs.com | 2020 | Yes
LED Lighting | Reflector | Satco | True |  | Reflector (Flood/Spot) | PAR38 | E26 (Medium) | Wet Location Rated,Recessed Fixtures Wet Location Rated,Recessed Fixtures Description With a strong output of halogen color light, this PAR38 LED is the ideal floodlight for indoor and outdoor use. For recessed cans and track lights Lasts longer than halogen bulbs Stellar dimming capability 1150 Lumens - 3500 Kelvin - 40 Deg. Flood - 120 Volt - Satco S9447 LED PAR38 - 15 Watt - 90 Watt Equal | 3500 | 82 | 1200 | 80 | 25000 | 15 | 6 | 64.68 | 10.78 | 12.6669 | 2020Q3 | https://www.1000bulbs.com/product/172357/SATCO-S9447.html | 1000bulbs.com | 2020 | Yes
LED Lighting | Reflector | Satco | True | Daylighting/Photocell, | Reflector (Flood/Spot) | PAR20 | E26 (Medium) | Wet Location Rated,Recessed Fixtures Wet Location Rated,Recessed Fixtures Description Benefit from the long-lasting operation and amazing energy savings of LED technology by replacing your 50-watt incandescent lamp with this 7-watt LED PAR20 lamp. Great for recessed cans and track lights 25-degree narrow flood beam angle Delivers 550 Lumens of output Superior dimming capabilities Emits a daylight white color 550 Lumens - 5000 Kelvin - 25 Deg. Narrow Flood - 120 Volt - Satco S9404 LED PAR20 - 7 Watt - 50 Watt Equal | 5000 | 84 | 525 | 75 | 25000 | 7 | 6 | 23.4 | 3.9 | 4.5827 | 2020Q3 | https://www.1000bulbs.com/product/172358/SATCO-S9404.html | 1000bulbs.com | 2020 | Yes
LED Lighting | Reflector | Satco | True |  | Reflector (Flood/Spot) | PAR38 | E26 (Medium) | Wet Location Rated,Recessed Fixtures Wet Location Rated,Recessed Fixtures Description Provide the perfect luminescence to indoor or outdoor areas with the bright output of this PAR38 LED. Color is excellent for task areas Can be modified with a dimmer For accent or general lighting 1200 Lumens - 4000 Kelvin - 40 Deg. Flood - 120 Volt - Satco S9448 LED PAR38 - 15 Watt - 90 Watt Equal | 4000 | 83 | 1200 | 80 | 25000 | 15 | 6 | 64.68 | 10.78 | 12.6669 | 2020Q3 | https://www.1000bulbs.com/product/172359/SATCO-S9448.html | 1000bulbs.com | 2020 | Yes
LED Lighting | Reflector | Satco | True |  | Reflector (Flood/Spot) | PAR20 | E26 (Medium) | Wet Location Rated,Recessed Fixtures Wet Location Rated,Recessed Fixtures Description Whether used indoors or outdoors, this LED PAR20 lamp's advanced thermal design provides a long-lasting operation of up to 25,000 hours. Great for accent and general lighting Turns on immediately, no warm up Delivers 525 Lumens of output Superior dimming capabilities Economical, 7-Watt operation 525 Lumens - 3000 Kelvin - 40 Deg. Flood - 120 Volt - Satco S9406 LED PAR20 - 7 Watt - 50 Watt Equal | 3000 | 81 | 525 | 75 | 25000 | 7 | 6 | 29.7 | 4.95 | 5.8164 | 2020Q3 | https://www.1000bulbs.com/product/172361/SATCO-S9406.html | 1000bulbs.com | 2020 | Yes
LED Lighting | Reflector | Satco | True |  | Reflector (Flood/Spot) | PAR20 | E26 (Medium) | Wet Location Rated,Recessed Fixtures Wet Location Rated,Recessed Fixtures Description Producing a 40-degree flood beam angle, this 7-watt PAR20 LED lamp can be used indoors or outdoors in recessed cans or track lights. Advanced thermal design for low heat Turns on immediately, no warm up Superior dimming capabilities Operates up to 25,000 hours 500 Lumens - 3500 Kelvin - 40 Deg. Flood - 120 Volt - Satco S9407 LED PAR20 - 7 Watt - 50 Watt Equal | 3500 | 82 | 525 | 75 | 25000 | 7 | 6 | 29.7 | 4.95 | 5.8164 | 2020Q3 | https://www.1000bulbs.com/product/172364/SATCO-S9407.html | 1000bulbs.com | 2020 | Yes
LED Lighting | Reflector | Satco | True |  | Reflector (Flood/Spot) | PAR38 | E26 (Medium) | Wet Location Rated,Recessed Fixtures Wet Location Rated,Recessed Fixtures Description Hoping to cast a color matched for incandescent bulbs to your home, even amidst the rain? Then the Satco S9450 PAR38 LED is the quality floodlight for your outdoor or indoor needs! With a vivid 1100 lumen output of 2700 Kelvin, color matched for incandescent bulbs, this LED has an excellent color rendering index of 80. While having a slick silver-finish and convenient dimming quality, the S9450 15-watt LED fits into any E26 base and emits a fantastic 60-degree wide flood beam. Great dimming capability with the proper dimmers Perfect for recessed can and track light fixtures Replaces a 90-watt incandescent bulb Not suitable for enclosed fixtures Stellar color rendering index 1100 Lumens - 2700 Kelvin - 60 Deg. Wide Flood - 120 Volt - Satco S9450 LED PAR38 - 15 Watt - 90 Watt Equal | 2700 | 83 | 1200 | 80 | 25000 | 15 | 6 | 64.68 | 10.78 | 12.6669 | 2020Q3 | https://www.1000bulbs.com/product/172365/SATCO-S9450.html | 1000bulbs.com | 2020 | Yes
LED Lighting | Reflector | Satco | True |  | Reflector (Flood/Spot) | PAR38 | E26 (Medium) | Wet Location Rated,Recessed Fixtures Wet Location Rated,Recessed Fixtures Description Even in wet locations, the Satco S9451 PAR38 LED is a must-have floodlight to illuminate your outdoors or indoors. With a slick silver-finish and convenient dimming capability, the S9451 15-watt LED fits into any E26 base and emits a fantastic 60-degree wide flood beam. With a bright 1150 lumen output of warm, 3000 Kelvin light, this LED has an excellent color rendering of 80. This long-lasting floodlight will last for 25,000 hours, providing high-quality illumination for years on end. Great dimming capability with the proper dimmers Perfect for recessed can and track light fixtures Replaces a 90-watt incandescent bulb Not suitable for enclosed fixtures Incredible CRI of 80 1150 Lumens - 3000 Kelvin - 60 Deg. Wide Flood - 120 Volt - Satco S9451 LED PAR38 - 15 Watt - 90 Watt Equal | 3000 | 82 | 1200 | 80 | 25000 | 15 | 6 | 64.68 | 10.78 | 12.6669 | 2020Q3 | https://www.1000bulbs.com/product/172366/SATCO-S9451.html | 1000bulbs.com | 2020 | Yes
LED Lighting | Reflector | Satco | True |  | Reflector (Flood/Spot) | PAR20 | E26 (Medium) | Wet Location Rated,Recessed Fixtures Wet Location Rated,Recessed Fixtures Description Designed to replace a 50-watt incandescent bulbs, this dimmable PAR20 LED is ideal for track or recessed lighting applications. Consistent cool white color temperature Turns on immediately, no warm up Superior dimming capabilities 40-degree flood beam angle Color can boost productivity 550 Lumens - 4000 Kelvin - 40 Deg. Flood - 120 Volt - Satco S9408 LED PAR20 - 7 Watt - 50 Watt Equal | 4000 | 82 | 525 | 75 | 25000 | 7 | 6 | 29.7 | 4.95 | 5.8164 | 2020Q3 | https://www.1000bulbs.com/product/172368/SATCO-S9408.html | 1000bulbs.com | 2020 | Yes
LED Lighting | Reflector | Satco | True |  | Reflector (Flood/Spot) | PAR38 | E26 (Medium) | Wet Location Rated,Recessed Fixtures Wet Location Rated,Recessed Fixtures Description Create a gleaming backyard in the evenings with Satco S9452 PAR38 LED. With a slick silver-finish and convenient dimming quality, the S9452 15-watt LED fits into any E26 base and emits a beautifully wide 60-degree beam spread. With a brightness of 1150 Lumens and CRI of 80, this top-rated LED emits a 3500 Kelvin light color matched for halogen bulbs, providing exceptional lighting. The S9452 LED will last up to 25,000 hours, giving your home quality light for years. Great dimming capability with the proper dimmers Perfect for recessed can and track light fixtures Replaces a 90-watt incandescent bulb Not suitable for enclosed fixtures Outside or inside use 1150 Lumens - 3500 Kelvin - 60 Deg. Wide Flood - 120 Volt - Satco S9452 LED PAR38 - 15 Watt - 90 Watt Equal | 3500 | 82 | 1200 | 80 | 25000 | 15 | 6 | 64.68 | 10.78 | 12.6669 | 2020Q3 | https://www.1000bulbs.com/product/172369/SATCO-S9452.html | 1000bulbs.com | 2020 | Yes
LED Lighting | Reflector | Satco | True |  | Reflector (Flood/Spot) | PAR20 | E26 (Medium) | Wet Location Rated,Recessed Fixtures Wet Location Rated,Recessed Fixtures Description Take advantage of energy savings by replacing your 50-Watt incandescent lamp with this 7-watt LED PAR20 lamp. Turns on immediately without a warm up period Great for recessed cans and track lights Advance thermal design for low heat Excellent for indoor and outdoor use 40-degree flood beam angle 550 Lumens - 5000 Kelvin - 40 Deg. Flood - 120 Volt - Satco S9409 LED PAR20 - 7 Watt - 50 Watt Equal | 5000 | 84 | 525 | 75 | 25000 | 7 | 6 | 23.4 | 3.9 | 4.5827 | 2020Q3 | https://www.1000bulbs.com/product/172370/SATCO-S9409.html | 1000bulbs.com | 2020 | Yes
LED Lighting | Reflector | Satco | True |  | Reflector (Flood/Spot) | PAR38 | E26 (Medium) | Wet Location Rated,Recessed Fixtures Wet Location Rated,Recessed Fixtures Description The Satco S9453 PAR38 LED produces stunning illumination best suited for security lighting fixtures, architectural purposes, and landscape lighting. With a slick silver-finish and convenient dimming quality, the S9453 15-watt LED fits into any E26 base and emits a beautifully wide 60-degree beam spread. With a brightness of 1200 lumens and CRI of 80, this top-rated LED emits a cool white 4000 Kelvin color temperature for exceptional lighting. Great dimming capability with the proper dimmers, chart attached UL listed for wet locations, can be used indoors or outdoors Perfect for recessed can and track light fixtures Replaces a 90-watt incandescent bulb Not suitable for enclosed fixtures Trusted 3-year warranty 1200 Lumens - 4000 Kelvin - 60 Deg. Wide Flood - 120 Volt - Satco S9453 LED PAR38 - 15 Watt - 90 Watt Equal | 4000 | 83 | 1200 | 80 | 25000 | 15 | 6 | 64.68 | 10.78 | 12.6669 | 2020Q3 | https://www.1000bulbs.com/product/172371/SATCO-S9453.html | 1000bulbs.com | 2020 | Yes
LED Lighting | Reflector | Satco | True | Daylighting/Photocell, | Reflector (Flood/Spot) | PAR38 | E26 (Medium) | Wet Location Rated,Recessed Fixtures Wet Location Rated,Recessed Fixtures Description Hoping to light your outdoors or indoors with energy-saving illumination? The Satco S9454 PAR38 LED is just what you need. With a modern silver-finish and convenient dimming quality, the S9454 15-watt LED fits into any E26 base and emits a beautifully wide 60-degree beam spread. With a bright 1200 lumen output of daylight white, 5000 Kelvin light, this LED has a stellar color rendering index of 80. Great dimming capability with the proper dimmers, chart attached Perfect for recessed can and track light fixtures Replaces a 90-watt incandescent lamp Not suitable for enclosed fixtures Trusted 3-year warranty 1200 Lumens - 5000 Kelvin - 60 Deg. Wide Flood - 120 Volt - Satco S9454 LED PAR38 - 15 Watt - 90 Watt Equal | 5000 | 83 | 1200 | 80 | 25000 | 15 | 6 | 64.68 | 10.78 | 12.6669 | 2020Q3 | https://www.1000bulbs.com/product/172404/SATCO-S9454.html | 1000bulbs.com | 2020 | Yes
LED Lighting | Reflector | Satco | True |  | Reflector (Flood/Spot) | PAR30S | E26 (Medium) | Wet Location Rated,Recessed Fixtures Wet Location Rated,Recessed Fixtures Description Compatible with recessed downlights, track lighting, and other indoor and outdoor applications, this LED PAR30 is an energy-efficient lamp that brings you unprecedented light and versatility. Comfortable 2700 Kelvin color temperature Shines at a 25-degree beam angle Turns on immediately, no warm up Superior dimming capabilities Delivers 950 Lumens Full-face optic design 950 Lumens - 2700 Kelvin - 25 Deg. Narrow Flood - 120 Volt - Satco S9410 LED PAR30 Short Neck - 13 Watt - 50 Watt Equal | 2700 | 82 | 1000 | 76.9231 | 25000 | 13 | 6 | 42.06 | 7.01 | 8.237 | 2020Q3 | https://www.1000bulbs.com/product/172405/SATCO-S9410.html | 1000bulbs.com | 2020 | Yes
LED Lighting | Reflector | Satco | True |  | Reflector (Flood/Spot) | PAR38 | E26 (Medium) | Wet Location Rated,Recessed Fixtures Wet Location Rated,Recessed Fixtures Description With a modern silver finish and convenient dimming capability, the Satco S9455 18-watt LED fits into any E26 base and emits light in a 40-degree beam angle. This silver flood lamp is great for hard-to-reach landscape lighting applications, while also being able to survive harsh weather conditions because of its IP-65 and wet location ratings! 1400 Lumens in a halogen 3000 Kelvin color temperature Perfect for recessed can and track light fixtures Replaces a 100-watt incandescent bulb Not suitable for enclosed fixtures 3-year warranty 1400 Lumens - 3000 Kelvin - 40 Deg. Flood - 120 Volt - Satco S9455 LED PAR38 - 18 Watt - 100 Watt Equal | 3000 | 81 | 1400 | 77.7778 | 25000 | 18 | 6 | 76.14 | 12.69 | 14.9112 | 2020Q3 | https://www.1000bulbs.com/product/172406/SATCO-S9455.html | 1000bulbs.com | 2020 | Yes
LED Lighting | Reflector | Satco | True |  | Reflector (Flood/Spot) | PAR38 | E26 (Medium) | Wet Location Rated,Recessed Fixtures Wet Location Rated,Recessed Fixtures Description The Satco S9456 PAR38 LED is a lustrous, long-lasting floodlight. With a modern silver-finish and convenient dimming quality, the S9456 18-watt LED fits into any E26 base and emits a 40-degree beam spread. With a brightness of 1400 lumens and CRI of 80, this top-rated LED emits a cool white, 4000 Kelvin color temperature for exceptional lighting. Great dimming capability with the proper dimmers, chart attached UL listed for wet locations, can be used indoors or outdoors LED maintains an extensive average life of 25,000 hours Perfect for recessed can and track light fixtures Replaces a 100-Watt incandescent bulb Not suitable for enclosed fixtures 1400 Lumens - 4000 Kelvin - 40 Deg. Flood - 120 Volt - Satco S9456 LED PAR38 - 18 Watt - 100 Watt Equal | 4000 | 82 | 1400 | 77.7778 | 25000 | 18 | 6 | 76.14 | 12.69 | 14.9112 | 2020Q3 | https://www.1000bulbs.com/product/172407/SATCO-S9456.html | 1000bulbs.com | 2020 | Yes
LED Lighting | Reflector | Satco | True |  | Reflector (Flood/Spot) | PAR30S | E26 (Medium) | Wet Location Rated,Recessed Fixtures Wet Location Rated,Recessed Fixtures Description If you are looking for high-quality lighting at an affordable cost, than this 13-watt PAR30 LED is the absolute best choice. Economical replaces a 50-Watt incandescent Energetic 3000 Kelvin color temperature Concentrated 25-degree beam angle Delivers 950 Lumens of output 950 Lumens - 3000 Kelvin - 25 Deg. Narrow Flood - 120 Volt - Satco S9411 LED PAR30 Short Neck - 13 Watt - 50 Watt Equal | 3000 | 83 | 1000 | 76.9231 | 25000 | 13 | 6 | 39.54 | 6.59 | 7.7435 | 2020Q3 | https://www.1000bulbs.com/product/172514/SATCO-S9411.html | 1000bulbs.com | 2020 | Yes
LED Lighting | Reflector | Satco | True |  | Reflector (Flood/Spot) | PAR30S | E26 (Medium) | Wet Location Rated,Recessed Fixtures Wet Location Rated,Recessed Fixtures Description With impressive dimming capabilities, this LED PAR30 offers exceptional performance for narrow floodlighting applications, while reducing energy and maintenance cost. Replacement for 50-Watt incandescents Concentrated in a narrow beam angle Great for downlights and track lighting Vivid 3500 Kelvin color temperature Delivers 950 Lumens 950 Lumens - 3500 Kelvin - 25 Deg. Narrow Flood - 120 Volt - Satco S9412 LED PAR30 Short Neck - 13 Watt - 50 Watt Equal | 3500 | 82 | 1000 | 76.9231 | 25000 | 13 | 6 | 42.06 | 7.01 | 8.237 | 2020Q3 | https://www.1000bulbs.com/product/172516/SATCO-S9412.html | 1000bulbs.com | 2020 | Yes
LED Lighting | Reflector | Satco | True |  | Reflector (Flood/Spot) | PAR30S | E26 (Medium) | Wet Location Rated,Recessed Fixtures Wet Location Rated,Recessed Fixtures Description Designed for wet locations, this LED PAR30 bulb is ideal for use in outdoor or indoor locations. Reduces energy and maintenance costs Emits a 4000 Kelvin color temperature Great for downlights and track lighting Diffused in a 25-degree beam angle Operates up to 25,000 hours No mercury or lead 1000 Lumens - 4000 Kelvin - 25 Deg. Narrow Flood - 120 Volt - Satco S9413 LED PAR30 Short Neck - 13 Watt - 50 Watt Equal | 4000 | 83 | 1000 | 76.9231 | 25000 | 13 | 6 | 42.06 | 7.01 | 8.237 | 2020Q3 | https://www.1000bulbs.com/product/172520/SATCO-S9413.html | 1000bulbs.com | 2020 | Yes
LED Lighting | Reflector | Satco | True | Daylighting/Photocell, | Reflector (Flood/Spot) | PAR30S | E26 (Medium) | Wet Location Rated,Recessed Fixtures Wet Location Rated,Recessed Fixtures Description With impressive dimming capabilities, this LED PAR30 bulb offers exceptional performance for narrow floodlighting applications, while reducing energy and maintenance cost. Great for architectural and landscape use 5000 Kelvin resembles daylight Precise 25-degree beam angle 1000 Lumens - 5000 Kelvin - 25 Deg. Narrow Flood - 120 Volt - Satco S9414 LED PAR30 Short Neck - 13 Watt - 50 Watt Equal | 5000 | 83 | 1000 | 76.9231 | 25000 | 13 | 6 | 42.06 | 7.01 | 8.237 | 2020Q3 | https://www.1000bulbs.com/product/172523/SATCO-S9414.html | 1000bulbs.com | 2020 | Yes
LED Lighting | Reflector | Satco | True |  | Reflector (Flood/Spot) | PAR30L | E26 (Medium) | Wet Location Rated,Recessed Fixtures Wet Location Rated,Recessed Fixtures Description With a 1000 lumen output of cool white, 4000 Kelvin light, the Satco S9428 PAR30 long-neck LED emits a 25-degree narrow beam, perfect for direct illumination. This 13-watt LED PAR30 is designed to work as your next reflector replacement light, fitting any medium E26 base. With its long life of 25,000 hours and its notable color rendering of 80 CRI, the Satco S9428 is the floodlight you need! Great dimming capability with the proper dimmers UL and ETL listed for wet locations Not suitable for enclosed fixtures Modern silver finish 1000 Lumens - 4000 Kelvin - 25 Deg. Narrow Flood - 120 Volt - Satco S9428 LED PAR30 Long Neck - 13 Watt - 75 Watt Equal | 4000 | 83 | 1000 | 76.9231 | 25000 | 13 | 6 | 42.06 | 7.01 | 8.237 | 2020Q3 | https://www.1000bulbs.com/product/172538/SATCO-S9428.html | 1000bulbs.com | 2020 | Yes
LED Lighting | Reflector | Satco | True | Daylighting/Photocell, | Reflector (Flood/Spot) | PAR30L | E26 (Medium) | Wet Location Rated,Recessed Fixtures Wet Location Rated,Recessed Fixtures Description The Satco S9429 PAR30 long-neck LED is an Energy-Star rated floodlight, the perfect addition to your home lighting needs. With a 1000 lumen output of daylight white, 5000 Kelvin light, this floodlight emits a 25-degree beam spread for direct illumination. This 13-watt LED PAR30 will work wonderfully as your next reflector replacement light, fitting any medium E26 base. With its long life of up to 25,000 hours and its high-quality color rendering index of 80, the Satco S9429 is the perfect floodlight for you! Energy Star rated and RoHS compliant, containing no lead or mercury Great dimming capability with the proper dimmers UL and ETL listed for wet locations Not suitable for enclosed fixtures Trusted 3-year warranty Outside or inside use 1000 Lumens - 5000 Kelvin - 25 Deg. Narrow Flood - 120 Volt - Satco S9429 LED PAR30 Long Neck - 13 Watt - 75W Flood | 5000 | 83 | 1000 | 76.9231 | 25000 | 13 | 6 | 42.06 | 7.01 | 8.237 | 2020Q3 | https://www.1000bulbs.com/product/172539/SATCO-S9429.html | 1000bulbs.com | 2020 | Yes
LED Lighting | Reflector | Satco | True |  | Reflector (Flood/Spot) | PAR30L | E26 (Medium) | Wet Location Rated,Recessed Fixtures Wet Location Rated,Recessed Fixtures Description With a 950 lumen output of 2700 Kelvin, color matched for incandescent bulbs, the Satco S9430 PAR30 long-neck LED floodlight emits a 40-degree beam spread for high-quality illumination. This 13-watt LED PAR30 will work wonderfully as your next reflector replacement light, fitting any medium E26 base. With its long life of up to 25,000 hours and exceptional color rendering index of 80, the Satco S9430 can flood your house with warm lighting, inside or outside, with the Satco S9430! Great dimming capability with the proper dimmers, chart attached UL listed for wet locations, can be used indoors or outdoors Not suitable for enclosed fixtures Clean silver finish 950 Lumens - 2700 Kelvin - 40 Deg. Flood - 120 Volt - Satco S9430 LED PAR30 Long Neck - 13 Watt - 75 Watt Equal | 2700 | 82 | 1000 | 76.9231 | 25000 | 13 | 6 | 42.06 | 7.01 | 8.237 | 2020Q3 | https://www.1000bulbs.com/product/172540/SATCO-S9430.html | 1000bulbs.com | 2020 | Yes
LED Lighting | Reflector | Satco | True |  | Reflector (Flood/Spot) | PAR30L | E26 (Medium) | Wet Location Rated,Recessed Fixtures Wet Location Rated,Recessed Fixtures Description The Satco S9431 PAR30 LED offers quality floodlighting for your outdoor or indoor lighting desires. With a 950 lumen output of halogen, 3000 Kelvin light, this floodlight emits a 40-degree beam spread for abundant illumination. This 13-watt LED PAR30 will work well as your next reflector replacement light, fitting any medium E26 base. With its long life of up to 25,000 hours and exceptional color rendering of 80 CRI, light your house with the Satco S9431! Great dimming capability with the proper dimmers Perfect for recessed can and track lighting UL and ETL listed for wet locations Not suitable for enclosed fixtures Outside or inside use 950 Lumens - 3000 Kelvin - 40 Deg. Flood - 120 Volt - Satco S9431 LED PAR30 Long Neck - 13 Watt - 75 Watt Equal | 3000 | 83 | 1000 | 76.9231 | 25000 | 13 | 6 | 39.6 | 6.6 | 7.7553 | 2020Q3 | https://www.1000bulbs.com/product/172542/SATCO-S9431.html | 1000bulbs.com | 2020 | Yes
LED Lighting | Reflector | Satco | True |  | Reflector (Flood/Spot) | PAR30L | E26 (Medium) | Wet Location Rated,Recessed Fixtures Wet Location Rated,Recessed Fixtures Description Get the light you've always wanted in a floodlight with the Satco S9432 PAR30 LED! Offering convenient dimming capabilities, this LED radiates a 950 Lumen output of a light color matched for halogen bulbs. Featuring a 40-degree beam spread for abundant illumination, this 13-watt LED PAR30 will work exceptionally well as your next reflector replacement lamp, fitting any medium E26 base. With its long life of up to 25,000 hours and an outstanding color rendering index of 80, you don't want to miss out on the light a Satco S9432 offers. Energy Star rated, RoHS compliant, containing no lead or mercury Great dimming capability with the proper dimmers Ideal for recessed can and track light fixtures UL and ETL listed for wet locations Not suitable for enclosed fixtures Rated for outside or inside use 3-year warranty 950 Lumens - 3500 Kelvin - 40 Deg. Flood - 120 Volt - Satco S9432 LED PAR30 Long Neck - 13 Watt - 75 Watt Equal | 3500 | 82 | 1000 | 76.9231 | 25000 | 13 | 6 | 42.06 | 7.01 | 8.237 | 2020Q3 | https://www.1000bulbs.com/product/172543/SATCO-S9432.html | 1000bulbs.com | 2020 | Yes
LED Lighting | Reflector | Satco | True |  | Reflector (Flood/Spot) | PAR30L | E26 (Medium) | Wet Location Rated,Recessed Fixtures Wet Location Rated,Recessed Fixtures Description We hold floodlights to a high standard; the Satco S9433 PAR30 LED offers energy saving illumination, replacing a 75-watt incandescent bulb with stellar lighting! With a 1000 lumen output of cool white, 4000 Kelvin light, this floodlight emits a 40-degree beam spread for abundant illumination. This silver-finished LED PAR30 will work exceptionally well as your next reflector replacement lamp, fitting any medium E26 base. With a life up to 25,000 hours, you don’t want to miss out on the light that Satco S9433 offers. Great dimming capability with the proper dimmers Perfect for recessed can and track lighting Not suitable for enclosed fixtures Outside or inside use Stellar CRI of 80 1000 Lumens - 4000 Kelvin - 40 Deg. Flood - 120 Volt - Satco S9433 LED PAR30 Long Neck - 13 Watt - 75 Watt Equal | 4000 | 82 | 1000 | 76.9231 | 25000 | 13 | 6 | 42.06 | 7.01 | 8.237 | 2020Q3 | https://www.1000bulbs.com/product/172544/SATCO-S9433.html | 1000bulbs.com | 2020 | Yes
LED Lighting | Reflector | Satco | True |  | Reflector (Flood/Spot) | PAR30S | E26 (Medium) | Wet Location Rated,Recessed Fixtures Wet Location Rated,Recessed Fixtures Description Add accent lighting to set the tone for any occasion by using the 2700 Kelvin color temperature of this LED PAR30 floodlight. Long lifespan of up to 25,000 hours Great for track or recessed lighting Replaces a 50-Watt incandescent Excellent for outdoor use Dimmable 950 Lumens - 2700 Kelvin - 40 Deg. Flood - 120 Volt - Satco S9415 LED PAR30 Short Neck - 13 Watt - 50 Watt Equal | 2700 | 82 | 1000 | 76.9231 | 25000 | 13 | 6 | 42.06 | 7.01 | 8.237 | 2020Q3 | https://www.1000bulbs.com/product/172545/SATCO-S9415.html | 1000bulbs.com | 2020 | Yes
LED Lighting | Reflector | Satco | True | Daylighting/Photocell, | Reflector (Flood/Spot) | PAR30L | E26 (Medium) | Wet Location Rated,Recessed Fixtures Wet Location Rated,Recessed Fixtures Description Imagine plucking a star from the night sky to light the inside or outside of your home. That's the kind of brilliant illumination you will be getting with the Satco S9434 PAR30 LED. With a 1000 lumen output of 5000 Kelvin, daylight white light, this floodlight emits a 40-degree beam spread for incredible illumination. With its long life of up to 25,000 hours and beautiful color rendering, see for yourself the exceptional lighting a Satco S9434 has to offer you. Great dimming capability with the proper dimmers Ideal for recessed can and track lighting Suitable for enclosed fixtures Fits any medium E26 base Outside or inside use Clean silver finish 1000 Lumens - 5000 Kelvin - 40 Deg. Flood - 120 Volt - Satco S9434 LED PAR30 Long Neck - 13 Watt - 75 Watt Equal | 5000 | 83 | 1000 | 76.9231 | 25000 | 13 | 6 | 42.06 | 7.01 | 8.237 | 2020Q3 | https://www.1000bulbs.com/product/172546/SATCO-S9434.html | 1000bulbs.com | 2020 | Yes
LED Lighting | Reflector | Satco | True |  | Reflector (Flood/Spot) | PAR30S | E26 (Medium) | Wet Location Rated,Recessed Fixtures Wet Location Rated,Recessed Fixtures Description Operating at an economical 13 Watts, this PAR30 LED is an energy-efficient lamp that brings you high-quality lighting at an affordable cost. Comfortable 3000 Kelvin color temperature For downlights and track light fixtures Impressive dimming capabilities Operates up to 25,000 hours Great for outdoor use 950 Lumens - 3000 Kelvin - 40 Deg. Flood - 120 Volt - Satco S9416 LED PAR30 Short Neck - 13 Watt - 50 Watt Equal | 3000 | 83 | 1000 | 76.9231 | 25000 | 13 | 6 | 42.06 | 7.01 | 8.237 | 2020Q3 | https://www.1000bulbs.com/product/172547/SATCO-S9416.html | 1000bulbs.com | 2020 | Yes
LED Lighting | Reflector | Satco | True |  | Reflector (Flood/Spot) | PAR30S | E26 (Medium) | Wet Location Rated,Recessed Fixtures Wet Location Rated,Recessed Fixtures Description Provide superior illumination from directional fixtures by using this short neck LED bulb in recessed downlights or track lights. Radiant 3500 Kelvin color temperature Precise 40-degree flood beam angle Impressive dimming capabilities Great for outdoor use Turns on immediately 950 Lumens - 3500 Kelvin - 40 Deg. Flood - 120 Volt - Satco S9417 LED PAR30 Short Neck - 13 Watt - 50 Watt Equal | 3500 | 82 | 1000 | 76.9231 | 25000 | 13 | 6 | 42.06 | 7.01 | 8.237 | 2020Q3 | https://www.1000bulbs.com/product/172549/SATCO-S9417.html | 1000bulbs.com | 2020 | Yes
LED Lighting | Reflector | Satco | True |  | Reflector (Flood/Spot) | PAR30L | E26 (Medium) | Wet Location Rated,Recessed Fixtures Wet Location Rated,Recessed Fixtures Description At 1000Bulbs.com, we know you desire quality lighting for your home. The Satco S9435 PAR30 LED is the ideal floodlight you've been hoping for. This light fixture offers a 60-degree beam spread at a 2700 Kelvin, color matched for incandescent bulbs for a softer glow. This 13-watt LED PAR30 will work exceptionally well as your next reflector replacement lamp, fitting any medium E26 base. Great dimming capability with the proper dimmers Perfect for recessed can and track light fixtures UL and ETL listed for wet locations Rated for indoor or outdoor use Suitable for enclosed fixtures 1000 Lumens - 2700 Kelvin - 60 Deg. Flood - 120 Volt - Satco S9435 LED PAR30 Long Neck - 13 Watt - 75 Watt Equal | 2700 | 82 | 1000 | 76.9231 | 25000 | 13 | 6 | 42.06 | 7.01 | 8.237 | 2020Q3 | https://www.1000bulbs.com/product/172550/SATCO-S9435.html | 1000bulbs.com | 2020 | Yes
LED Lighting | Reflector | Satco | True |  | Reflector (Flood/Spot) | PAR30L | E26 (Medium) | Wet Location Rated,Recessed Fixtures Wet Location Rated,Recessed Fixtures Description Are you growing a garden and trying to find a light suitable for wet locations? Then the Satco S9436 PAR30 LED is the ideal floodlight for your outdoor and indoor lighting needs. With a 950 lumen output of 3000 Kelvin, halogen light, this floodlight emits a 60-degree beam spread for wide-spread illumination. This 13-watt LED PAR30 will work exceptionally well as your next reflector replacement lamp, fitting any medium E26 base. Great dimming capability with the proper dimmers Perfect for recessed can and track light fixtures Not suitable for enclosed fixtures Rated for indoor or outdoor use Alluring silver finish 950 Lumens - 3000 Kelvin - 60 Deg. Wide Flood - 120 Volt - Satco S9436 LED PAR30 Long Neck - 13 Watt - 75 Watt Equal | 3000 | 83 | 1000 | 76.9231 | 25000 | 13 | 6 | 42.06 | 7.01 | 8.237 | 2020Q3 | https://www.1000bulbs.com/product/172551/SATCO-S9436.html | 1000bulbs.com | 2020 | Yes
LED Lighting | Reflector | Satco | True |  | Reflector (Flood/Spot) | PAR30L | E26 (Medium) | Wet Location Rated,Recessed Fixtures Wet Location Rated,Recessed Fixtures Description The Satco S9437 PAR30 LED offers a 3500 Kelvin color temperature that is color matched for halogen bulbs, with a soft 950 Lumen output at a wide beam spread at 60-degrees. This 13-Watt LED PAR30 will work exceptionally well as your next reflector replacement lamp, fitting any medium E26 base. With its long life of up to 25,000 hours, and a CRI of 80, this LED emits light that keeps your objects and spaces true to their natural color. Ideal replacement for recessed can and track light fixtures Great dimming capability with the proper dimmers Not suitable for enclosed fixtures Rated for indoor or outdoor use Lovely silver finish 950 Lumens - 3500 Kelvin - 60 Deg. Wide Flood - 120 Volt - Satco S9437 LED PAR30 Long Neck - 13 Watt - 75 Watt Equal | 3500 | 82 | 1000 | 76.9231 | 25000 | 13 | 6 | 42.06 | 7.01 | 8.237 | 2020Q3 | https://www.1000bulbs.com/product/172552/SATCO-S9437.html | 1000bulbs.com | 2020 | Yes
LED Lighting | Reflector | Satco | True |  | Reflector (Flood/Spot) | PAR30L | E26 (Medium) | Wet Location Rated,Recessed Fixtures Wet Location Rated,Recessed Fixtures Description The Satco S9438 PAR30 LED is the perfect floodlight for your home. With a 1000 lumen output of 4000 Kelvin, cool white light, this floodlight emits a 60-degree beam spread for wide-spread brilliance. This 13-watt LED PAR30 will work exceptionally well as your next reflector replacement lamp, fitting any medium E26 base. With a long life of approximately 25,000 hours and stellar color rendering index of 80, the Satco S9438 is ideal for lighting both indoor and outdoor spaces. Great dimming capability with the proper dimmers Perfect for recessed can and track light fixtures Replaces a 75-watt incandescent bulb Not suitable for enclosed fixtures Clean silver finish 1000 Lumens - 4000 Kelvin - 60 Deg. Wide Flood - 120 Volt - Satco S9438 LED PAR30 Long Neck - 13 Watt - 75 Watt Equal | 4000 | 83 | 1000 | 76.9231 | 25000 | 13 | 6 | 42.06 | 7.01 | 8.237 | 2020Q3 | https://www.1000bulbs.com/product/172553/SATCO-S9438.html | 1000bulbs.com | 2020 | Yes
LED Lighting | Reflector | Satco | True | Daylighting/Photocell, | Reflector (Flood/Spot) | PAR30L | E26 (Medium) | Wet Location Rated,Recessed Fixtures Wet Location Rated,Recessed Fixtures Description The Satco S9439 PAR30 LED is the perfect replacement light for your energy-burning incandescent lights, such as the 75-watt bulb it replaces! With a 1000 lumen output of daylight white, 5000 Kelvin light, this floodlight emits a 60-degree beam spread for incredible, wide-spread illumination. This 13-watt LED PAR30 will work exceptionally well as your next reflector replacement lamp, fitting any medium E26 base. Great dimming capability with the proper dimmers Perfect for recessed can and track lighting Replaces a 75-watt incandescent bulb Not suitable for enclosed fixtures Lovely silver finish 1000 Lumens - 5000 Kelvin - 60 Deg. Wide Flood - 120 Volt - Satco S9439 LED PAR30 Long Neck - 13 Watt - 75 Watt Equal | 5000 | 83 | 1000 | 76.9231 | 25000 | 13 | 6 | 42.06 | 7.01 | 8.237 | 2020Q3 | https://www.1000bulbs.com/product/172555/SATCO-S9439.html | 1000bulbs.com | 2020 | Yes
LED Lighting | Reflector | Satco | True |  | Reflector (Flood/Spot) | PAR30S | E26 (Medium) | Wet Location Rated,Recessed Fixtures Wet Location Rated,Recessed Fixtures Description With a 1000 Lumen output and a 4000 Kelvin color, this LED floodlight emits a 40-degree beam angle, perfect for recessed downlights, track lighting, and other directional fixtures. Can be used with a dimmer Long life of 25,000 hours Excellent for outdoor use 1000 Lumens - 4000 Kelvin - 40 Deg. Flood - 120 Volt - Satco S9418 LED PAR30 Short Neck - 13 Watt - 50 Watt Equal | 4000 | 83 | 1000 | 76.9231 | 25000 | 13 | 6 | 42.06 | 7.01 | 8.237 | 2020Q3 | https://www.1000bulbs.com/product/172564/SATCO-S9418.html | 1000bulbs.com | 2020 | Yes
LED Lighting | Reflector | Satco | True |  | Reflector (Flood/Spot) | PAR30S | E26 (Medium) | Wet Location Rated,Recessed Fixtures Wet Location Rated,Recessed Fixtures Description With a lifespan of 25,000 hours, this longer-lasting LED floodlight will eliminate the hassle of constantly replacing 50-Watt incandescent bulbs from hard to reach areas. Great for downlights and track lights Precise 40-degree beam angle 5000 Kelvin color temperature Excellent for outdoor fixtures Great dimming capability 1000 Lumen output 1000 Lumens - 5000 Kelvin - 40 Deg. Flood - 120 Volt - Satco S9419 LED PAR30 Short Neck - 13 Watt - 50 Watt Equal | 5000 | 83 | 1000 | 76.9231 | 25000 | 13 | 6 | 42.06 | 7.01 | 8.237 | 2020Q3 | https://www.1000bulbs.com/product/172566/SATCO-S9419.html | 1000bulbs.com | 2020 | Yes
LED Lighting | Reflector | Satco | True |  | Reflector (Flood/Spot) | PAR30S | E26 (Medium) | Wet Location Rated,Recessed Fixtures Wet Location Rated,Recessed Fixtures Description With a 950 lumen output, this floodlight emits a wide 60-degree beam angle, perfect for recessed downlights, track lighting, and various outdoor and indoor fixtures. Can be used indoors or outdoors Long life of 25,000 hours Great dimming capability No lead or mercury 950 Lumens - 2700 Kelvin - 60 Deg. Wide Flood - 120 Volt - Satco S9420 LED PAR30 Short Neck - 13 Watt - 50 Watt Equal | 2700 | 82 | 1000 | 76.9231 | 25000 | 13 | 6 | 42.06 | 7.01 | 8.237 | 2020Q3 | https://www.1000bulbs.com/product/172567/SATCO-S9420.html | 1000bulbs.com | 2020 | Yes
LED Lighting | Reflector | Satco | True |  | Reflector (Flood/Spot) | PAR30S | E26 (Medium) | Wet Location Rated,Recessed Fixtures Wet Location Rated,Recessed Fixtures Description Producing high-quality illumination with a 950 lumen output, this floodlight emits a wide 60-degree beam, perfect for recessed downlights, track lighting, and various outdoor and indoor fixtures. Excellent for indoors and outdoor use Long life of 25,000 hours Great dimming capability No lead or mercury 950 Lumens - 3000 Kelvin - 60 Deg. Wide Flood - 120 Volt - Satco S9421 LED PAR30 Short Neck - 13 Watt - 50 Watt Equal | 3000 | 83 | 1000 | 76.9231 | 25000 | 13 | 6 | 42.06 | 7.01 | 8.237 | 2020Q3 | https://www.1000bulbs.com/product/172568/SATCO-S9421.html | 1000bulbs.com | 2020 | Yes
LED Lighting | Reflector | Satco | True |  | Reflector (Flood/Spot) | PAR30S | E26 (Medium) | Wet Location Rated,Recessed Fixtures Wet Location Rated,Recessed Fixtures Description Mimicking the afternoon sunlight, this PAR30 LED emits a 4000 Kelvin color temperature with a 1000 lumen output for stellar illumination. Perfect for downlights and track lighting Wide beam angle for broad coverage Great for outdoor and indoor use Brightness can be dimmed Long life of 25,000 hours 1000 Lumens - 4000 Kelvin - 60 Deg. Wide Flood - 120 Volt - Satco S9423 LED PAR30 Short Neck - 13 Watt - 50 Watt Equal | 4000 | 83 | 1000 | 76.9231 | 25000 | 13 | 6 | 42.06 | 7.01 | 8.237 | 2020Q3 | https://www.1000bulbs.com/product/172570/SATCO-S9423.html | 1000bulbs.com | 2020 | Yes
LED Lighting | Reflector | Satco | True |  | Reflector (Flood/Spot) | PAR30S | E26 (Medium) | Wet Location Rated,Recessed Fixtures Wet Location Rated,Recessed Fixtures Description Casting an intense output of 1000 Lumens, this LED PAR30 bulb will illuminate a large area with its wide 60 degree beam angle. Perfect for downlights and track lighting Can be used outdoor and indoors Long life of 25,000 hours Great dimming capability Lowers replacements 1000 Lumens - 5000 Kelvin - 60 Deg. Wide Flood - 120 Volt - Satco S9424 LED PAR30 Short Neck - 13 Watt - 50 Watt Equal | 5000 | 83 | 1000 | 76.9231 | 25000 | 13 | 6 | 42.06 | 7.01 | 8.237 | 2020Q3 | https://www.1000bulbs.com/product/172572/SATCO-S9424.html | 1000bulbs.com | 2020 | Yes
LED Lighting | Reflector | Satco | True |  | Reflector (Flood/Spot) | PAR30L | E26 (Medium) | Wet Location Rated,Recessed Fixtures Wet Location Rated,Recessed Fixtures Description The Satco S9425 PAR30 long-neck LED will work perfectly as your next reflector replacement light, fitting any medium E26 base. With its long life of 25,000 hours and its notable color rendering of 80, the PAR30 lamp will spread a lustrous glow to any part of your home. Great dimming capability with the proper dimmers UL and ETL listed for wet locations Not suitable for enclosed fixtures Modern silver finish Energy Star rated 950 Lumens - 2700 Kelvin - 25 Deg. Narrow Flood - 120 Volt - Satco S9425 LED PAR30 Long Neck - 13 Watt - 75 Watt Equal | 2700 | 82 | 1000 | 76.9231 | 25000 | 13 | 6 | 42.06 | 7.01 | 8.237 | 2020Q3 | https://www.1000bulbs.com/product/172574/SATCO-S9425.html | 1000bulbs.com | 2020 | Yes
LED Lighting | Reflector | Satco | True |  | Reflector (Flood/Spot) | PAR30L | E26 (Medium) | Wet Location Rated,Recessed Fixtures Wet Location Rated,Recessed Fixtures Description Your house will shine for the high-quality, energy saving illumination of Satco's S9426 PAR30 long-neck LED! With a 950 lumen output of halogen, 3000 Kelvin light, this floodlight casts a 25-degree narrow beam of direct luminescence, perfect for your kitchen or deck light. While replacing a 75-watt incandescent bulb, this 13-watt LED PAR30 will work great as your next reflector replacement lamp, fitting any medium E26 base. With its long life of 25,000 hours and its notable color rendering index of 80, the Satco S9426 is the perfect floodlight for your home! Energy Star rated, RoHS compliant, containing no lead or mercury Great dimming capability with the proper dimmers UL and ETL listed for wet locations Not suitable for enclosed fixtures Trusted 3-year warranty 950 Lumens - 3000 Kelvin - 25 Deg. Narrow Flood - 120 Volt - Satco S9426 LED PAR30 Long Neck - 13 Watt - 75 Watt Equal | 3000 | 83 | 1000 | 76.9231 | 25000 | 13 | 6 | 42.06 | 7.01 | 8.237 | 2020Q3 | https://www.1000bulbs.com/product/172575/SATCO-S9426.html | 1000bulbs.com | 2020 | Yes
LED Lighting | A-Type | Philips Lighting | False |  | A19 (Arbitrary) |  | E26 (Medium Screw) | HomeLamps, Bulbs, BallastsBulbs - LEDLED - TraditionalLamps - A-Type Non-Dimmable LED Lamp, 14W, 120V, Bulb: A-Type (A19), Base: Medium Screw (E26), Lumens: 1500, CRI: >80, Color Temperature: 5000K. Rated Average Life: 10,950 Hrs. *Philips Part # 45571-7. 100W Equivalent. ***Not For Sale in California.*** Philips Lighting 14A19/LED/850 ND 120V 14w A19 LED Bulb | 5000 | 80 | 1500 | 107.1429 |  | 14 | 1 | 5.85 | 5.85 | 6.874 | 2020Q2 | https://www.platt.com/platt-electric-supply/LED-Traditional-Lamps-A-Type/Philips-Lighting/14A19-LED-850-ND-120V/product.aspx?zpid=173577 | Platt | 2020 | Yes
LED Lighting | A-Type | MaxLite | False |  |  | A-19 | Medium (E26) | LED A-Style Light Bulbs Maxlite non-dimmable 14 watt 2700K warm white A19 LED bulb generates as much light as many 100 watt incandescent bulbs. Suitable for use in enclosed fixtures No lead or mercury means easy and environmentally safe disposal Saves 86 watts in electricity compared to a 100 watt halogen Very long life - Rated to still put out 70% as much light after 11,000 hours of operation as it does when brand new Do not “hot swap” this bulb. Turn off fixture before replacing existing bulb. Suitable for use in enclosed fixtures No lead or mercury means easy and environmentally safe disposal Saves 86 watts in electricity compared to a 100 watt halogen Very long life - Rated to still put out 70% as much light after 11,000 hours of operation as it does when brand new Maxlite Non-Dimmable 14W 2700K A19 LED Bulb, Enclosed Fixture Rated (Pack of 4) | 2700 | 80 | 1500 | 107.1429 | 11000 | 14 | 4 | 10.36 | 2.59 | 3.0434 | 2020Q2 | https://www.bulbs.com/product/E14A19NDV27-4P | Bulbs.com | 2020 | Yes
LED Lighting | Downlight | Green Creative | [5 empty] | Downlight Recessed Downlight Recessed Description This LED downlight is mounted by easy-install clips that lock the fixture into place and features multi-wattage settings that allow for precision customization and energy savings over the life of the lamp. Equivalent to one 32W or two 18W fluorescents Adjustable between 8.5/13.5/21 watts For installation: wire directly to J-box Universal housing compatibility UL listed for damp locations Wattage Selectable Fixture - 120-277 Volt - Green Creative 57868 6 in. LED Downlight - 8.5, 13.5, 21 Watt - 1400 Lumens - 2700 Kelvin | 2700 | 82 | 1400 | 66.6667 | 25000 | 21 | 1 | 45.38 | 45.38 | 53.3233 | 2020Q3 | https://www.1000bulbs.com/product/174728/GREENCREATIVE-57868.html | 1000bulbs.com | 2020 | Yes
LED Lighting | Downlight | Green Creative | [5 empty] | Downlight Recessed Downlight Recessed Description This 6-in. LED downlight features multi-wattage capabilities and easy-install mounting clips that make both retrofit and new construction projects a breeze. Equivalent to one 32W or two 18W fluorescents Adjustable between 8.5/13.5/21 watts For installation: wire directly to J-box Universal housing compatibility UL listed for damp locations Wattage Selectable Fixture - 120-277 Volt - Green Creative 57869 6 in. LED Downlight - 8.5, 13.5, 21 Watt - 1500 Lumens - 3000 Kelvin | 3000 | 84 | 1500 | 71.4286 | 25000 | 21 | 1 | 45.38 | 45.38 | 53.3233 | 2020Q3 | https://www.1000bulbs.com/product/174760/GREENCREATIVE-57869.html | 1000bulbs.com | 2020 | Yes
LED Lighting | Downlight | Green Creative | [5 empty] | Downlight Recessed Downlight Recessed Description This LED downlight fixture features a multi-wattage setting that allow for precise customization and energy savings over the life of the lamp. Equivalent to one 32W or two 18W fluorescents Easy-install clips lock fixture into place Adjustable between 8.5/13.5/21 watts For installation: wire directly to J-box Universal housing compatibility Wattage Selectable Fixture - 120-277 Volt - Green Creative 57870 6 in. LED Downlight - 8.5, 13.5, 21 Watt - 1500 Lumens - 3500 Kelvin | 3500 | 84 | 1500 | 71.4286 | 25000 | 21 | 1 | 45.38 | 45.38 | 53.3233 | 2020Q3 | https://www.1000bulbs.com/product/174763/GREENCREATIVE-57870.html | 1000bulbs.com | 2020 | Yes
LED Lighting | Downlight | Green Creative | [5 empty] | Downlight Recessed Downlight Recessed Description This 6 inch downlight is easily mounted with spring loaded clips on the top of the lamp and features a multi-wattage settings allowing greater control of your energy use. Adjustable between 8.5/13.5/21 watts For installation: wire directly to J-box Equivalent to 32-watt fluorescents Universal housing compatibility Wattage Selectable Fixture - 120-277 Volt - Green Creative 57871 6 in. LED Downlight - 8.5, 13.5, 21 Watt - 1500 Lumens - 4000 Kelvin | 4000 | 83 | 1500 | 71.4286 | 25000 | 21 | 1 | 45.38 | 45.38 | 53.3233 | 2020Q3 | https://www.1000bulbs.com/product/174852/GREENCREATIVE-57871.html | 1000bulbs.com | 2020 | Yes
LED Lighting | Decorative | Sunlite | True |  | Globe | G16.5 | E12 (Candelabra) | Not for Use in Recessed Fixtures Not for Use in Recessed Fixtures Description Add an air of sophistication to your vanity set with Sunlite's 80409-SU G16.5 globe light. This LED lamp is Energy Star qualified and can effortlessly replace a 40-watt incandescent while only using 5 watts. Switch to the 80409-SU today and watch the energy savings pile up! Features an E12 candelabra base Wide beam angle of 260 degrees Lamp contains 8 LEDs Energy Star qualified Suitable for signage UL and ETL listed Dimmable 350 Lumens - 2700 Kelvin - Candelabra Base - 120 Volt - Sunlite 80409-SU LED - 1.93 in. Dia. Globe - 5 Watt - 40 Watt Equal - Incandescent Match | 2700 | 82 | 350 | 70 | 25000 | 5 | 6 | 24.06 | 4.01 | 4.7119 | 2020Q3 | https://www.1000bulbs.com/product/175526/LED-80409SU.html | 1000bulbs.com | 2020 | Yes
LED Lighting | Decorative | Sunlite | True |  | Globe | G16.5 | E12 (Candelabra) | Not for Use in Recessed Fixtures Not for Use in Recessed Fixtures Description Make even the simplest bathroom dazzle with the new, frosted Sunlite 80651-SU G16.5 globe light! Shining with the same soft white glow you would expect from a 40-watt incandescent, this 5-watt, UL listed LED is designed to handle wet locations while saving you money every month on energy costs. Features an E12 candelabra base 180-degree beam angle Lamp contains 8 LEDs Suitable for signage Dimmable 350 Lumens - 2700 Kelvin - Candelabra Base - 120 Volt - Sunlite 80651-SU LED - 1.93 in. Dia. Globe - 5 Watt - 40 Watt Equal - Incandescent Match | 2700 | 82 | 350 | 70 | 25000 | 5 | 6 | 24.06 | 4.01 | 4.7119 | 2020Q3 | https://www.1000bulbs.com/product/175529/LED-80651SU.html | 1000bulbs.com | 2020 | Yes
LED Lighting | Reflector | Euri Lighting | True |  | Reflector (Flood/Spot) | PAR20 | E26 (Medium) | Damp Location Rated,Recessed Fixtures Damp Location Rated,Recessed Fixtures Description Featuring chip-on-board technology, this LED PAR20 lamp improves light quality with luminous uniformity and true color rendering. Perfect for art galleries, hotels, and displays Instant-on, no delays or flickering Saves up to 84% in energy costs Replaces 50-Watt halogen bulbs Features shatter-resistant glass Dimmable down to 5% Color Corrected - 500 Lumens - 2700 Kelvin - 40 Deg. Flood - 120 Volt - Euri Lighting EP20-2020ew LED PAR20 - 7 Watt - 50 Watt Equal | 2700 | 91 | 500 | 71.4286 | 25000 | 7 | 10 | 46.9 | 4.69 | 5.5109 | 2020Q3 | https://www.1000bulbs.com/product/177276/IRT-10044.html | 1000bulbs.com | 2020 | Yes
LED Lighting | Reflector | Euri Lighting | True |  | Reflector (Flood/Spot) | PAR30L | E26 (Medium) | Damp Location Rated,Wet Location Rated,Not Rated for Recessed Fixtures Damp Location Rated,Wet Location Rated,Not Rated for Recessed Fixtures Description Replace 75-watt flood lights with the Euri Lighting EP30-2000ew long neck LED PAR30, featuring instant-on light output eliminating flickering and warm up time. This lamp has a high CRI providing vibrant, consistent color perception in applications such as art galleries, restaurants, and hotels. Energy efficient, save up to 84 percent Features shatter-resistant glass Standard (E26) medium base Dimmable down to 5 percent UL listed for wet locations Color Corrected - 800 Lumens - 3000 Kelvin - 40 Deg. Flood - 120 Volt - Euri Lighting EP30-2000ew LED PAR30 Long Neck - 11 Watt - 75 Watt Equal | 3000 | 92 | 800 | 72.7273 | 40000 | 11 | 20 | 145.6 | 7.28 | 8.5543 | 2020Q3 | https://www.1000bulbs.com/product/177286/IRT-10046.html | 1000bulbs.com | 2020 | Yes
LED Lighting | Reflector | Euri Lighting | True |  | Reflector (Flood/Spot) | PAR30 | E26 (Medium) | Damp Location Rated,Recessed Fixtures Damp Location Rated,Recessed Fixtures Description Accent your room with vibrant colors by using this LED PAR30 flood light that emits a uniform, soft white light. Great for recessed cans and track lights Instant-on, no warm up time Saves up to 84% in costs Shatter-resistant glass High CRI for true color Dimmable down to 5% Color Corrected - 800 Lumens - 2700 Kelvin - 45 Deg. Flood - 120 Volt - Euri Lighting EP30-2020ews LED PAR30 Short Neck - 11 Watt - 75 Watt Equal | 2700 | 91 | 800 | 72.7273 | 25000 | 11 | 20 | 147.8 | 7.39 | 8.6835 | 2020Q3 | https://www.1000bulbs.com/product/177387/IRT-10050.html | 1000bulbs.com | 2020 | Yes
LED Lighting | Reflector | Euri Lighting | True |  | Reflector (Flood/Spot) | PAR38 | E26 (Medium) | Damp Location Rated,Wet Location Rated,Not Rated for Recessed Fixtures Damp Location Rated,Wet Location Rated,Not Rated for Recessed Fixtures Description Replace 100-watt incandescent lamps with this incredible Euri Lighting EP38-2000ew LED PAR38 and receive amazing color perception in recessed cans, display lights, and much more. Featuring multiple chips on board LED technology, this lamp provides a uniform and illuminating a color matched for halogen bulbs while saving immensely in energy costs. Features standard medium (E26) base Equipped with shatter resistant glass Dimmable down to 5 percent Instant-on, no warm up time Color Corrected - 1200 Lumens - 3000 Kelvin - 40 Deg. Flood - 120 Volt - Euri Lighting EP38-2000ew LED PAR38 - 17 Watt - 100 Watt Equal | 3000 | 92 | 1200 | 70.5882 | 40000 | 17 | 20 | 201.2 | 10.06 | 11.8209 | 2020Q3 | https://www.1000bulbs.com/product/177393/IRT-10052.html | 1000bulbs.com | 2020 | Yes
LED Lighting | Reflector | Halco | True |  | Reflector (Flood/Spot) | PAR16 | GU10 | Damp Location Rated,Recessed Fixtures Damp Location Rated,Recessed Fixtures Description Designed for outdoor residential and commercial applications, the Halco 80517 1.4-watt S14 bulb is the ideal LED replacement for your 11-watt incandescent lamp. This festive red bulb will add the perfect illumination for your lighting fixtures. "Heat-to-base" structure allows for easy heat dissipation without the need for a heat sink IP-65 rated from rain or water exposure Do not use in totally enclosed fixtures UL Listed for wet locations Dimmable 11 Watt Equal - 120 Volt - Halco 80517 Red - 1.4 Watt - Dimmable LED - S14 | 4000 | 83 | 500 | 76.9231 | 25000 | 6.5 | 25 | 156 | 6.24 | 7.3322 | 2020Q3 | https://www.1000bulbs.com/product/184588/HALCO-80517.html | 1000bulbs.com | 2020 | Yes
LED Lighting | Decorative | Halco | True |  | Globe | G16.5 | E26 (Medium) | Not for Use in Recessed Fixtures Not for Use in Recessed Fixtures Description The Halco 80518 1.4-watt blue bulb is the perfect LED replacement for an 11-watt incandescent lamp. This S14 bulb will bring festive illumination to any outdoor residential and commercial applications. "Heat-to-base" structure allows for easy heat dissipation IP-65 rated from rain or water exposure Not suitable for use in enclosed fixtures Designed for flashing sign applications UL Listed for wet locations 11 Watt Equal - 120 Volt - Halco 80518 Blue - 1.4 Watt - Dimmable LED - S14 | 2700 | 82 | 350 | 70 | 25000 | 5 | 25 | 156 | 6.24 | 7.3322 | 2020Q3 | https://www.1000bulbs.com/product/184589/HALCO-80518.html | 1000bulbs.com | 2020 | Yes
LED Lighting | A-Type | MaxLite | False |  |  | A-19 | Medium (E26) | LED A-Style Light Bulbs Maxlite non-dimmable 14 watt 3000K soft white A19 LED bulb generates as much light as many 100 watt incandescent bulbs. Suitable for use in enclosed fixtures No lead or mercury means easy and environmentally safe disposal Saves 86 watts in electricity compared to a 100 watt halogen Very long life - Rated to still put out 70% as much light after 11,000 hours of operation as it does when brand new Do not “hot swap” this bulb. Turn off fixture before replacing existing bulb. Suitable for use in enclosed fixtures No lead or mercury means easy and environmentally safe disposal Saves 86 watts in electricity compared to a 100 watt halogen Very long life - Rated to still put out 70% as much light after 11,000 hours of operation as it does when brand new Maxlite Non-Dimmable 14W 3000K A19 LED Bulb, Enclosed Fixture Rated (Pack of 4) | 3000 | 80 | 1500 | 107.1429 | 11000 | 14 | 4 | 10.36 | 2.59 | 3.0434 | 2020Q2 | https://www.bulbs.com/product/E14A19NDV30-4P | Bulbs.com | 2020 | Yes
LED Lighting | A-Type | MaxLite | False |  |  | A-19 | Medium (E26) | LED A-Style Light Bulbs Maxlite non-dimmable 14 watt 4000K cool white A19 LED bulb generates as much light as many 100 watt incandescent bulbs. Suitable for use in enclosed fixtures No lead or mercury means easy and environmentally safe disposal Saves 86 watts in electricity compared to a 100 watt halogen Very long life - Rated to still put out 70% as much light after 11,000 hours of operation as it does when brand new Do not “hot swap” this bulb. Turn off fixture before replacing existing bulb. Suitable for use in enclosed fixtures No lead or mercury means easy and environmentally safe disposal Saves 86 watts in electricity compared to a 100 watt halogen Very long life - Rated to still put out 70% as much light after 11,000 hours of operation as it does when brand new Maxlite Non-Dimmable 14W 4000K A19 LED Bulb, Enclosed Fixture Rated (Pack of 4) | 4000 | 80 | 1500 | 107.1429 | 11000 | 14 | 4 | 10.36 | 2.59 | 3.0434 | 2020Q2 | https://www.bulbs.com/product/E14A19NDV40-4P | Bulbs.com | 2020 | Yes
LED Lighting | A-Type | MaxLite | False |  |  | A-19 | Medium (E26) | LED A-Style Light Bulbs Maxlite non-dimmable 14 watt 5000K bright white A19 LED bulb generates as much light as many 100 watt incandescent bulbs. Suitable for use in enclosed fixtures No lead or mercury means easy and environmentally safe disposal Saves 86 watts in electricity compared to a 100 watt halogen Very long life - Rated to still put out 70% as much light after 11,000 hours of operation as it does when brand new Do not “hot swap” this bulb. Turn off fixture before replacing existing bulb. Suitable for use in enclosed fixtures No lead or mercury means easy and environmentally safe disposal Saves 86 watts in electricity compared to a 100 watt halogen Very long life - Rated to still put out 70% as much light after 11,000 hours of operation as it does when brand new Maxlite Non-Dimmable 14W 5000K A19 LED Bulb, Enclosed Fixture Rated (Pack of 4) | 5000 | 80 | 1500 | 107.1429 | 11000 | 14 | 4 | 10.36 | 2.59 | 3.0434 | 2020Q2 | https://www.bulbs.com/product/E14A19NDV50-4P | Bulbs.com | 2020 | Yes
LED Lighting | Reflector | PLT | True |  | Reflector (Flood/Spot) | PAR20 | E26 (Medium) | Damp Location Rated,Recessed Fixtures Damp Location Rated,Recessed Fixtures Description This LED high bay features a unique diamond design to maximize lighting output from your choice of direct wire LED T8 lamps. Uses 8 direct wire, single-ended LED T8 tubes Two V-hooks and a 6 ft. chain (included) Knockouts on ends and back Installs in continuous rows Non-shunted sockets Non-Shunted Sockets - Chain Mount - White Finish LED Ready High Bay - Operates 8 Single-Ended Direct Wire T8 LED Lamps (Sold Separately) | 3000 | 83 | 520 | 72.2222 | 25000 | 7.2 | 1 | 113.62 | 113.62 | 133.5079 | 2020Q3 | https://www.1000bulbs.com/product/192380/PLT-20025.html | 1000bulbs.com | 2020 | No
LED Lighting | Reflector | PLT | True |  | Reflector (Flood/Spot) | BR40 | E26 (Medium) | Damp Location Rated,Not Rated for Recessed Fixtures Damp Location Rated,Not Rated for Recessed Fixtures Description Update your vehicle's indicator lights or accent lighting such as step lights or mini pendant lights with this G4 LED mini indicator bulb. This 3-Watt light runs off direct current only and produces a 400 Lumen output in a color matched for halogen bulbs. Reduces electrical burden on the battery and alternator Not recommended for use with electronic transformers Emits light in a 300-degree beam angle Equivalent to a 20-Watt halogen bulb Not for use in enclosed fixtures Operates on 12 to 30 Volts 20W Halogen Equal - 3000 Kelvin - 300 Degree Beam Angle - 12-30V DC Only G4 LED - 3W - 400 Lumens - 3000 Kelvin 12-30 Volt | 5000 | 96 | 1075 | 97.7273 | 25000 | 11 | 20 | 55 | 2.75 | 3.2314 | 2020Q3 | https://www.1000bulbs.com/product/192642/PLT-10805.html | 1000bulbs.com | 2020 | Yes
LED Lighting | Reflector | PLT | True |  | Reflector (Flood/Spot) | BR40 | E26 (Medium) | Damp Location Rated,Not Rated for Recessed Fixtures Damp Location Rated,Not Rated for Recessed Fixtures Description Put this LED mini indicator light to work in your vehicle's tail lights, signal lights, and more. This 3-Watt bulb is an environmentally friendly alternative to 20-Watt halogen bulbs and produces a 400 Lumen output to help grab attention. Runs off direct current only and uses 12-30 Volts Emits a color matched for halogen bulbs Features a single contact BA15s base Not for use in enclosed fixtures 400 Lumens - 20W Halogen Equal - 3000 Kelvin - Halogen - 12-30 Volt DC Only 1156 - 3W Single Contact BA15s - LED | 5000 | 96 | 1075 | 97.7273 | 25000 | 11 | 20 | 130.4 | 6.52 | 7.6613 | 2020Q3 | https://www.1000bulbs.com/product/192643/PLT-10806.html | 1000bulbs.com | 2020 | Yes
LED Lighting | A-Type | Philips | False | Daylighting/Photocell, | A19/21 | E26 (Medium) | E26 (Medium) | Home / Light Bulbs / LED / Philips - 455717 - 14A19/LED/850 ND 120V Damp Location Rated 14W A19 LED Lamp - Universal - 1500 Lumens - Daylight (5000K) - 80 CRI - 10000 Hours - E26 (Medium) - 120 to 130V - Frost Philips - 455717 - 14A19/LED/850 ND 120V | 5000 | 80 | 1500 | 107.1429 | 10000 | 14 | 8 | 46.16 | 5.77 | 6.78 | 2020Q2 | https://shop.regencylighting.com/lamps/led/14a19-led-850-nd-120v-45571-7.html | Regency Lighting | 2020 | Yes
LED Lighting | Reflector | Euri Lighting | True |  | Reflector (Flood/Spot) | PAR30S | E26 (Medium) | Damp Location Rated,Not Rated for Recessed Fixtures Damp Location Rated,Not Rated for Recessed Fixtures Description Change out old 75-Watt incandescent flood lights and replace them with this more efficient 12-Watt LED flood light. Fits track lighting and recessed cans High CRI for more vivid colors No flickering or delays Instantly turns on Sold as a 2-pack Color Corrected - 850 Lumens - 3000 Kelvin - 40 Deg. Flood - 120 Volt - Euri Lighting EP30-4000cecws-2 LED PAR30 Short Neck - 12 Watt - 75 Watt Equal | 3000 | 92 | 850 | 70.8333 | 25000 | 12 | 20 | 94.6 | 4.73 | 5.5579 | 2020Q3 | https://www.1000bulbs.com/product/200037/IRT-10118.html | 1000bulbs.com | 2020 | Yes
LED Lighting | Reflector | Euri Lighting | True | Daylighting/Photocell, | Reflector (Flood/Spot) | PAR38 | E26 (Medium) | Damp Location Rated,Use With Timers,Use With Photo and/or Motion Sensors,Not Rated for Recessed Fixtures Damp Location Rated,Use With Timers,Use With Photo and/or Motion Sensors,Not Rated for Recessed Fixtures Description Brighten restaurants, hotels, and art galleries with these efficient 20-Watt Euri Lighting EP38-4001cecw-2 PAR38 LED wide flood lights. A replacement for 100-Watt incandescent flood bulbs, these flood lights turn on to instant brightness without flickering or delays and can be used for a variety of applications including security lighting or wall washing. Features high color rendering for more brilliant colors Suitable for use in damp locations Comes as a 2-pack Color Corrected - 1550 Lumens - 3000 Kelvin - 50 Deg. Wide Flood - 120 Volt - 2 Pack - Euri Lighting EP38-4001cecw-2 LED PAR38 - 20 Watt - 120 Watt Equal | 3000 | 92 | 1550 | 77.5 | 25000 | 20 | 20 | 177.4 | 8.87 | 10.4226 | 2020Q3 | https://www.1000bulbs.com/product/200039/IRT-10120.html | 1000bulbs.com | 2020 | Yes
LED Lighting | Reflector | TCP | True | Daylighting/Photocell, | Reflector (Flood/Spot) | BR30 | E26 (Medium) | Damp Location Rated,Recessed Fixtures Damp Location Rated,Recessed Fixtures Description This LED BR30 is 80 percent more efficient than an incandescent bulb and provides a brilliant, consistent light for residential or commercial lighting applications. Designed for track, recessed can, and display lighting Suitable for enclosed fixtures UL listed for damp locations 850 Lumens - 5000 Kelvin - TCP LED12BR30D50K LED BR30 - 10.5 Watt - 65 Watt Equal - Daylight White | 5000 | 84 | 900 | 85.7143 | 25000 | 10.5 | 12 | 44.04 | 3.67 | 4.3124 | 2020Q3 | https://www.1000bulbs.com/product/200290/TCP-10026.html | 1000bulbs.com | 2020 | Yes
LED Lighting | Downlight | Lithonia Lighting | True |  |  |  |  | Downlight Recessed Downlight Recessed Description This 3-inch recessed downlight kit includes steel housing and 3 remodel clips for installing into existing plaster, sheet rock, or mechanical ceilings. CSA listed for damp locations High CRI of 93 Dimmable 450 Lumens - 3000 Kelvin - 93 CRI - Smooth Baffle Trim - 120V - Lithonia LK3BMW LED M4 3 in. LED Downlight - 7 Watt - 45 Watt Equal - Halogen Match | 3000 | 94 | 461 | 61.4667 | 36000 | 7.5 | 1 | 45.69 | 45.69 | 53.6875 | 2020Q3 | https://www.1000bulbs.com/product/200698/LITH-0337.html | 1000bulbs.com | 2020 | Yes
LED Lighting | Downlight | Lithonia Lighting | True |  |  |  |  | Downlight Recessed Downlight Recessed Description This downlight provides a color matched for halogen bulbs to make spaces feel inviting and relaxing while producing 660 Lumens at 10.6 Watts. ETL listed for damp locations High CRI of 93 Dimmable 660 Lumens - 3000 Kelvin - 93 CRI - Smooth Baffle Trim - 120V - Lithonia LK5BMW LED M4 5 in. LED Downlight - 10.6 Watt - 65 Watt Equal - Halogen Match | 3000 | 94 | 667 | 62.9245 | 36000 | 10.6 | 1 | 45.35 | 45.35 | 53.288 | 2020Q3 | https://www.1000bulbs.com/product/200702/LITH-0341.html | 1000bulbs.com | 2020 | Yes
LED Lighting | Reflector | TCP | True |  | Reflector (Flood/Spot) | BR30 | E26 (Medium) | Damp Location Rated,Recessed Fixtures Damp Location Rated,Recessed Fixtures Description Eliminate the hassle of replacing incandescents in hard to reach areas by investing in this long-lasting TCP LED BR30 bulb. Saves on energy costs compared to incandescents Enclosed fixture and damp location rated Ideal for track or recessed cans 700 Lumens - 3000 Kelvin - TCP LED9BR30D30K LED BR30 - 9.5 Watt - 65 Watt Equal - Halogen Match | 3000 | 80 | 700 | 73.6842 | 25000 | 9.5 | 1 | 2.9 | 2.9 | 3.4076 | 2020Q3 | https://www.1000bulbs.com/product/200976/TCP-10039.html | 1000bulbs.com | 2020 | Yes
LED Lighting | Reflector | TCP | True |  | Reflector (Flood/Spot) | BR30 | E26 (Medium) | Damp Location Rated,Recessed Fixtures Damp Location Rated,Recessed Fixtures Description Trust this LED BR30 bulb in your ceiling fixtures for a dimmable, shatter-resistant fit for commercial and residential venues. Uses 85 percent less energy than its halogen equivalent Safe for use in enclosed fixtures Endorsed by Energy Star 750 Lumens - 4100 Kelvin - TCP LED9BR30D41K LED BR30 - 9.5 Watt - 65 Watt Equal - Cool White | 4000 | 82 | 750 | 78.9474 | 25000 | 9.5 | 1 | 2.9 | 2.9 | 3.4076 | 2020Q3 | https://www.1000bulbs.com/product/200977/TCP-10040.html | 1000bulbs.com | 2020 | Yes
LED Lighting | Reflector | TCP | True |  | Reflector (Flood/Spot) | BR30 | E26 (Medium) | Damp Location Rated,Recessed Fixtures Damp Location Rated,Recessed Fixtures Description This TCP LED BR30 brings a warm ambiance to your home or business and is perfect for installation into track, display, and porch light fixtures. Damp location rated; can be used in covered outdoor spaces 80% less energy usage compared to incandescents Very low heat generation 700 Lumens - 2700 Kelvin - TCP LED9BR30D27K LED BR30 - 9.5 Watt - 65 Watt Equal - Incandescent Match | 2700 | 80 | 700 | 73.6842 | 25000 | 9.5 | 1 | 2.9 | 2.9 | 3.4076 | 2020Q3 | https://www.1000bulbs.com/product/200979/TCP-10042.html | 1000bulbs.com | 2020 | Yes
LED Lighting | Reflector | TCP | True |  | Reflector (Flood/Spot) | PAR30L | E26 (Medium) | Wet Location Rated,Recessed Fixtures Wet Location Rated,Recessed Fixtures Description Producing an intense pool of light, this TCP LED PAR30 lamp is designed with a 40-degree beam angle for track, downlight, and sheltered outdoor applications. This long neck PAR30 lamp provides immediate energy savings as it uses up to 85% less energy than halogen bulbs. 4100 Kelvin color temperature delivers bright, energizing light Suitable for use in art displays and security lighting UL listed for damp locations 850 Lumens - 4100 Kelvin - 40 Deg. Flood - 120 Volt - TCP LED12P30D41KFL LED PAR30 Long Neck - 10.5 Watt - 75 Watt Equal | 4000 | 85 | 850 | 80.9524 | 25000 | 10.5 | 12 | 155.28 | 12.94 | 15.205 | 2020Q3 | https://www.1000bulbs.com/product/201081/TCP-10046.html | 1000bulbs.com | 2020 | Yes
LED Lighting | Downlight | TCP | True |  |  | LED Retrofit Kit | LED Retrofit Kit | Downlight Solid State Retrofit Downlight Solid State Retrofit Description With this 35,000-life hour LED downlight you can retrofit existing downlights or install it into new construction projects. Replaces 75-Watt incandescents 800 Lumens cover a wide area Smooth dimming 800 Lumens - 2700 Kelvin - 80 CRI - Smooth Baffle Trim - 120V - TCP LED11DR5627K 5-6 in. LED Downlight - 11 Watt - 75 Watt Equal - Incandescent Match | 2700 | 83 | 850 | 89.4737 | 35000 | 9.5 | 6 | 61.14 | 10.19 | 11.9736 | 2020Q3 | https://www.1000bulbs.com/product/201094/TCP-10051.html | 1000bulbs.com | 2020 | Yes
LED Lighting | A-Type | Philips | False | Daylighting/Photocell, | A19/21 | E26 (Medium) | E26 (Medium) | Home / Light Bulbs / LED / LED A-Line / Philips - 455717 - 14A19/LED/850 ND 120V Damp Location Rated 14W A19 LED Lamp - Universal - 1500 Lumens - Daylight (5000K) - 80 CRI - 10000 Hours - E26 (Medium) - 120 to 130V - Frost Philips - 455717 - 14A19/LED/850 ND 120V | 5000 | 80 | 1500 | 107.1429 | 10000 | 14 | 8 | 46.16 | 5.77 | 6.78 | 2020Q2 | https://shop.regencylighting.com/lamps/led/a-line/14a19-led-850-nd-120v-45571-7.html | Regency Lighting | 2020 | Yes
LED Lighting | Reflector | TCP | True |  | Reflector (Flood/Spot) | BR40 | E26 (Medium) | Damp Location Rated,Recessed Fixtures Damp Location Rated,Recessed Fixtures Description Change out incandescent lights for this LED BR40 flood bulb that is an ideal, high lumen option for track and recessed lighting. Safe to install in damp locations Highly efficient 82 LPW Shatter-resistant Dimmable 1400 Lumens - 4100 Kelvin - TCP LED17BR40D41K LED BR40 - 17 Watt - 90 Watt Equal - Cool White | 4000 | 85 | 1400 | 82.3529 | 25000 | 17 | 12 | 66.36 | 5.53 | 6.498 | 2020Q3 | https://www.1000bulbs.com/product/201511/TCP-10059.html | 1000bulbs.com | 2020 | Yes
LED Lighting | Reflector | TCP | True |  | Reflector (Flood/Spot) | MR16 | GU5.3 | Damp Location Rated,Recessed Fixtures Damp Location Rated,Recessed Fixtures Description Update your lighting by replacing 50-Watt halogen bulbs with the 6.5-Watt TCP LED712VM16V27KFL LED MR16 flood bulb. Operating on 12 Volts of power, this shatter-resistant bulb can be used in track or recessed fixtures to illuminate displays with a 2700K color matched for incandescent bulbs. Light output can be dimmed down to 4 percent with some dimmers Low heat generation reduces the risk of injury Illuminates at a 40-degree flood beam angle UL rated for use in damp locations 500 Lumens - 2700 Kelvin - 40 Deg. Flood - 12 Volt - GU5.3 Base - TCP LED712VMR16V27KFL LED MR16 - 6.5 Watt - 50 Watt Equal - Incandescent Match | 2700 | 82 | 500 | 76.9231 | 25000 | 6.5 | 12 | 66.36 | 5.53 | 6.498 | 2020Q3 | https://www.1000bulbs.com/product/201512/TCP-10060.html | 1000bulbs.com | 2020 | Yes
LED Lighting | Reflector | TCP | True |  | Reflector (Flood/Spot) | MR16 | GU5.3 | Damp Location Rated,Recessed Fixtures Damp Location Rated,Recessed Fixtures Description Save on monthly energy bills by replacing a 50-Watt halogen with the TCP LED712VMR16V30KFL MR16 LED flood bulb. Operating on just 7 Watts, this bulb can be used to set off displays ranging from delicate art pieces to landscaping. Suitable for use in enclosed landscape light fixtures, track lighting, and recessed cans Can be dimmed down to 4 percent with some Lutron and Leviton dimmers Shatter-resistant for added durability Safe for damp locations 500 Lumens - 3000 Kelvin - 40 Deg. Flood - 12 Volt - GU5.3 Base - TCP LED712VMR16V30KFL LED MR16 - 7 Watt - 50 Watt Equal - Halogen Match | 3000 | 83 | 500 | 76.9231 | 25000 | 6.5 | 12 | 66.36 | 5.53 | 6.498 | 2020Q3 | https://www.1000bulbs.com/product/201513/TCP-10061.html | 1000bulbs.com | 2020 | Yes
LED Lighting | Downlight | Lithonia Lighting | True |  |  |  |  | Downlight Recessed Downlight Recessed Description This easy-to-install LED fixture is suitable for shallow ceiling applications making it excellent for use in elevators, garages, and attics. Installs in T-grid and drop ceilings Dimmable IC-rated 14 Watt - 60 Watt Incandescent Equal - 880 Lumens - 3000 Kelvin - Square - Lensed Trim - Dimmable - 120 Volt Lithonia WF6 - 6 in. Ultra Thin LED Downlight | 2700 | 83 | 1038 | 73.0986 | 36000 | 14.2 | 6 | 126.66 | 21.11 | 24.8051 | 2020Q3 | https://www.1000bulbs.com/product/201635/LITH-0349.html | 1000bulbs.com | 2020 | Yes
LED Lighting | Reflector | TCP |  |  | Reflector (Flood/Spot) | BR40 | E26 (Medium) | Damp Location Rated,Recessed Fixtures Damp Location Rated,Recessed Fixtures Description Upgrade your recessed cans or track fixtures with this LED BR40 which consumes up to 80 percent less energy than incandescents over its lifetime. UL rated for outdoor use when protected from the elements Cool white light helps improve concentration Suitable for totally enclosed fixtures 1300 Lumens - 4100 Kelvin - TCP LED17BR4041K LED BR40 - 17 Watt - 90 Watt Equal - Cool White | 4000 | 82 | 1300 | 76.4706 | 25000 | 17 | 12 | 125.16 | 10.43 | 12.2557 | 2020Q3 | https://www.1000bulbs.com/product/201724/TCP-10072.html | 1000bulbs.com | 2020 | Yes
LED Lighting | Reflector | Euri Lighting | True |  | Reflector (Flood/Spot) | PAR20 | E26 (Medium) | Wet Location Rated,Recessed Fixtures Wet Location Rated,Recessed Fixtures Description Emitting a color corrected cool white light, this PAR20 LED flood bulb is designed to highlight the vibrant and natural colors of your displays, art, or accent walls. Suitable for track lights and recessed cans Excellent for indoor and outdoor use Replaces 50-Watt incandescents Brightness is dimmable Color Corrected - 550 Lumens - 4000 Kelvin - 40 Deg. Flood - 120 Volt - Euri Lighting EP20-5040ew LED PAR20 - 9 Watt - 50 Watt Equal | 4000 | 93 | 550 | 64.7059 | 25000 | 8.5 | 20 | 122.4 | 6.12 | 7.1912 | 2020Q3 | https://www.1000bulbs.com/product/201866/IRT-10135.html | 1000bulbs.com | 2020 | Yes
LED Lighting | Reflector | Euri Lighting | True |  | Reflector (Flood/Spot) | PAR30L | E26 (Medium) | Wet Location Rated,Recessed Fixtures Wet Location Rated,Recessed Fixtures Description Make your yard and home architecture stand out with the Euri Lighting EP30-5020ew PAR30 LED bulb by pairing it with directional flood fixtures. Designed with a high color rendering index (CRI) of 90, this flood light will highlight the vivid colors and features of your displays. Emits a 2700K color matched for incandescent bulbs at 900 Lumens Designed for safe use in wet locations Can be used with a dimmer Shatter-resistant Color Corrected - 900 Lumens - 2700 Kelvin - 40 Deg. Flood - 120 Volt - Euri Lighting EP30-5020ew LED PAR30 Long Neck - 13 Watt - 75 Watt Equal | 2700 | 92 | 910 | 70 | 25000 | 13 | 20 | 202.6 | 10.13 | 11.9031 | 2020Q3 | https://www.1000bulbs.com/product/201868/IRT-10137.html | 1000bulbs.com | 2020 | Yes
LED Lighting | Reflector | Euri Lighting | True |  | Reflector (Flood/Spot) | PAR30L | E26 (Medium) | Wet Location Rated,Recessed Fixtures Wet Location Rated,Recessed Fixtures Description Combine recessed cans and track lighting with Euri Lighting EP30-5040ew PAR30 LED bulbs. Built to emit a 4000 Kelvin cool white light at 900 Lumens, this LED flood shines a light that promotes productivity while rendering the accurate colors of a room. Suitable for use in bathrooms, pathways, and near pools UL rated for wet locations Dimmer compatible Shatter-resistant See Dimmer Compatibility list prior to ordering. Color Corrected - CRI 90 - 900 Lumens - 4000 Kelvin - 40 Deg. Flood - Euri Lighting EP30-5040ew LED PAR30 Long Neck - 13 Watt - 75 Watt Equal - Cool White | 4000 | 94 | 900 | 69.2308 | 25000 | 13 | 20 | 202.6 | 10.13 | 11.9031 | 2020Q3 | https://www.1000bulbs.com/product/201869/IRT-10138.html | 1000bulbs.com | 2020 | Yes
LED Lighting | Reflector | Euri Lighting | True |  | Reflector (Flood/Spot) | PAR30S | E26 (Medium) | Wet Location Rated,Recessed Fixtures Wet Location Rated,Recessed Fixtures Description Reduce your energy usage by investing in this 13-Watt PAR30, a longer-lasting alternative to halogen bulbs with a more durable shatter-resistant build. Ideal for bedrooms and living rooms Excellent for indoor and outdoor use High CRI illuminates truer colors Light output can be dimmed Color Corrected - 900 Lumens - 2700 Kelvin - 40 Deg. Flood - 120 Volt - Euri Lighting EP30-5020ews LED PAR30 Short Neck - 13 Watt - 75 Watt Equal | 2700 | 92 | 900 | 69.2308 | 25000 | 13 | 20 | 147.8 | 7.39 | 8.6835 | 2020Q3 | https://www.1000bulbs.com/product/201871/IRT-10140.html | 1000bulbs.com | 2020 | Yes
LED Lighting | Reflector | Euri Lighting | True |  | Reflector (Flood/Spot) | PAR38 | E26 (Medium) | Wet Location Rated,Recessed Fixtures Wet Location Rated,Recessed Fixtures Description Illuminate indoor or outdoor areas with a color matched for incandescent bulbs of the Euri Lighting EP38-5020ew PAR38 LED bulb. Operating on 18.5 Watts, this flood light features shatter-resistant housing to make it a durable replacement for 120-Watt incandescent bulbs. Recommended for living rooms, bedrooms, decks, and yards 90 color rendering index (CRI) shows more vibrant colors Suitable for directional and flood fixtures Provides uniform dimming UL rated for wet locations Color Corrected - 1400 Lumens - 2700 Kelvin - 40 Deg. Flood - 120 Volt - Euri Lighting EP38-5020ew LED PAR38 - 19 Watt - 120 Watt Equal - Incandescent Match | 2700 | 92 | 1400 | 75.6757 | 25000 | 18.5 | 20 | 201.2 | 10.06 | 11.8209 | 2020Q3 | https://www.1000bulbs.com/product/201874/IRT-10143.html | 1000bulbs.com | 2020 | Yes
LED Lighting | Reflector | TCP | True |  | Reflector (Flood/Spot) | BR40 | E26 (Medium) | Damp Location Rated,Recessed Fixtures Damp Location Rated,Recessed Fixtures Description Increase energy savings by up to 80 percent when you install this BR40 LED bulb which is a high output replacement for 90-Watt incandescents. Can be used both indoor and outdoor in totally enclosed fixtures 25,000 life hours reduces replacement and maintenance costs UL rated for damp locations 1400 Lumens - 2700 Kelvin - TCP LED17BR40D27K LED BR40 - 17 Watt - 90 Watt Equal - Incandescent Match | 2700 | 83 | 1400 | 82.3529 | 25000 | 17 | 12 | 66.36 | 5.53 | 6.498 | 2020Q3 | https://www.1000bulbs.com/product/201882/TCP-10073.html | 1000bulbs.com | 2020 | Yes
LED Lighting | A-Type | Maxlite | False | Daylighting/Photocell, | A19/21 | E26 (Medium) | E26 (Medium) | Home / Light Bulbs / LED / LED A-Line / Maxlite - 102580 - E14A19NDV50 Non-Dimming Value Series; Enclosed Rated; Damp Location Rated 14W A19 LED Lamp - 1500 Lumens - Daylight (5000K) - 80 CRI - 11000 hrs. - E26 (Medium) - 120 to 130V Maxlite - 102580 - E14A19NDV50 | 5000 | 80 | 1500 | 107.1429 | 11000 | 14 | 1 | 4.41 | 4.41 | 5.1819 | 2020Q2 | https://shop.regencylighting.com/lamps/led/a-line/e14a19ndv50-mxt.html | Regency Lighting | 2020 | Yes
LED Lighting | A-Type | Sylvania | False |  | A19/21 | E26 (Medium) | E26 (Medium) | Home / Light Bulbs / LED / LED A-Line / Sylvania - 74738 - LED14A19/F/830/10YV/RP Damp Location Rated; Not for Use in Totally Enclosed Fixtures 14W A19 LED Lamp - Universal - 1500 Lumens - Warm White (3000K) - 80 CRI - 11000 Hours - E26 (Medium) - 120 to 130V - Frost Sylvania - 74738 - LED14A19/F/830/10YV/RP | 3000 | 80 | 1500 | 107.1429 | 11000 | 14 | 1 | 7.41 | 7.41 | 8.707 | 2020Q2 | https://shop.regencylighting.com/lamps/led/a-line/led14a19-f-830-10yv-rp-74738.html | Regency Lighting | 2020 | Yes
LED Lighting | A-Type | Sylvania | False |  | A19/21 | E26 (Medium) | E26 (Medium) | Home / Light Bulbs / LED / LED A-Line / Sylvania - 79292 - LED14A19F82710YVRP Damp Location Rated; Not for Use in Totally Enclosed Fixtures 14W A19 LED Lamp - Universal - 1500 Lumens - Warm White (2700K) - 80 CRI - 11000 Hours - E26 (Medium) - 120 to 130V - Frost Sylvania - 79292 - LED14A19F82710YVRP | 2700 | 80 | 1500 | 107.1429 | 11000 | 14 | 6 | 44.46 | 7.41 | 8.707 | 2020Q2 | https://shop.regencylighting.com/lamps/led/a-line/led14a19f82710yvrp-79292.html | Regency Lighting | 2020 | Yes
LED Lighting | A-Type | Sylvania | False |  | A19/21 | E26 (Medium) | E26 (Medium) | Home / Light Bulbs / LED / LED A-Line / Sylvania - 78098 - LED14A19F83510YVRP 6/CS 1/SKU Damp Location Rated; Not for Use in Totally Enclosed Fixtures 14W A19 LED Lamp - Universal - 1500 Lumens - Neutral White (3500K) - 80 CRI - 11000 Hours - E26 (Medium) - 120 to 130V - Frost Sylvania - 78098 - LED14A19F83510YVRP 6/CS 1/SKU | 3500 | 80 | 1500 | 107.1429 | 11000 | 14 | 6 | 44.46 | 7.41 | 8.707 | 2020Q2 | https://shop.regencylighting.com/lamps/led/a-line/led14a19f83510yvrp-6-cs-1-sku-78098.html | Regency Lighting | 2020 | Yes
LED Lighting | Reflector | TCP | True |  | Reflector (Flood/Spot) | PAR30 | E26 (Medium) | Wet Location Rated,Recessed Fixtures Wet Location Rated,Recessed Fixtures Description Add the TCP LED12P30D50KFL PAR30 long neck LED bulb in protected outdoor light fixtures to highlight landscaping or architecture and discover smooth, uniform light. Suitable for damp locations, this PAR30 LED generates less heat and is lightweight to avoid stressing fixtures with additional weight. Save up to 85 percent on energy with this 10.5-Watt PAR30 LED compared to a 75-Watt incandescent Avoids breakage injuries with its shatter resistant housing Delivers 850 Lumens of stark white light Capable of dimming down to 20 percent 850 Lumens - 5000 Kelvin - 40 Deg. Flood - 120 Volt - TCP LED12P30D50KFL LED PAR30 Long Neck - 10.5 Watt - 75 Watt Equal | 5000 | 83 | 850 | 80.9524 | 25000 | 10.5 | 12 | 135.12 | 11.26 | 13.2309 | 2020Q3 | https://www.1000bulbs.com/product/202737/TCP-10097.html | 1000bulbs.com | 2020 | Yes
LED Lighting | Reflector | TCP | True |  | Reflector (Flood/Spot) | PAR38 | E26 (Medium) | Wet Location Rated,Recessed Fixtures Wet Location Rated,Recessed Fixtures Description Stop looking for incandescent bulbs and start saving energy with the 15-Watt TCP LED17P38D50KFL PAR38 LED flood light. Featuring a full face optic design that mimics the look of halogens along with a new smooth outer housing, the TCP PAR38 LED improves the appearance of your track lights and recessed downlights. Providing evenly dispersed illumination, the PAR38 LED flood light is suitable for indoor and outdoor damp locations. 25,000 hours of rated life for longer durability and less maintenance work Dimming features available when paired with a dimmer Lightweight; doesn’t add extra stress to fixtures Shatter resistant housing 1200 Lumens - 5000 Kelvin - 40 Deg. Flood - 120 Volt - TCP LED17P38D50KFL LED PAR38 - 15 Watt - 120 Watt Equal | 5000 | 84 | 1200 | 80 | 25000 | 15 | 12 | 135.12 | 11.26 | 13.2309 | 2020Q3 | https://www.1000bulbs.com/product/202738/TCP-10098.html | 1000bulbs.com | 2020 | Yes
LED Lighting | Reflector | TCP | True | Daylighting/Photocell, | Reflector (Flood/Spot) | PAR38 | E26 (Medium) | Wet Location Rated,Recessed Fixtures Wet Location Rated,Recessed Fixtures Description Distributing 1050 Lumens of 5000K daylight white light, the TCP LED14P38D50KFL PAR38 LED bulb can be applied to track and display light fixtures in your residential or commercial locations. By upgrading from 90-Watt halogens to this 13.5-Watt flood light, you’ll save up to 85 percent on energy and lamp replacements. Dimmable down to 20 percent when paired with the compatible dimmer Full face optic matches the look of halogen bulbs Lightweight design, won’t stress fixtures Safety rated for damp locations 1050 Lumens - 5000 Kelvin - 40 Deg. Flood - 120 Volt - TCP LED14P38D50KFL LED PAR38 - 13.5 Watt - 90 Watt Equal | 5000 | 83 | 1050 | 77.7778 | 25000 | 13.5 | 12 | 144 | 12 | 14.1005 | 2020Q3 | https://www.1000bulbs.com/product/202739/TCP-10099.html | 1000bulbs.com | 2020 | Yes
LED Lighting | Reflector | TCP | True |  | Reflector (Flood/Spot) | MR16 | GU5.3 | Damp Location Rated,Recessed Fixtures Damp Location Rated,Recessed Fixtures Description Ramp up retail spaces or art galleries by upgrading to the brilliant illumination of the TCP LED512VMR1627KFL LED MR16 bulb. This 5-Watt LED MR16 bulb replaces 35-Watt halogens and is conveniently lightweight and shatter resistant for track or recessed downlight fixtures. Generates less heat while maintaining its 400 lumen output at a 2700K color matched for incandescent bulbs Longer rated life of up to 25,000 hours, saving you on replacement costs Dimming options available when paired with a compatible dimmer Suitable for protected outdoor fixtures 400 Lumens - 2700 Kelvin - 40 Deg. Flood - 12 Volt - GU5.3 Base - TCP LED512VMR1627KFL LED MR16 - 5 Watt - 35 Watt Equal - Incandescent Match | 2700 | 82 | 400 | 80 | 25000 | 5 | 12 | 66.36 | 5.53 | 6.498 | 2020Q3 | https://www.1000bulbs.com/product/202744/TCP-10092.html | 1000bulbs.com | 2020 | Yes
LED Lighting | Reflector | TCP | True |  | Reflector (Flood/Spot) | MR16 | GU5.3 | Damp Location Rated,Recessed Fixtures Damp Location Rated,Recessed Fixtures Description Set the ideal environment by bringing in even lighting into storefronts, restaurants and art galleries when you upgrade to a TCP LED512VMR1630KFL LED bulb. This lightweight, 35-Watt halogen replacement reduces the risk of injury with its shatter resistant construction and saves on energy while dissipating heat. Dimming features available when matched the appropriate dimmer Average life of up to 25,000 hours helps lower maintenance costs Provides an ideal atmosphere with its 350 lumen output Adequate for protected outdoor fixtures 350 Lumens - 3000 Kelvin - 40 Deg. Flood - 12 Volt - GU5.3 Base - TCP LED512VMR1630KFL LED MR16 - 5 Watt - 35 Watt Equal - Halogen Match | 3000 | 83 | 400 | 80 | 25000 | 5 | 12 | 66.36 | 5.53 | 6.498 | 2020Q3 | https://www.1000bulbs.com/product/202748/TCP-10094.html | 1000bulbs.com | 2020 | Yes
LED Lighting | Reflector | TCP | True |  | Reflector (Flood/Spot) | MR16 | GU5.3 | Damp Location Rated,Recessed Fixtures Damp Location Rated,Recessed Fixtures Description Stand out with the TCP LED712VMR16V41KFL LED flood light bulb, and set the ideal atmosphere in retail stores with its smooth, uniform dimming options. This 6.5-Watt MR16 replaces 50-Watt halogens by conserving more energy and distributes 500 Lumens at a 4100 Kelvin cool white light. Lightweight design doesn’t weigh down track and recessed downlight fixtures Ideal for sensitive displays in art galleries and storefronts Dimmable down to 4 percent with compatible dimmer Use in protected outdoor fixtures 500 Lumens - 4100 Kelvin - 40 Deg. Flood - 12 Volt - GU5.3 Base - TCP LED712VMR16V41KFL LED MR16 - 6.5 Watt - 50 Watt Equal - Cool White | 4000 | 84 | 500 | 76.9231 | 25000 | 6.5 | 12 | 66.36 | 5.53 | 6.498 | 2020Q3 | https://www.1000bulbs.com/product/202750/TCP-10096.html | 1000bulbs.com | 2020 | Yes
LED Lighting | A-Type | Sylvania | False |  | A19/21 | E26 (Medium) | E26 (Medium) | Home / Light Bulbs / LED / LED A-Line / Sylvania - 78102 - LED14A19F83510YVRP4 Damp Location Rated; Not for Use in Totally Enclosed Fixtures 14W A19 LED Lamp - Universal - 1500 Lumens - Neutral White (3500K) - 80 CRI - 11000 Hours - E26 (Medium) - 120 to 130V - Frost Sylvania - 78102 - LED14A19F83510YVRP4 | 3500 | 80 | 1500 | 107.1429 | 11000 | 14 | 1 | 7.41 | 7.41 | 8.707 | 2020Q2 | https://shop.regencylighting.com/lamps/led/a-line/led14a19f83510yvrp4-78102.html | Regency Lighting | 2020 | Yes
LED Lighting | A-Type | Sylvania | False | Daylighting/Photocell, | A19/21 | E26 (Medium) | E26 (Medium) | Home / Light Bulbs / LED / LED A-Line / Sylvania - 79294 - LED14A19F85010YVRP Damp Location Rated; Not for Use in Totally Enclosed Fixtures 14W A19 LED Lamp - Universal - 1500 Lumens - Daylight (5000K) - 80 CRI - 11000 Hours - E26 (Medium) - 120 to 130V - Frost Sylvania - 79294 - LED14A19F85010YVRP | 5000 | 80 | 1500 | 107.1429 | 11000 | 14 | 6 | 44.46 | 7.41 | 8.707 | 2020Q2 | https://shop.regencylighting.com/lamps/led/a-line/led14a19f85010yvrp-79294.html | Regency Lighting | 2020 | Yes
LED Lighting | A-Type | Maxlite | False | Daylighting/Photocell, | A19/21 | E26 (Medium) | E26 (Medium) | Home / Light Bulbs / LED / Maxlite - 102580 - E14A19NDV50 Non-Dimming Value Series; Enclosed Rated; Damp Location Rated 14W A19 LED Lamp - 1500 Lumens - Daylight (5000K) - 80 CRI - 11000 hrs. - E26 (Medium) - 120 to 130V Maxlite - 102580 - E14A19NDV50 | 5000 | 80 | 1500 | 107.1429 | 11000 | 14 | 1 | 4.41 | 4.41 | 5.1819 | 2020Q2 | https://shop.regencylighting.com/lamps/led/e14a19ndv50-mxt.html | Regency Lighting | 2020 | Yes
LED Lighting | A-Type | Sylvania | False |  | A19/21 | E26 (Medium) | E26 (Medium) | Home / Light Bulbs / LED / Sylvania - 74738 - LED14A19/F/830/10YV/RP Damp Location Rated; Not for Use in Totally Enclosed Fixtures 14W A19 LED Lamp - Universal - 1500 Lumens - Warm White (3000K) - 80 CRI - 11000 Hours - E26 (Medium) - 120 to 130V - Frost Sylvania - 74738 - LED14A19/F/830/10YV/RP | 3000 | 80 | 1500 | 107.1429 | 11000 | 14 | 1 | 7.41 | 7.41 | 8.707 | 2020Q2 | https://shop.regencylighting.com/lamps/led/led14a19-f-830-10yv-rp-74738.html | Regency Lighting | 2020 | Yes
LED Lighting | A-Type | Sylvania | False |  | A19/21 | E26 (Medium) | E26 (Medium) | Home / Light Bulbs / LED / Sylvania - 79292 - LED14A19F82710YVRP Damp Location Rated; Not for Use in Totally Enclosed Fixtures 14W A19 LED Lamp - Universal - 1500 Lumens - Warm White (2700K) - 80 CRI - 11000 Hours - E26 (Medium) - 120 to 130V - Frost Sylvania - 79292 - LED14A19F82710YVRP | 2700 | 80 | 1500 | 107.1429 | 11000 | 14 | 6 | 44.46 | 7.41 | 8.707 | 2020Q2 | https://shop.regencylighting.com/lamps/led/led14a19f82710yvrp-79292.html | Regency Lighting | 2020 | Yes
LED Lighting | A-Type | Sylvania | False |  | A19/21 | E26 (Medium) | E26 (Medium) | Home / Light Bulbs / LED / Sylvania - 78098 - LED14A19F83510YVRP 6/CS 1/SKU Damp Location Rated; Not for Use in Totally Enclosed Fixtures 14W A19 LED Lamp - Universal - 1500 Lumens - Neutral White (3500K) - 80 CRI - 11000 Hours - E26 (Medium) - 120 to 130V - Frost Sylvania - 78098 - LED14A19F83510YVRP 6/CS 1/SKU | 3500 | 80 | 1500 | 107.1429 | 11000 | 14 | 6 | 44.46 | 7.41 | 8.707 | 2020Q2 | https://shop.regencylighting.com/lamps/led/led14a19f83510yvrp-6-cs-1-sku-78098.html | Regency Lighting | 2020 | Yes
LED Lighting | A-Type | Sylvania | False |  | A19/21 | E26 (Medium) | E26 (Medium) | Home / Light Bulbs / LED / Sylvania - 78102 - LED14A19F83510YVRP4 Damp Location Rated; Not for Use in Totally Enclosed Fixtures 14W A19 LED Lamp - Universal - 1500 Lumens - Neutral White (3500K) - 80 CRI - 11000 Hours - E26 (Medium) - 120 to 130V - Frost Sylvania - 78102 - LED14A19F83510YVRP4 | 3500 | 80 | 1500 | 107.1429 | 11000 | 14 | 1 | 7.41 | 7.41 | 8.707 | 2020Q2 | https://shop.regencylighting.com/lamps/led/led14a19f83510yvrp4-78102.html | Regency Lighting | 2020 | Yes
LED Lighting | A-Type | Sylvania | False | Daylighting/Photocell, | A19/21 | E26 (Medium) | E26 (Medium) | Home / Light Bulbs / LED / Sylvania - 79294 - LED14A19F85010YVRP Damp Location Rated; Not for Use in Totally Enclosed Fixtures 14W A19 LED Lamp - Universal - 1500 Lumens - Daylight (5000K) - 80 CRI - 11000 Hours - E26 (Medium) - 120 to 130V - Frost Sylvania - 79294 - LED14A19F85010YVRP | 5000 | 80 | 1500 | 107.1429 | 11000 | 14 | 6 | 44.46 | 7.41 | 8.707 | 2020Q2 | https://shop.regencylighting.com/lamps/led/led14a19f85010yvrp-79294.html | Regency Lighting | 2020 | Yes
LED Lighting | A-Type | Sylvania | False |  | LED | A19 | E26 (Medium) | Topbulb » LED Bulbs » LED Standard Shape » 100W Equal » Sylvania 78098 ¦ 14W LED - 100W Equal - 3500K This Sylvania 78098 LED14A19F83510YVRP is a non-dimmable 14 watt LED that replaces a 100 watt incandescent and provides white illumination similar to a halogen bulb. See this same bulb in 4-Pack pricing under Related Products on this page. LED Technology Notice Due to constantly evolving nature of LED technology, manufacturers will reserve the right to replace this product with next generation technology. We appreciate your understanding and acceptance of this policy. 11,000 Hours • Halogen White Light • Not Dimmable Sylvania 78098 ¦ 14W LED - 100W Equal - 3500K | 3500 | 80 | 1500 | 107.1429 | 11000 | 14 | 1 | 6.95 | 6.95 | 8.1665 | 2020Q2 | https://www.topbulb.com/sylvania-78098-led14a19f83510yvrp-led | Top Bulb | 2020 | Yes
LED Lighting | A-Type | Sylvania | False |  | LED | A19 | E26 (Medium) | Topbulb » LED Bulbs » LED Standard Shape » 100W Equal » Sylvania 79292 ¦ 14W LED - 100W Equal - 2700K This Sylvania 79292 LED14A19F82710YVRP is a non-dimmable 14 watt LED that replaces a 100 watt incandescent and provides warm white illumination. See this same bulb in 4-Pack pricing under Related Products on this page. LED Technology Notice Due to constantly evolving nature of LED technology, manufacturers will reserve the right to replace this product with next generation technology. We appreciate your understanding and acceptance of this policy. Documents Sylvana 79292 Spec Sheet 11,000 Hours • Warm White Light • Not Dimmable Sylvania 79292 ¦ 14W LED - 100W Equal - 2700K | 2700 | 80 | 1500 | 107.1429 | 11000 | 14 | 1 | 6.95 | 6.95 | 8.1665 | 2020Q2 | https://www.topbulb.com/sylvania-79292-led14a19f82710yvrp-led | Top Bulb | 2020 | Yes
LED Lighting | A-Type | Sylvania | False |  | LED | A19 | E26 (Medium) | Topbulb » LED Bulbs » LED Standard Shape » 100W Equal » Sylvania 79294 ¦ 14W LED - 100W Equal - 5000K This Sylvania 79294 LED14A19F85010YVRP is a non-dimmable 14 watt LED that replaces a 100 watt incandescent and provides very cool white illumination. See this same bulb in 4-Pack pricing under Related Products on this page. LED Technology Notice Due to constantly evolving nature of LED technology, manufacturers will reserve the right to replace this product with next generation technology. We appreciate your understanding and acceptance of this policy. Documents Sylvana 79294 Spec Sheet 11,000 Hours • Very Cool White Light • Not Dimmable Sylvania 79294 ¦ 14W LED - 100W Equal - 5000K | 5000 | 80 | 1500 | 107.1429 | 11000 | 14 | 1 | 6.95 | 6.95 | 8.1665 | 2020Q2 | https://www.topbulb.com/sylvania-79294-led14a19f85010yvrp-led | Top Bulb | 2020 | Yes
LED Lighting | A-Type | Satco | True |  | General Purpose Replacement | A19 | E26 (Medium) | Damp Location Rated Damp Location Rated Home Lamps, Bulbs, Ballasts Bulbs - LED LED - Traditional Lamps - A-Type S9813 SATCO S9813 SATCO S9813 - 11.5 watt; A19 LED; 5000K; Medium base; 220' beam spread; 120 volts Satco S9813 SATCO S9813 - 11.5 watt; A19 LED; 5000K; Medium base; 220' beam spread; 120 volts | 5000 | 82 | 1230 | 106.9565 | 25000 | 11.5 | 1 | 13.2 | 13.2 | 15.5105 | 2020Q3 | https://www.rexelusa.com/usr/Root-Category/Lamps,-Bulbs,-Ballasts/Bulbs---LED/LED---Traditional/Lamps---A-Type/Satco-S9813-SATCO-S9813---11-5-watt;-A19-LED;-5000K;-Medium-base;-220'-beam-spread;-120-volts/p/1016655?prevPageNumber=92 | Rexel Energy Solutions | 2020 | Yes
LED Lighting | A-Type | Cree Lighting | False |  |  | A-21 | Medium (E26) | LED A-Style Light Bulbs Cree non-dimmable 3-way 3/8/18 watt 2700K A-21 LED bulb generates as much light as many 30/60/100 watt incandescent bulbs. No lead or mercury means easy and environmentally safe disposal Very long life - Rated to still put out 70% as much light after 25,000 hours of operation as it does when brand new Saves 37/55/82 watts of electricity compared to a 30/60/100 watt 3-way incandescent Not recommended for use in fully enclosed fixtures because heat buildup will shorten life. Do not “hot swap” this bulb. Turn off fixture before replacing existing bulb. No lead or mercury means easy and environmentally safe disposal Very long life - Rated to still put out 70% as much light after 25,000 hours of operation as it does when brand new Saves 37/55/82 watts of electricity compared to a 30/60/100 watt 3-way incandescent Cree Non-Dimmable 3W/8W/18W 3-Way 2700K A21 LED Bulb | 2700 | 80 | 320 | 106.6667 | 25000 | 3 | 5 | 3.99 | 0.798 | 0.93768 | 2020Q3 | https://www.bulbs.com/product/BA21-16027OMF-12WE26-1U100 | Bulbs.com | 2020 | Yes
LED Lighting | A-Type | Satco | True |  | General Purpose Replacement | A19 | E26 (Medium) | Damp Location Rated,Recessed Fixtures,Filament Style Damp Location Rated,Recessed Fixtures,Filament Style Home / Light Bulbs / LED / Satco - S39809 - 7.5A19/SW/LED/E26/3K/120V Rated for Enclosed Fixtures; Damp Location Rated; Energy Star Certified 7.5W A19 LED Lamp - Universal - 800 Lumens - Warm White (3000K) - 83 CRI - 15000 hrs. - E26 (Medium) - 120 to 130V - White Satco - S39809 - 7.5A19/SW/LED/E26/3K/120V | 3000 | 83 | 800 | 106.6667 | 15000 | 7.5 | 1 | 5.37 | 5.37 | 6.31 | 2020Q3 | https://shop.regencylighting.com/lamps/led/7-5a19-sw-led-e26-3k-120v-s39809.html | Regency Lighting | 2020 | Yes
LED Lighting | A-Type | Satco | True |  | General Purpose Replacement | A19 | E26 (Medium) | Damp Location Rated,Recessed Fixtures,Filament Style Damp Location Rated,Recessed Fixtures,Filament Style Home / Light Bulbs / LED / LED A-Line / Satco - S39809 - 7.5A19/SW/LED/E26/3K/120V Rated for Enclosed Fixtures; Damp Location Rated; Energy Star Certified 7.5W A19 LED Lamp - Universal - 800 Lumens - Warm White (3000K) - 83 CRI - 15000 hrs. - E26 (Medium) - 120 to 130V - White Satco - S39809 - 7.5A19/SW/LED/E26/3K/120V | 3000 | 83 | 800 | 106.6667 | 15000 | 7.5 | 1 | 5.37 | 5.37 | 6.31 | 2020Q3 | https://shop.regencylighting.com/lamps/led/a-line/7-5a19-sw-led-e26-3k-120v-s39809.html | Regency Lighting | 2020 | Yes
LED Lighting | A-Type | Archipelago | True |  | General Purpose Replacement | A19 | E26 (Medium) | Recessed Fixtures Recessed Fixtures Home / Light Bulbs / LED / LED A-Line / Archipelago - LTA19C80027MB Notalgic Collection Filament Bulb; Wet Location Rated; Enclosed Fixture Rated; Commercial Grade; Energy Star Rated 7.5W A19 LED Lamp - Universal - 800 Lumens - Warm White (2700K) - 83 CRI - 25000 hrs. - E26 (Medium) - 120 to 130V - Clear Archipelago - LTA19C80027MB | 2700 | 82 | 800 | 106.6667 | 25000 | 7.5 | 1 | 13.7 | 13.7 | 16.098 | 2020Q3 | https://shop.regencylighting.com/lamps/led/a-line/lta19c80027mb-acp.html | Regency Lighting | 2020 | Yes
LED Lighting | A-Type | Archipelago | True |  | General Purpose Replacement | A19 | E26 (Medium) | Recessed Fixtures Recessed Fixtures Home / Light Bulbs / LED / Archipelago - LTA19C80027MB Notalgic Collection Filament Bulb; Wet Location Rated; Enclosed Fixture Rated; Commercial Grade; Energy Star Rated 7.5W A19 LED Lamp - Universal - 800 Lumens - Warm White (2700K) - 83 CRI - 25000 hrs. - E26 (Medium) - 120 to 130V - Clear Archipelago - LTA19C80027MB | 2700 | 82 | 800 | 106.6667 | 25000 | 7.5 | 1 | 13.7 | 13.7 | 16.098 | 2020Q3 | https://shop.regencylighting.com/lamps/led/lta19c80027mb-acp.html | Regency Lighting | 2020 | Yes
LED Lighting | A-Type | Green Creative | True |  | General Purpose Replacement | A19 | E26 (Medium) | Damp Location Rated,Not for Use in Recessed Fixtures Damp Location Rated,Not for Use in Recessed Fixtures Home Bulbs Filament Light Bulbs LED Filament Bulb - 7.5W - A19 - 60W Equal - 800 Lumens - 2700K Warm White Back Description This TITANIUM LED SERIES filament A19 has been designed and engineered for demanding commercial decorative applications. With only 7.5W this lamp offers the same light output as a 60W incandescent lamp. The lampâ€™s micro-designed driver provides excellent dimming performance without the need for a heatsink. It also features 330Âº degrees of omnidirectional lighting, making it an ideal energy efficient alternative to incandescent light sources. Simply install this retrofit solution inside your existing fixture and turn ON the savings. 60W incandescent replacement Energy Star certified Vintage A19 look - Clear glass Micro designed driver Omnidirectional light distribution (330Âº) Dimmable with most existing fixtures UL Listed & FCC compliant LED Filament Bulb - 7.5W - A19 - 60W Equal - 800 Lumens - 2700K Warm White | 2700 | 83 | 800 | 106.6667 | 15000 | 7.5 | 1 | 5.98 | 5.98 | 7.0267 | 2020Q3 | https://www.beeslighting.com/7.5FA19DIM-827 | Bee's Lighting | 2020 | Yes
LED Lighting | A-Type | Satco | True |  | General Purpose Replacement | A19 | E26 (Medium) | Damp Location Rated Damp Location Rated Home Bulbs Filament Light Bulbs LED Filament Bulb - 7.5W - A19 - 60W Equal - 800 Lumens - 2700K Warm White Back Description This Satco S21713 LED A19 bulb produces 800 lumens, with only 7.5 watt power consumption. The S21713 replaces 60 watt incandescent bulbs and has an E26 base type. Moreover, the bulb illuminates a warm white color temperature in 2700K. A19 shaped replacement lamp LED with a traditional incandescent look and feel Available in 120V Bulb has a rate life of 15,000 hours UL listed for totally enclosed fixtures LED Filament Bulb - 7.5W - A19 - 60W Equal - 800 Lumens - 2700K Warm White | 2700 | 83 | 800 | 106.6667 | 15000 | 7.5 | 1 | 14.95 | 14.95 | 17.5668 | 2020Q3 | https://www.beeslighting.com/S21713 | Bee's Lighting | 2020 | Yes
LED Lighting | Decorative | TCP | True |  | Globe | G25 | E26 (Medium) | Damp Location Rated Damp Location Rated Description The TCP L6G25D2530KF LED globe emits a pleasant color matched for halogen bulbs that makes it an ideal addition to bathroom vanities, makeup vanities, and mirror vanities that accept an E26 medium screw-in base. Outlasting its 60-Watt incandescent counterpart, this LED globe can be used in open or enclosed fixtures in residential, hospitality, or retail applications. Durable shatter-proof design and long lifespan offers savings in replacement costs Dims down to 20 percent when you pair it with a compatible dimmer Provides a smooth, uniform light output through its frosted lens 550 Lumens - 3000 Kelvin - Medium Base - 120 Volt - TCP L6G25D2530KF LED - 3.1 in. Dia. Globe - 6 Watt - 60 Watt Equal - Halogen Match | 3000 | 83 | 525 | 87.5 | 25000 | 6 | 12 | 76.32 | 6.36 | 7.4732 | 2020Q3 | https://www.1000bulbs.com/product/204099/TCP-10138.html | 1000bulbs.com | 2020 | Yes
LED Lighting | Downlight | Lithonia Lighting | True |  |  |  |  | Downlight Recessed Downlight Recessed Description With the included j-box for direct wiring and no need for tools, this LED downlight takes less than 1/3 of the time to install compared to a conventional incandescent can. Recess with a minimum ceiling thickness of a 1/2 inch UL wet location classified Title 24 and JA8 listed IC rated 65W Equal - 695 Lumens - 3000 Kelvin - Stepped Baffle Trim - 120V - Lithonia 4JBK 4 in. Canless Retrofit LED Downlight - 8.9 Watt - 90 CRI | 3000 | 93 | 495 | 55 | 60000 | 9 | 6 | 143.28 | 23.88 | 28.0599 | 2020Q3 | https://www.1000bulbs.com/product/208240/LITH-0426.html | 1000bulbs.com | 2020 | Yes
LED Lighting | Downlight | Lithonia Lighting | True |  |  |  |  | Downlight Recessed Downlight Recessed Description With the included j-box for direct wiring and no need for tools, this canless LED downlight takes less than 1/3 of the time to install compared to a conventional incandescent can. Can be recessed in plaster, sheet rock, or plywood IC rated for direct contact with insulation Dimmable down to 10 percent Title 24 and JA8 listed 65W Equal - 850 Lumens - 3000 Kelvin - Stepped Baffle Trim - 120V - Lithonia 6JBK 6 in. Canless Retrofit LED Downlight - 10.9 Watt - 90 CRI | 2700 | 93 | 614 | 56.3303 | 56000 | 10.9 | 6 | 143.28 | 23.88 | 28.0599 | 2020Q3 | https://www.1000bulbs.com/product/208251/LITH-0427.html | 1000bulbs.com | 2020 | Yes
LED Lighting | Downlight | Lithonia Lighting | True |  |  |  |  | Downlight Recessed Downlight Recessed Description Choose this 4-inch canless downlight solution for high color rendering and improved energy savings. Recessed with a minimum ceiling thickness of a 1/2 inch Adjustable head rotates and tilts UL wet location classified Title 24 and JA8 listed IC rated 65W Equal - 620 Lumens - 3000 Kelvin - No Baffle Trim - 120V - Lithonia 4JBK 4 in. Canless Retrofit LED Downlight with Adjustable Head - 8.2W - 90 CRI | 3000 | 93 | 495 | 55 | 60000 | 9 | 6 | 176.88 | 29.48 | 34.6401 | 2020Q3 | https://www.1000bulbs.com/product/208260/LITH-0428.html | 1000bulbs.com | 2020 | Yes
LED Lighting | Reflector | 90Plus Lighting | True |  | Reflector (Flood/Spot) | MR16 | GU5.3 | Damp Location Rated,Recessed Fixtures Damp Location Rated,Recessed Fixtures Description Replace your 50-Watt halogen bulbs with the 90+ Lighting LED MR16 lamp that utilizes the latest in LED color rendering. Having a high R9 value produces strong reds making this bulb achieve highly accurate skin tone, it also enhances any food or object with stunning true color definition at an amazing value. Listed for energy efficiency by the CEC for Title 24, insuring high efficacy with a high quality of light Dimmable down to 1% when used with compatible dimmers Ideal for GU5.3 non enclosed fixtures Suitable for damp or dry locations Color Corrected - CRI 90 - 500 Lumens - 2700 Kelvin - 40 Deg. Flood - 12 Volt - GU5.3 Base - 90+ Lighting SE-RL5.AK02.1107G LED MR16 - 7 Watt - 50 Watt Equal - Incandescent Match | 2700 | 92 | 500 | 71.4286 | 25000 | 7 | 10 | 64.3 | 6.43 | 7.5555 | 2020Q3 | https://www.1000bulbs.com/product/208314/PLT-11245.html | 1000bulbs.com | 2020 | Yes
LED Lighting | Reflector | 90Plus Lighting | True |  | Reflector (Flood/Spot) | BR40 | E26 (Medium) | Damp Location Rated,Recessed Fixtures Damp Location Rated,Recessed Fixtures Description This LED BR40 bulb has a high output with a high CRI that enhances the color accuracy of the lighted area, rendering objects and tones with more vibrancy. 2700 Kelvin soft white creates a comfortable atmosphere BR lens evenly distributes light and reduces glare Ideal for high ceilings Color Corrected - CRI 93 - 1500 Lumens - 2700 Kelvin - 90+ Lighting SE-350.027 LED BR40 - 20 Watt - 100 Watt Equal - Incandescent Match | 2700 | 93 | 1400 | 70 | 25000 | 20 | 6 | 36 | 6 | 7.0502 | 2020Q3 | https://www.1000bulbs.com/product/208315/PLT-11243.html | 1000bulbs.com | 2020 | Yes
LED Lighting | Reflector | 90Plus Lighting | True |  | Reflector (Flood/Spot) | PAR16 | GU10 | Damp Location Rated,Recessed Fixtures Damp Location Rated,Recessed Fixtures Description Replace your 50-Watt halogen bulbs with the 90+ Lighting LED MR16 lamp that utilizes the latest in LED color rendering. Having a high R9 value produces strong reds making this bulb achieve highly accurate skin tone, it also enhances any food or object with stunning true color definition at an amazing value. Listed for energy efficiency by the CEC for Title 24, insuring high efficacy with a high quality of light Dimmable down to 1% when used with compatible dimmers 40 degree angle ideal for recessed lights Suitable for damp or dry locations Color Corrected - CRI 93 - 450 Lumens - 2700 Kelvin - 40 Deg. Flood - 120 Volt - GU10 Base - 90+ Lighting SE-RL5.CI02.1107G LED MR16 - 7 Watt - 50 Watt Equal - Incandescent Match | 2700 | 94 | 450 | 64.2857 | 25000 | 7 | 10 | 60 | 6 | 7.0502 | 2020Q3 | https://www.1000bulbs.com/product/208324/PLT-11258.html | 1000bulbs.com | 2020 | Yes
LED Lighting | Decorative | 90Plus Lighting | True |  | Other | ST19 | E26 (Medium) | Recessed Fixtures,Damp Location Rated,Wet Location Rated Recessed Fixtures,Damp Location Rated,Wet Location Rated Description Compliment your fixtures by pairing them with this LED filament bulb and add a comforting halogen color to your room. Great for pendant and other decorative fixtures Long lifespan for less replacements Dims down to 1% 800 Lumens - 2700 Kelvin - Incandescent Match - 120 Volt - 90+ Lighting SE-RCL06.1107-A LED Edison Bulb - 7 Watt - 75 Watt Equal | 2700 | 83 | 800 | 114.2857 | 15000 | 7 | 6 | 44.28 | 7.38 | 8.6718 | 2020Q3 | https://www.1000bulbs.com/product/208325/PLT-11259.html | 1000bulbs.com | 2020 | Yes
LED Lighting | Decorative | 90Plus Lighting | True |  | Other | ST19 | E26 (Medium) | Damp Location Rated,Wet Location Rated,Recessed Fixtures,Filament Style Damp Location Rated,Wet Location Rated,Recessed Fixtures,Filament Style Description Add a vintage style to your room with this LED filament bulb that emits a warm white color through a tinted glass for a soothing candle like glow. Ideal for antique lamps and pendant fixtures Dimmable for brightness adjustments Excellent for decorative lighting 600 Lumens - 2200 Kelvin - Color Matched For Incandescent Replacement - 120 Volt - 90+ Lighting SE-RCL06.1107-B LED Edison Bulb - 7 Watt - 60 Watt Equal | 2200 | 83 | 600 | 85.7143 | 15000 | 7 | 6 | 23.1 | 3.85 | 4.5239 | 2020Q3 | https://www.1000bulbs.com/product/208327/PLT-11260.html | 1000bulbs.com | 2020 | Yes
LED Lighting | Reflector | 90Plus Lighting | True |  | Reflector (Flood/Spot) | BR40 | E26 (Medium) | Damp Location Rated,Recessed Fixtures Damp Location Rated,Recessed Fixtures Description This LED BR40 bulb is a high output with a high CRI that is perfect for enhancing displays or drawing out the vibrancy of home decor. BR lens evenly distributes light and reduces glare Strong brightness ideal for high ceilings 3000 Kelvin halogen color Color Corrected - CRI 93 - 1400 Lumens - 3000 Kelvin - 90+ Lighting SE-350.028 LED BR40 - 20 Watt - 100 Watt Equal - Halogen Match | 3000 | 94 | 1400 | 70 | 25000 | 20 | 6 | 36 | 6 | 7.0502 | 2020Q3 | https://www.1000bulbs.com/product/208329/PLT-11244.html | 1000bulbs.com | 2020 | Yes
LED Lighting | Decorative | 90Plus Lighting | True |  | Other | C11 | E26 (Medium) | Damp Location Rated,Not for Use in Recessed Fixtures Damp Location Rated,Not for Use in Recessed Fixtures Description The 90+ Lighting LED straight tip chandelier bulb is an energy-efficient replacement for high wattage incandescent bulbs. Its shape and medium base make it suitable for use in accent or decorative lighting applications. This clear bulb emits a beautiful light that provides exceptional color quality making the colors in your home appear more rich and vibrant. Dimmable down to 1% when used with an approved dimmer switch High efficacy producing 71 Lumens per Watt Color matched for incandescent bulbs Not suitable for enclosed fixtures 320 Lumens - 2700 Kelvin - Clear - Medium Base - 120 Volt - 90+ Lighting SE-350.042 LED Chandelier Bulb - 4.5 Watt - 40 Watt Equal - Incandescent Match | 2700 | 93 | 320 | 71.1111 | 25000 | 4.5 | 12 | 44.28 | 3.69 | 4.3359 | 2020Q3 | https://www.1000bulbs.com/product/208337/PLT-11252.html | 1000bulbs.com | 2020 | Yes
LED Lighting | Reflector | 90Plus Lighting | True |  | Reflector (Flood/Spot) | R20 | E26 (Medium) | Damp Location Rated,Recessed Fixtures Damp Location Rated,Recessed Fixtures Description Show the vibrancy and life in your displays with the high color quality and consistency of this LED BR20 bulb. 2700 Kelvin creates a comfortable atmosphere Frosted lens evenly distributes light Dimmable 75 LPW Color Corrected - CRI 90 - 525 Lumens - 2700 Kelvin - 90+ Lighting SE-RCU01.1107-B LED BR20 - 7 Watt - 50 Watt Equal - Incandescent Match | 2700 | 92 | 525 | 75 | 25000 | 7 | 6 | 13.74 | 2.29 | 2.6908 | 2020Q3 | https://www.1000bulbs.com/product/208388/PLT-11255.html | 1000bulbs.com | 2020 | Yes
LED Lighting | Reflector | 90Plus Lighting | True |  | Reflector (Flood/Spot) | BR30 | E26 (Medium) | Damp Location Rated,Not Rated for Recessed Fixtures Damp Location Rated,Not Rated for Recessed Fixtures Description This LED BR30 bulb features enhanced color accuracy and renders the depth of objects with greater clarity. Color-matched to incandescent bulbs for a warm atmosphere Suitable for damp locations and enclosed fixtures BR lens evenly distributes light Color Corrected - CRI 90 - 810 Lumens - 2700 Kelvin - 90+ Lighting SE-RCU02.1111-B LED BR30 - 9 Watt - 65 Watt Equal - Incandescent Match | 2700 | 91 | 810 | 90 | 25000 | 9 | 6 | 19.74 | 3.29 | 3.8659 | 2020Q3 | https://www.1000bulbs.com/product/208393/PLT-11256.html | 1000bulbs.com | 2020 | Yes
LED Lighting | Reflector | 90Plus Lighting | True |  | Reflector (Flood/Spot) | BR40 | E26 (Medium) | Damp Location Rated,Recessed Fixtures Damp Location Rated,Recessed Fixtures Description This LED BR40 bulb has a high output with a high CRI that enhances the color accuracy of the lighted area rendering objects and tones with more vibrancy. 2700 Kelvin soft white creates a comfortable atmosphere BR lens evenly distributes light and reduces glare Ideal for high ceilings Color Corrected - CRI 90 - 1000 Lumens - 2700 Kelvin - 90+ Lighting SE-RCU03.1113 LED BR40 - 11 Watt - 80 Watt Equal - Incandescent Match | 2700 | 91 | 1000 | 90.9091 | 25000 | 11 | 6 | 29.16 | 4.86 | 5.7107 | 2020Q3 | https://www.1000bulbs.com/product/208402/PLT-11257.html | 1000bulbs.com | 2020 | Yes
LED Lighting | Downlight | Satco | True |  |  |  |  | Downlight Surface Mount Downlight Surface Mount Description Save up to 80 percent in energy usage when you switch out 100-Watt incandescent flush mount fixtures with this LED downlight. Dimmable using a 277 Volt dimmer controller Title 24 compliant with CEC approval High CRI of 90 3000 Kelvin - 1200 Lumens - Satco S29358 LED Downlight - Surface Mount - 18.5 Watt - 100 Watt Incandescent Equal | 3000 | 93 | 1200 | 64.8649 | 50000 | 18.5 | 12 | 522.48 | 43.54 | 51.1612 | 2020Q3 | https://www.1000bulbs.com/product/208610/SATCO-S29358.html | 1000bulbs.com | 2020 | Yes
LED Lighting | Reflector | SYLVANIA | True | Daylighting/Photocell, | Reflector (Flood/Spot) | PAR38 | E26 (Medium) | Wet Location Rated,Not Rated for Recessed Fixtures Wet Location Rated,Not Rated for Recessed Fixtures Description This LED PAR38 reduces energy costs by up to 90 percent over 250-Watt lamps. Bright 2650 Lumens for HID replacement 40-degree flood beam angle 5000K daylight white 2650 Lumens - 5000 Kelvin - 40 Deg. Flood - 120 Volt - SYLVANIA 74794 LED PAR38 - 25 Watt - 250 Watt Equal | 5000 | 84 | 2650 | 106 | 25000 | 25 | 1 | 27.14 | 27.14 | 31.8905 | 2020Q3 | https://www.1000bulbs.com/product/208641/SYLVANIA-74794.html | 1000bulbs.com | 2020 | Yes
LED Lighting | Decorative | Satco | True |  | Globe | G25 | E26 (Medium) | Damp Location Rated,Recessed Fixtures Damp Location Rated,Recessed Fixtures Description Combining the look of a period-style incandescent with energy-efficient LED technology, this LED G25 bulb is an excellent choice for light stringers, pendant, and other decorative fixtures. Fantastic for atmospheric lighting Saves up to 90% in energy Dimmable 450 Lumens - 4000 Kelvin - Cool White - Medium Base - 120 Volt - Satco S8849 3.1 in. Dia. - LED Globe - 4.5 Watt - 40 Watt Equal | 2700 | 82 | 450 | 100 | 20000 | 4.5 | 24 | 145.44 | 6.06 | 7.1207 | 2020Q3 | https://www.1000bulbs.com/product/208918/SATCO-S8849.html | 1000bulbs.com | 2020 | Yes
LED Lighting | A-Type | Brand Green Creative | True |  |  |  |  | Green Creative 7.5 Watt 120/277 Volt LED 330° Beam Angle 2700K Color Temperature E26 Light Bulb Base A19 Light Bulb Shape 800 Lumens 15,000 Hours Rated Life. Mfg #98278 Green Creative 7.5 Watt 2700K 800 Lumens E26 Filament Dimmable LED Light 6-Pack | 2700 |  | 800 | 106.6667 | 15000 | 7.5 | 1 | 87.76 | 87.76 | 103.1214 | 2020Q3 | https://hdsupplysolutions.com/p/led-00-75-10-35/green-creative-75-watt-2700k-800-lumens-e26-filament-dimmable-led-light-6-pack-p374240 | HD Supply | 2020 | Yes
LED Lighting | Downlight | Satco | True |  |  | LED Retrofit Kit |  | Downlight Solid State Retrofit Downlight Solid State Retrofit Description This LED downlight features a high CRI of 90 to show the true and vibrant appearance of colors. Replaces 65-Watt incandescents 50,000-hour lifespan Dimmable 800 Lumens - 2700 Kelvin - 90 CRI - Stepped Baffle Trim - 120V - Satco S29724 5-6 in. LED Downlight - 10.5 Watt - 65 Watt Equal - Incandescent Match | 2700 | 91 | 800 | 76.1905 | 50000 | 10.5 | 8 | 96.96 | 12.12 | 14.2415 | 2020Q3 | https://www.1000bulbs.com/product/208954/SATCO-S29724.html | 1000bulbs.com | 2020 | Yes
LED Lighting | Reflector | Satco | True |  | Reflector (Flood/Spot) | MR16 | GU5.3 | Damp Location Rated,Recessed Fixtures Damp Location Rated,Recessed Fixtures Description Enhance your lighting's efficiency when you switch from a 50-Watt halogen to the Satco S9491 6.5-Watt LED MR16. Use this MR16 in both open and enclosed fixtures, such as a recessed can to brighten task related areas or inside of a track fixture for accent lighting. Change the light output to your desired level when paired with a dimmer Longer life than halogens resulting in less frequent bulb replacements 3000 Kelvin color matched for halogen bulbs 500 Lumens - 3000 Kelvin - 25 Deg. Narrow Flood - 12 Volt - GU5.3 Base - Satco S9491 LED MR16 - 6.5 Watt - 50 Watt Equal - Halogen Match | 3000 | 83 | 520 | 80 | 25000 | 6.5 | 12 | 105.12 | 8.76 | 10.2933 | 2020Q3 | https://www.1000bulbs.com/product/208963/SATCO-S9491.html | 1000bulbs.com | 2020 | Yes
LED Lighting | A-Type | Satco | True |  | General Purpose Replacement | A19 | E26 (Medium) | Damp Location Rated Home Bulbs Filament Light Bulbs LED Filament Bulb - 7.5W - A19 - 60W Equal - 800 Lumens - 2700K Warm White Back Description This Satco S21713 LED A19 bulb produces 800 lumens, with only 7.5 watt power consumption. The S21713 replaces 60 watt incandescent bulbs and has an E26 base type. Moreover, the bulb illuminates a warm white color temperature in 2700K. A19 shaped replacement lamp LED with a traditional incandescent look and feel Available in 120V Bulb has a rate life of 15,000 hours UL listed for totally enclosed fixtures LED Filament Bulb - 7.5W - A19 - 60W Equal - 800 Lumens - 2700K Warm White | 2700 | 83 | 800 | 106.6667 | 15000 | 7.5 | 1 | 14.95 | 14.95 | 17.5668 | 2020Q2 | https://www.beeslighting.com/S21713 | Bee's Lighting | 2020 | Yes
LED Lighting | A-Type | Green Creative | True |  |  | A19 |  | 60W Incandescent replacement Vintage look fits all decorative applications Comfortable warm diffused light Smooth dimming with existing installations More Information 7.5W A19 Filament LED Bulb - E26 Base, 120V Features: Wattage: 7.5W LED Bulb Base: E26 Base Bulb Shape: A19 Voltage: 120V Rated Life: 15,000 hours Color Temperature: 2700K CRI: 82 Lumens: 800 Beam Angle: 300° 60W Incandescent replacement Vintage look fits all decorative applications Comfortable warm diffused light Smooth dimming with existing installations Model: 98278 *MFG Part Number*: 98278 7.5W A19 Filament LED Bulb - E12 Base, 120V Green Creative 7.5W A19 Filament LED Bulb - E26 Base, 120V | 2700 | 82 | 800 | 106.6667 | 15000 | 7.5 | 1 | 5.67 | 5.67 | 6.6625 | 2020Q2 | https://www.lbclighting.com/led/light-bulb-led/grnc-98278.html | LBC Lighting | 2020 | Yes
LED Lighting | Decorative | 90Plus Lighting | True |  | Globe | G16.5 | E26 (Medium) | Damp Location Rated,Not for Use in Recessed Fixtures Damp Location Rated,Not for Use in Recessed Fixtures Description Add an inviting and warm ambiance to a room by using the 2700 Kelvin light of this 90+ Lighting LED G16.5 bulb. Operating on only 5 Watts, this decorative globe outperforms 40-Watt incandescents in energy efficiency and light quality while providing a longer-lasting illumination. Meets the requirements for Energy Star, CA Title 20, and CEC JA8 Title 24 certification Medium E26 base is compatible with numerous standard fixtures Features a frosted finish that aids in even light distribution Light is adjustable and can be dimmed down to 1 percent High CRI of 92 indicates excellent color consistency UL rated for use in damp or humid environments 350 Lumens - 2700 Kelvin - Medium Base - 120 Volt - 90+ Lighting SE-350.031 LED - 1.93 in. Dia. Globe - 5 Watt - 40 Watt Equal - Incandescent Match | 2700 | 93 | 350 | 70 | 25000 | 5 | 12 | 44.28 | 3.69 | 4.3359 | 2020Q3 | https://www.1000bulbs.com/product/209158/PLT-11296.html | 1000bulbs.com | 2020 | Yes
LED Lighting | Decorative | 90Plus Lighting | True |  | Globe | G16.5 | E12 (Candelabra) | Damp Location Rated,Not for Use in Recessed Fixtures Damp Location Rated,Not for Use in Recessed Fixtures Description Add an inviting and warm ambiance to a room by using the 2700 Kelvin light of this 90+ Lighting LED G16.5 bulb. Operating on only 5 Watts, this decorative globe outperforms 40-Watt incandescents in energy efficiency and light quality while providing a longer-lasting illumination. Meets the requirements for Energy Star, CA Title 20, and CEC JA8 Title 24 certification Candelabra E12 base is compatible with numerous decorative fixtures Features a frosted finish that aids in even light distribution Light is adjustable and can be dimmed down to 1 percent High CRI of 92 indicates excellent color consistency UL rated for use in damp or humid environments 350 Lumens - 2700 Kelvin - Candelabra Base - 120 Volt - 90+ Lighting SE-350.029 LED - 1.93 in. Dia. Globe - 5 Watt - 40 Watt Equal - Incandescent Match | 2700 | 93 | 350 | 70 | 25000 | 5 | 12 | 44.28 | 3.69 | 4.3359 | 2020Q3 | https://www.1000bulbs.com/product/209192/PLT-11298.html | 1000bulbs.com | 2020 | Yes
LED Lighting | Downlight | 90Plus Lighting | True |  |  | Other | Other | Downlight Solid State Retrofit Downlight Solid State Retrofit Description An efficient alternative to 65-Watt incandescents, this downlight fixture is a time saving alternative to replacing recessed cans. Stepped baffle reduces glare Suitable for damp locations High CRI of 93 720 Lumens - 2700 Kelvin - 93 CRI - Stepped Baffle Trim - 120V - 90+ Lighting SE-350.055 4 in. LED Downlight - 10 Watt - 65 Watt Equal - Incandescent Match | 2700 | 93 | 720 | 72 | 30000 | 10 | 6 | 36.84 | 6.14 | 7.2147 | 2020Q3 | https://www.1000bulbs.com/product/209197/PLT-11300.html | 1000bulbs.com | 2020 | Yes
LED Lighting | Downlight | 90Plus Lighting | True |  |  | Other | Other | Downlight Solid State Retrofit Downlight Solid State Retrofit Description An efficient alternative to 65-Watt incandescents, this downlight fixture is a time saving alternative to replacing recessed cans. Stepped baffle reduces glare Suitable for damp locations High CRI of 93 720 Lumens - 3000 Kelvin - 90 CRI - Stepped Baffle Trim - 120V - 90+ Lighting SE-350.056 4 in. LED Downlight - 10 Watt - 65 Watt Equal - Halogen Match | 3000 | 93 | 720 | 72 | 30000 | 10 | 6 | 36.84 | 6.14 | 7.2147 | 2020Q3 | https://www.1000bulbs.com/product/209198/PLT-11301.html | 1000bulbs.com | 2020 | Yes
LED Lighting | Downlight | 90Plus Lighting | True |  |  | Other | Other | Downlight Solid State Retrofit Downlight Solid State Retrofit Description An efficient alternative to 65-Watt incandescents, this downlight fixture is a time saving alternative to replacing recessed cans. Stepped baffle reduces glare Suitable for damp locations High CRI of 93 720 Lumens - 4000 Kelvin - 90 CRI - Stepped Baffle Trim - 120V - 90+ Lighting SE-350.057 4 in. LED Downlight - 10 Watt - 65 Watt Equal - Cool White | 4000 | 95 | 720 | 72 | 30000 | 10 | 6 | 36.84 | 6.14 | 7.2147 | 2020Q3 | https://www.1000bulbs.com/product/209199/PLT-11302.html | 1000bulbs.com | 2020 | Yes
LED Lighting | Downlight | 90Plus Lighting | True |  |  | Other | Other | Downlight Solid State Retrofit Downlight Solid State Retrofit Description An efficient alternative to 75-Watt incandescents, this downlight fixture is a time saving alternative to replacing recessed cans. Stepped baffle reduces glare Suitable for damp locations High CRI of 93 850 Lumens - 2700 Kelvin - 93 CRI - Stepped Baffle Trim - 120V - 90+ Lighting SE-350.059 5-6 in. LED Downlight - 11 Watt - 75 Watt Equal - Incandescent Match | 2700 | 93 | 850 | 77.2727 | 30000 | 11 | 6 | 39.72 | 6.62 | 7.7788 | 2020Q3 | https://www.1000bulbs.com/product/209201/PLT-11304.html | 1000bulbs.com | 2020 | Yes
LED Lighting | Downlight | 90Plus Lighting | True |  |  | Other | Other | Downlight Solid State Retrofit Downlight Solid State Retrofit Description An efficient alternative to 90-Watt incandescents, this downlight fixture is a time saving alternative to replacing recessed cans. Stepped baffle reduces glare Suitable for damp locations High CRI of 93 1100 Lumens - 2700 Kelvin - 93 CRI - Stepped Baffle Trim - 120V - 90+ Lighting SE-350.063 5-6 in. LED Downlight - 15 Watt - 90 Watt Equal - Incandescent Match | 2700 | 93 | 1100 | 73.3333 | 30000 | 15 | 6 | 48 | 8 | 9.4003 | 2020Q3 | https://www.1000bulbs.com/product/209206/PLT-11308.html | 1000bulbs.com | 2020 | Yes
LED Lighting | Reflector | Satco | True |  | Reflector (Flood/Spot) | MR16 | GU5.3 | Damp Location Rated,Recessed Fixtures Damp Location Rated,Recessed Fixtures Description Improve the look of your displays by using long-lasting lighting with this LED MR16 bulb. Halogen color is great for residential and commercial use Saves up to 87% in energy costs Concentrated 40-degree beam Output can be dimmed 500 Lumens - 3500 Kelvin - 40 Deg. Flood - 12 Volt - GU5.3 Base - Satco S9497 LED MR16 - 6.5 Watt - 50 Watt Equal - Halogen Match | 3500 | 84 | 530 | 81.5385 | 25000 | 6.5 | 12 | 105 | 8.75 | 10.2816 | 2020Q3 | https://www.1000bulbs.com/product/209509/SATCO-S9497.html | 1000bulbs.com | 2020 | Yes
LED Lighting | A-Type | Green Creative | True |  |  | A19 |  | 60W Incandescent replacement Vintage look fits all decorative applications Comfortable warm diffused light Smooth dimming with existing installations More Information 7.5W A19 Filament LED Bulb - E26 Base, 120V, Frosted Features: Wattage: 7.5W LED Bulb Base: E26 Base Bulb Shape: A19 Finish: Frosted Voltage: 120V Rated Life: 15,000 hours Color Temperature: 2700K CRI: 82 Lumens: 800 Beam Angle: 300° 60W Incandescent replacement Vintage look fits all decorative applications Comfortable warm diffused light Smooth dimming with existing installations Model: 98449 *MFG Part Number*: 98449 7.5W A19 Filament LED Bulb - E26 Base, 120V, Frosted Green Creative 7.5W A19 Filament LED Bulb - E26 Base, 120V, Frosted | 2700 | 82 | 800 | 106.6667 | 15000 | 7.5 | 1 | 5.67 | 5.67 | 6.6625 | 2020Q2 | https://www.lbclighting.com/led/light-bulb-led/grnc-98449.html | LBC Lighting | 2020 | Yes
LED Lighting | A-Type | Green Creative | True |  | LED | A19 | Medium (E26) | Product Description The Green Creative 98278 LED A19 is a great low energy replacement for a 60W incandescent bulb. With its 2700K color temperature, it provides a soft white light. This LED provides a vintage look and provides a wide beam angle of 300-degrees. Equipped with a three-year warranty and designed to last up to 15,000 hours, you'll have the bulbs in use for many years. Green Creative 98278 Features: Dimmer switch compatible Omnidirectional beam angle Green Creative 98278 Applications: Chandelier lighting General lighting Ambient lighting 7.5FA19DIM/827 - 800 Lumens - 80 CRI - 60W Incandescent Equivalent - 300° - 120V Green Creative 98278 - 7.5W LED A19 - 2700K | 2700 | 80 | 800 | 106.6667 | 15000 | 7.5 | 1 | 3.8 | 3.8 | 4.4651 | 2020Q2 | https://www.energyavenue.com/Green-Creative/98278 | Energy Avenue | 2020 | Yes
LED Lighting | A-Type | Green Creative | True |  | A19 (Arbitrary) |  |  | HomeLamps, Bulbs, BallastsBulbs - LEDLED - DecorativeLamps - Vintage Dimmable LED Lamp, 7.5 Watts, 120V, Bulb: A-Type (A19), Base: Medium Screw (E26), Lumens: 800, CRI: 80, Color Temperature: 2700K. Rated Average Life: 15,000 Hrs. Green Creative 98278 98278 7.5FA19DIM/827 | 2700 |  | 800 | 106.6667 |  | 7.5 | 1 | 5.68 | 5.68 | 6.6742 | 2020Q2 | https://www.platt.com/platt-electric-supply/LED-Decorative-Lamps-Vintage/Green-Creative/98278/product.aspx?zpid=1212505 | Platt | 2020 | Yes
LED Lighting | Downlight | Light Efficient Design |  |  |  |  | LED Retrofit Kit | Downlight Solid State Retrofit Downlight Solid State Retrofit Description This Light Efficient Design bulb can be used as a simple plug and play solution with compatible electronic ballasts or the ballast can be removed, allowing the bulb to operate off of 120-277 line voltage. Recommended for use with a fixture of at least 6 x 6 inches Installs vertically in recessed cans 4 pin G24q or GX24q base Replaces 18W-26W CFL - Plug and Play or Ballast Bypass - 120-277V - Light Efficient Design LED-7318-40A LED PL - 4 Pin G24q or GX24q Base - 12 Watt - 1198 Lumens - 4000 Kelvin | 2700 | 90 | 600 | 66.6667 | 50000 | 9 | 50 | 625 | 12.5 | 14.688 | 2020Q3 | https://www.1000bulbs.com/product/209801/LED-731840A.html | 1000bulbs.com | 2020 | Yes
LED Lighting | A-Type | Archipelago | True |  | A19/21 | E26 (Medium) | E26 (Medium) | Home / Light Bulbs / LED / LED A-Line / Archipelago - LTA19C80027MB Notalgic Collection Filament Bulb; Wet Location Rated; Enclosed Fixture Rated; Commercial Grade; Energy Star Rated 7.5W A19 LED Lamp - Universal - 800 Lumens - Warm White (2700K) - 83 CRI - 25000 hrs. - E26 (Medium) - 120 to 130V - Clear Archipelago - LTA19C80027MB | 2700 | 83 | 800 | 106.6667 | 25000 | 7.5 | 1 | 13.22 | 13.22 | 15.534 | 2020Q2 | https://shop.regencylighting.com/lamps/led/a-line/lta19c80027mb-acp.html | Regency Lighting | 2020 | Yes
LED Lighting | A-Type | Archipelago | True |  | A19/21 | E26 (Medium) | E26 (Medium) | Home / Light Bulbs / LED / Archipelago - LTA19C80027MB Notalgic Collection Filament Bulb; Wet Location Rated; Enclosed Fixture Rated; Commercial Grade; Energy Star Rated 7.5W A19 LED Lamp - Universal - 800 Lumens - Warm White (2700K) - 83 CRI - 25000 hrs. - E26 (Medium) - 120 to 130V - Clear Archipelago - LTA19C80027MB | 2700 | 83 | 800 | 106.6667 | 25000 | 7.5 | 1 | 13.22 | 13.22 | 15.534 | 2020Q2 | https://shop.regencylighting.com/lamps/led/lta19c80027mb-acp.html | Regency Lighting | 2020 | Yes
LED Lighting | Reflector | TCP | True |  | Reflector (Flood/Spot) | PAR30L | E26 (Medium) | Wet Location Rated,Recessed Fixtures Wet Location Rated,Recessed Fixtures Description Designed to create a comfortable environment, this dimmable TCP PAR30 offers a warm color temperature comparable to incandescent bulbs while saving up to 87 percent on utility bills. Ideal for recessed downlights and track lighting, this TCP PAR30 features high color rendering while generating low heat for illuminating sensitive displays. UL approved for damp locations such as bathrooms and covered patios Advanced chip-on-board technology to ensure uniform lighting 40-degree flood beam angle Shatter resistant bulb Color Corrected - 750 Lumens - 2700 Kelvin - 40 Deg. Flood - 120 Volt - TCP L10P30D2527KFLW95 LED PAR30 Long Neck - 10 Watt - 75 Watt Equal | 2700 | 94 | 750 | 75 | 25000 | 10 | 12 | 180 | 15 | 17.6256 | 2020Q3 | https://www.1000bulbs.com/product/210055/TCP-10225.html | 1000bulbs.com | 2020 | Yes
LED Lighting | Reflector | TCP | True |  | Reflector (Flood/Spot) | PAR20 | E26 (Medium) | Damp Location Rated,Recessed Fixtures Damp Location Rated,Recessed Fixtures Description Featuring a 40-degree flood beam and a high CRI, this LED PAR20 bulb delivers a concentrated brightness that will enhance natural colors for rich, vivid displays. Lifespan of up to 25,000 hours Soft white color temperature Reduces maintenance costs No heat, UV, or IR radiation Saves up to 87% in energy Smooth, uniform dimming Color Corrected - 500 Lumens - 2700 Kelvin - 40 Deg. Flood - 120 Volt - TCP L8P20D2527KFLCQ LED PAR20 - 8 Watt - 50 Watt Equal | 2700 | 94 | 500 | 62.5 | 25000 | 8 | 12 | 122.4 | 10.2 | 11.9854 | 2020Q3 | https://www.1000bulbs.com/product/210068/TCP-10227.html | 1000bulbs.com | 2020 | Yes
LED Lighting | Reflector | TCP | True |  | Reflector (Flood/Spot) | BR30 | E26 (Medium) | Damp Location Rated,Recessed Fixtures Damp Location Rated,Recessed Fixtures Description Featuring a high color rendering, this LED BR30 draws out bolder, more natural colors and tones with an eye-pleasing 3000 Kelvin color temperature. Meets all California Energy Commission standards Fits fixtures 4-inches in diameter or larger 110 degree wide beam angle Color Corrected - CRI 90 - 650 Lumens - 3000 Kelvin - TCP L9BR30D2530K95 LED BR30 - 9 Watt - 65 Watt Equal - Halogen Match | 3000 | 94 | 650 | 72.2222 | 25000 | 9 | 12 | 66.72 | 5.56 | 6.5332 | 2020Q3 | https://www.1000bulbs.com/product/210076/TCP-10229.html | 1000bulbs.com | 2020 | Yes
LED Lighting | Reflector | TCP | True |  | Reflector (Flood/Spot) | PAR16 | GU10 | Damp Location Rated,Recessed Fixtures Damp Location Rated,Recessed Fixtures Description Illuminate your house with excellent color consistency using this LED flood light featuring a high color rendering. This TCP MR16 lamp features a GU10 base and is excellent for use in display lighting, track lighting, outdoor fixtures, or recessed downlights. Lasts at least 12 times longer and uses 65 percent less power than its 50-Watt halogen equivalent Can be dimmed down to preferred light level when paired with compatible dimmers UL approved for use in damp locations and can be used in totally enclosed fixtures Features a prismatic lens that spreads light evenly and reduces glare Lightweight lamp puts less strain on track or downlight installations California Title 24, JA8, Title 20, and Energy Star rated Color Corrected - CRI 90 - 500 Lumens - 3000 Kelvin - 40 Deg. Flood - 120 Volt - GU10 Base - TCP L8GU10MR16D2530KFLCQ LED MR16 - 7 Watt - 50 Watt Equal - Halogen Match | 3000 | 94 | 500 | 67.5676 | 25000 | 7.4 | 12 | 131.88 | 10.99 | 12.9137 | 2020Q3 | https://www.1000bulbs.com/product/210085/TCP-10234.html | 1000bulbs.com | 2020 | Yes
LED Lighting | Downlight | TCP | True |  |  | LED Retrofit Kit | LED Retrofit Kit | Downlight Solid State Retrofit Downlight Solid State Retrofit Description Operating at just 9 Watts, this LED downlight is the superior choice for areas that require the most accurate color representation with its high CRI light. Meets Title 24 and JA8 and Energy Star standards E26 medium base socket adapter Approved for damp locations Includes friction clips 550 Lumens - 2700 Kelvin - 90 CRI - Stepped Baffle Trim - 120V - TCP L9DR4D3527K95 4 in. LED Downlight - 9 Watt - 50 Watt Equal - Incandescent Match | 2700 | 91 | 550 | 61.1111 | 35000 | 9 | 6 | 47.22 | 7.87 | 9.2476 | 2020Q3 | https://www.1000bulbs.com/product/210090/TCP-10235.html | 1000bulbs.com | 2020 | Yes
LED Lighting | Downlight | TCP | True |  |  | LED Retrofit Kit | LED Retrofit Kit | Downlight Solid State Retrofit Downlight Solid State Retrofit Description This LED downlight features a high color rendering index of 90, enhancing the colors of objects and your surroundings with a more true and vibrant appearance. Title 20, Title 24, and JA8 certified Medium (E26) socket adapter Frosted lens reduces glare 700 Lumens - 2700 Kelvin - 90 CRI - Stepped Baffle Trim - 120V - TCP L11DR56D3527K95 6 in. LED Downlight - 11 Watt - 65 Watt Equal - Incandescent Match | 2700 | 91 | 700 | 63.6364 | 35000 | 11 | 6 | 56.22 | 9.37 | 11.0101 | 2020Q3 | https://www.1000bulbs.com/product/210112/TCP-10237.html | 1000bulbs.com | 2020 | Yes
LED Lighting | Reflector | TCP | True |  | Reflector (Flood/Spot) | PAR38 | E26 (Medium) | Wet Location Rated,Recessed Fixtures Wet Location Rated,Recessed Fixtures Description Ideal for highlighting displays and wall art, this LED PAR38 lamp produces an output of 1390 Lumens with a 3000 Kelvin color matched for incandescent bulbs. The TCP LED PAR38 bulb operates at 18.5 Watts and replaces a 120-Watt halogen lamp savings of up to 80 percent in energy costs. JA8 and Energy Star rated for high efficacy High CRI of 90 enhances color accuracy Approved for use in wet locations Color Corrected - 1390 Lumens - 3000 Kelvin - 25 Deg. Narrow Flood - 120 Volt - TCP LD19P38D2530KNFLCQ LED PAR38 - 18.5 Watt - 120 Watt Equal | 3000 | 93 | 1390 | 75.1351 | 25000 | 18.5 | 12 | 189.12 | 15.76 | 18.5186 | 2020Q3 | https://www.1000bulbs.com/product/210118/TCP-10240.html | 1000bulbs.com | 2020 | Yes
LED Lighting | Reflector | TCP | True |  | Reflector (Flood/Spot) | PAR30L | E26 (Medium) | Wet Location Rated,Recessed Fixtures Wet Location Rated,Recessed Fixtures Description This LED PAR30 bulb delivers a superior color rendering index (CRI) of 92; offering a more natural and truer color of the object it illuminates. Operating at only 13 Watts, the TCP LED PAR30 flood light is equal to a 75-Watt halogen lamp for savings up to 80 percent in energy costs. Energy efficient; JA8 and Energy Star approved 3000 Kelvin color matched for halogen bulbs Excellent choice for recessed can lighting UL listed for use in wet locations Color Corrected - 900 Lumens - 3000 Kelvin - 40 Deg. Flood - 120 Volt - TCP LD13P30D2530KFLCQ LED PAR30 Long Neck - 13 Watt - 75 Watt Equal | 3000 | 93 | 900 | 69.2308 | 25000 | 13 | 12 | 171.12 | 14.26 | 16.7561 | 2020Q3 | https://www.1000bulbs.com/product/210122/TCP-10241.html | 1000bulbs.com | 2020 | Yes
LED Lighting | Reflector | TCP | True |  | Reflector (Flood/Spot) | PAR30L | E26 (Medium) | Wet Location Rated,Recessed Fixtures Wet Location Rated,Recessed Fixtures Description This 13-Watt PAR30 LED replaces a 75-Watt halogen light bulb to save money on energy costs and lamp replacements throughout its lifespan. This TCP narrow flood light is especially useful for highlighting art displays thanks to its high CRI of 90 ensuring colors appear truer and more vibrant. CA Title 24, JA8, Title 20, and Energy Star rated meets energy requirements For indoor and outdoor use, UL approved for wet locations Shines a halogen color temperature Color Corrected - 900 Lumens - 3000 Kelvin - 25 Deg. Narrow Flood - 120 Volt - TCP LD13P30D2530KNFLCQ LED PAR30 Long Neck - 13 Watt - 75 Watt Equal | 3000 | 93 | 900 | 69.2308 | 25000 | 13 | 12 | 171.12 | 14.26 | 16.7561 | 2020Q3 | https://www.1000bulbs.com/product/210123/TCP-10242.html | 1000bulbs.com | 2020 | Yes
LED Lighting | Reflector | TCP | True |  | Reflector (Flood/Spot) | PAR30S | E26 (Medium) | Wet Location Rated,Recessed Fixtures Wet Location Rated,Recessed Fixtures Description Save on energy costs when you use this 75-Watt equivalent PAR30 LED light bulb in your residential or commercial applications. Excellent for indoor and outdoor locations High CRI makes colors vibrant 40-degree beam angle Color Corrected - 900 Lumens - 3000 Kelvin - 40 Deg. Flood - 120 Volt - TCP LD13P30SD2530KFLCQ LED PAR30 Short Neck - 13 Watt - 75 Watt Equal | 3000 | 93 | 900 | 69.2308 | 25000 | 13 | 12 | 171.12 | 14.26 | 16.7561 | 2020Q3 | https://www.1000bulbs.com/product/210124/TCP-10243.html | 1000bulbs.com | 2020 | Yes
LED Lighting | Reflector | TCP | True |  | Reflector (Flood/Spot) | PAR30S | E26 (Medium) | Wet Location Rated,Recessed Fixtures Wet Location Rated,Recessed Fixtures Description This short-neck LED PAR30 bulb features exceptional color consistency and color rendering to enhance the vibrant and natural colors of your surroundings. Excellent for indoor and outdoor use Great for shallow recessed fixtures Provides a dimmable brightness Narrow flood beam angle Inviting halogen color Color Corrected - 900 Lumens - 3000 Kelvin - 25 Deg. Narrow Flood - 120 Volt - TCP LD13P30SD2530KNFLCQ LED PAR30 Short Neck - 13 Watt - 75 Watt Equal | 3000 | 93 | 900 | 69.2308 | 25000 | 13 | 12 | 176.52 | 14.71 | 17.2848 | 2020Q3 | https://www.1000bulbs.com/product/210126/TCP-10244.html | 1000bulbs.com | 2020 | Yes
LED Lighting | A-Type | Brand Generic | True |  | General Purpose Replacement | A19 | E26 (Medium) | None None 17 Watt LED Omni Directional A-21 Bulb 120 Volt Medium Base 2,700 Kelvin 1,600 Lumens 25,000 Average Hour Life Dimmable Replaces 100W Incandescent Bulb Mfg #OM100/827/LED/6 LED Bulb 17W A21 2700K 6/pk | 2700 | 82 | 1600 | 106.6667 | 25000 | 15 | 1 | 89.99 | 89.99 | 105.7417 | 2020Q3 | https://hdsupplysolutions.com/p/led-00-75-10-35/led-bulb-17w-a21-2700k-6-pk-p303466 | HD Supply | 2020 | Yes
LED Lighting | A-Type | Brand TCP | True |  | General Purpose Replacement | A19 | E26 (Medium) | Damp Location Rated Damp Location Rated TCP 18 Watt Omni Directional LED A-21 Bulb 120 Volt Medium Base 4,100 Kelvin 1650 Lumens 82 CRI 25,000 Average Hour Life Omni-Directional Dimmable Replaces 100W Incandescent Bulb Mfg #L15A19D2541K LED Bulb TCP 18W Omni-Directional A21 100W Equivalent 4100K Package Of 12 | 4000 | 83 | 1600 | 106.6667 | 25000 | 15 | 12 | 326.65 | 27.2208 | 31.9855 | 2020Q3 | https://hdsupplysolutions.com/p/led-00-75-10-35/led-bulb-tcp-18w-omni-directional-a21-100w-equivalent-4100k-package-of-12-p303461 | HD Supply | 2020 | Yes
LED Lighting | A-Type | Brand TCP | True |  | General Purpose Replacement | A19 | E26 (Medium) | Damp Location Rated Damp Location Rated Tcp Led 15 Watt A19 Dimmable 3000k Replaces 100 Watt, Medium Base Tcp 15w Led A19 Bulb 3000k 25,000 Hour Life Dimmable 1,600 Lumens 80 Cri Repalces 100w Incandescent 120 Volt Medium Base Energy Star Mfg #L15A19D2530K Tcp Led 15 Watt A19 Dimmable 3000k Replaces 100 Watt, Medium Base | 3000 | 83 | 1600 | 106.6667 | 25000 | 15 | 1 | 112.56 | 112.56 | 132.2623 | 2020Q3 | https://hdsupplysolutions.com/p/led-00-75-10-35/tcp-led-15-watt-a19-dimmable-3000k-replaces-100-watt-medium-base-p104403 | HD Supply | 2020 | Yes
LED Lighting | A-Type | Brand TCP | True |  | General Purpose Replacement | A19 | E26 (Medium) | Damp Location Rated Damp Location Rated Tcp Led 15 Watt A19 Dimmable 5000k Replaces 100 Watt, Medium Base Tcp 15w Led A19 Bulb 5000k 25,000 Hour Life Dimmable 1,600 Lumens 80 Cri Repalces 100w Incandescent 120 Volt Medium Base Energy Star Mfg #L15A19D2550K Tcp Led 15 Watt A19 Dimmable 5000k Replaces 100 Watt, Medium Base | 5000 | 83 | 1600 | 106.6667 | 25000 | 15 | 1 | 112.56 | 112.56 | 132.2623 | 2020Q3 | https://hdsupplysolutions.com/p/led-00-75-10-35/tcp-led-15-watt-a19-dimmable-5000k-replaces-100-watt-medium-base-p104400 | HD Supply | 2020 | Yes
LED Lighting | Downlight | TCP | True |  |  | LED Retrofit Kit |  | Downlight Surface Mount Downlight Surface Mount Description Without the need for a recessed can or junction box, this snap-in downlight can be directly mounted to drywall, drop ceilings, and other locations. Outperforms inefficient 75-Watt incandescents Separate steel encased LED driver Smooth, uniform Triac dimming Snap-in mounting springs 13 Watt - 75 Watt Incandescent Equal - 850 Lumens - 2700 Kelvin - Round - White Trim - Dimmable - 120 Volt - TCP DDR40127 4 in. Ultra Thin LED Downlight | 2700 | 81 | 850 | 65.3846 | 40000 | 13 | 24 | 282 | 11.75 | 13.8067 | 2020Q3 | https://www.1000bulbs.com/product/210476/TCP-10148.html | 1000bulbs.com | 2020 | Yes
LED Lighting | Downlight | TCP | True |  |  | LED Retrofit Kit |  | Downlight Surface Mount Downlight Surface Mount Description With no need for a recessed can or junction box, this snap-in downlight can be directly mounted to drywall, drop ceilings, and other locations. Outperforms inefficient 90-Watt incandescents Separate steel encased LED driver Smooth, uniform Triac dimming Snap-in mounting springs 14 Watt - 90 Watt Incandescent Equal - 1100 Lumens - 2700 Kelvin - Round - White Trim - Dimmable - 120 Volt - TCP DDR60127 6 in. Ultra Thin LED Downlight | 2700 | 82 | 1100 | 78.5714 | 40000 | 14 | 24 | 371.04 | 15.46 | 18.1661 | 2020Q3 | https://www.1000bulbs.com/product/210504/TCP-10152.html | 1000bulbs.com | 2020 | Yes
LED Lighting | Downlight | TCP | True |  |  | LED Retrofit Kit |  | Downlight Surface Mount Downlight Surface Mount Description With no need for a recessed can or junction box, this snap-in downlight can be directly mounted to drywall, drop ceilings, and other locations. Outperforms inefficient 120-Watt incandescents Separate steel encased LED driver Smooth, uniform Triac dimming Snap-in mounting springs 18 Watt - 120 Watt Incandescent Equal - 1550 Lumens - 2700 Kelvin - Round - White Trim - Dimmable - 120 Volt - TCP DDR80127 8 in. Ultra Thin LED Downlight | 2700 | 82 | 1550 | 86.1111 | 40000 | 18 | 12 | 259.92 | 21.66 | 25.4513 | 2020Q3 | https://www.1000bulbs.com/product/210506/TCP-10156.html | 1000bulbs.com | 2020 | Yes
LED Lighting | Downlight | Lithonia Lighting |  | Daylighting/Photocell, |  |  |  | Downlight Recessed Downlight Recessed Description This downlight fixture provides three color temperature options including halogen white, cool white, and daylight white. Vendor# WF4 SQ S LED 30K40K50K 90CRI MW M6 Color temperature switch on the driver exterior Sealed housing is safe for wet locations Lumen output is based on the color temperature selected. See spec sheet for specific lumen outputs. Color Selectable - Replaces 65 Watt Incandescent - 120 Volt - Lithonia WF4 4 in. Ultra Thin LED Downlight - 10.5 Watt - 810 Lumens - 3000, 4000, or 5000 Kelvin | 2700 | 82 | 590 | 58.4158 | 36000 | 10.1 | 6 | 175.74 | 29.29 | 34.4169 | 2020Q3 | https://www.1000bulbs.com/product/210630/LITH-0534.html | 1000bulbs.com | 2020 | Yes
LED Lighting | Reflector | 90Plus Lighting | True |  | Reflector (Flood/Spot) | PAR16 | GU10 | Damp Location Rated,Recessed Fixtures Damp Location Rated,Recessed Fixtures Description From enhancing your wall art to brightening up your work space the 90+ Lighting's LED MR16 will focus attention to where it needs to be. A fantastic option for track or recessed lighting, this 7-Watt LED provides 500 Lumens of halogen light at a phenomenal color rendering index of 90 to display the true colors of your decor. 7-Watt energy efficient replacement for 50-Watt halogen equivalents Certified by CEC Title 20, Title 24, and JA8 as high-quality lighting 40-degree flood beam angle allows for general floodlighting Adjust light output down to 1% to suit your needs GU10 base for 120-Volt sockets Color Corrected - CRI 90 - 500 Lumens - 3000 Kelvin - 40 Deg. Flood - 120 Volt - GU10 Base - 90+ Lighting SE-350.006 LED MR16 - 7 Watt - 50 Watt Equal - Halogen Match | 3000 | 93 | 500 | 71.4286 | 25000 | 7 | 12 | 72 | 6 | 7.0502 | 2020Q3 | https://www.1000bulbs.com/product/210702/PLT-11445.html | 1000bulbs.com | 2020 | Yes
LED Lighting | Decorative | 90Plus Lighting | True |  | Globe | G25 | E26 (Medium) | Damp Location Rated,Not for Use in Recessed Fixtures Damp Location Rated,Not for Use in Recessed Fixtures Description Keep the ornamental design that you love while elevating the quality of your lights with this 90+ Lighting LED globe bulb. Certified to meet the California Energy Commission's strict quality standards, this LED globe provides a 90 CRI for excellent color accuracy and a low flicker rate for reliable, robust lighting. Provides smooth and natural dimming down to 1% with compatible dimmers Listed by Energy Star as a high-efficiency and eco-friendly bulb 3000K color temperature is color matched for halogen bulbs High-quality replacement for 60W incandescents ETL Listed for indoor dry/damp locations 500 Lumens - 3000 Kelvin - Medium Base - 120 Volt - 90+ Lighting SE-350.040 LED - 3.15 in. Dia. Globe - 7 Watt - 60 Watt Equal - Halogen Match | 3000 | 94 | 500 | 71.4286 | 25000 | 7 | 12 | 54.48 | 4.54 | 5.3347 | 2020Q3 | https://www.1000bulbs.com/product/210703/PLT-11447.html | 1000bulbs.com | 2020 | Yes
LED Lighting | Reflector | 90Plus Lighting | True |  | Reflector (Flood/Spot) | PAR30S | E26 (Medium) | Damp Location Rated,Recessed Fixtures Damp Location Rated,Recessed Fixtures Description Do your display justice and have it stand out from its surroundings by using the halogen light of this LED PAR30. Low heat to protect against discoloration High CRI, ideal for accent lighting Outlasts 75-Watt halogen bulbs Portrays colors more vividly Dimmable down to 1% Color Corrected - 750 Lumens - 3000 Kelvin - 40 Deg. Flood - 120 Volt - 90+ Lighting SE-350.012 LED PAR30 Short Neck - 10 Watt - 75 Watt Equal | 3000 | 94 | 750 | 75 | 25000 | 10 | 12 | 65.16 | 5.43 | 6.3805 | 2020Q3 | https://www.1000bulbs.com/product/210722/PLT-11438.html | 1000bulbs.com | 2020 | Yes
LED Lighting | A-Type | Brand TCP | True |  | General Purpose Replacement | A19 | E26 (Medium) | Damp Location Rated Damp Location Rated TCP® LED Bulb Medium Base 15 Watt 2,700 Kelvin 15,000 Average Hour Life 1600 Lumens 120 Volt 80 CRI Dimmable Replaces 100W Incandescent Bulb Mfg #L15A21D1527K6 TCP® LED Bulb 15W A21 100W Equivalent 2700K Dimmable, Package of 6 | 2700 | 83 | 1600 | 106.6667 | 15000 | 15 | 1 | 55.74 | 55.74 | 65.4967 | 2020Q3 | https://hdsupplysolutions.com/p/led-00-75-10-35/tcp-led-bulb-15w-a21-100w-equivalent-2700k-dimmable-package-of-6-p312182 | HD Supply | 2020 | Yes
LED Lighting | A-Type | Satco | True |  | General Purpose Replacement | A19 | GU24 | Damp Location Rated,Recessed Fixtures Damp Location Rated,Recessed Fixtures Home / Light Bulbs / LED / Satco - S29819 - 15A19/LED/27K/1600/120V/GU24 Approved for Totally Enclosed Fixtures; Damp Rated; Omnidirectional; Energy Start Certified 15W A19 LED Lamp - Universal - 1600 Lumens - Warm White (2700K) - 80 CRI - 25000 Hours - GU24 (Bi-Pin / Twist & Lock) - 120 to 130V - Frost Satco - S29819 - 15A19/LED/27K/1600/120V/GU24 | 2700 | 82 | 1600 | 106.6667 | 25000 | 15 | 6 | 54 | 9 | 10.5753 | 2020Q3 | https://shop.regencylighting.com/lamps/led/15a19-led-27k-1600-120v-gu24-s29819.html | Regency Lighting | 2020 | Yes
LED Lighting | A-Type | Satco | True |  | General Purpose Replacement | A19 | E26 (Medium) | Damp Location Rated,Recessed Fixtures Damp Location Rated,Recessed Fixtures Home / Light Bulbs / LED / Satco - S29816 - 15A19/LED/3000K/1600L/120V/D Approved for Totally Enclosed Fixtures; Damp Location Rated; Energy Star Rated 15W A19 LED Lamp - Universal - 1600 Lumens - Warm White (3000K) - 80 CRI - 25000 Hours - E26 (Medium) - 120 to 130V - Frost Satco - S29816 - 15A19/LED/3000K/1600L/120V/D | 3000 | 83 | 1600 | 106.6667 | 25000 | 15 | 1 | 10.82 | 10.82 | 12.7139 | 2020Q3 | https://shop.regencylighting.com/lamps/led/15a19-led-3000k-1600l-120v-d-s29816.html | Regency Lighting | 2020 | Yes
LED Lighting | Reflector | 90Plus Lighting | True |  | Reflector (Flood/Spot) | MR16 | GU5.3 | Damp Location Rated,Recessed Fixtures Damp Location Rated,Recessed Fixtures Description You don't need to sacrifice color when making the switch to LED bulbs with this 90+ Lighting LED MR16 which nearly matches incandescent with its astounding CRI of 92 while maintaining the massive energy savings associated with LEDs. This dimmable MR16 emits 500 Lumens of halogen white light and excels when used as recessed or track lighting for indoor applications. Standard GU5.3 base allows for installation into pinhole sockets Highly efficient 7-Watt replacement for 50-Watt halogen MR16s Excellent CRI of 92 enhances colors for natural, vivid displays Color Corrected - CRI 92 - 500 Lumens - 3000 Kelvin - 40 Deg. Flood - 12 Volt - GU5.3 Base - 90+ Lighting SE-350.156 LED MR16 - 7 Watt - 50 Watt Equal - Halogen Match | 3000 | 93 | 500 | 71.4286 | 25000 | 7 | 10 | 64.3 | 6.43 | 7.5555 | 2020Q3 | https://www.1000bulbs.com/product/210743/PLT-11444.html | 1000bulbs.com | 2020 | Yes
LED Lighting | A-Type | Satco | True |  | General Purpose Replacement | A19 | E26 (Medium) | Damp Location Rated,Recessed Fixtures Damp Location Rated,Recessed Fixtures Home / Light Bulbs / LED / Satco - S29817 - 15A19/LED/4000K/1600L/120V/D Energy Star Certified; Suitable for Damp Locations; Suitable for Enclosed Fixtures 15W A19 LED Lamp - Universal - 1600 Lumens - Cool White (4000K) - 80 CRI - 25000 Hours - E26 (Medium) - 120 to 130V - Frost Satco - S29817 - 15A19/LED/4000K/1600L/120V/D | 4000 | 85 | 1600 | 106.6667 | 25000 | 15 | 12 | 103.68 | 8.64 | 10.1523 | 2020Q3 | https://shop.regencylighting.com/lamps/led/15a19-led-4000k-1600l-120v-d-s29817.html | Regency Lighting | 2020 | Yes
LED Lighting | A-Type | Maxlite | True |  | General Purpose Replacement | A19 | E26 (Medium) | Damp Location Rated,Not for Use in Recessed Fixtures Damp Location Rated,Not for Use in Recessed Fixtures Home / Light Bulbs / LED / Maxlite - 107720 - 15A19DLED27/G5 Energy Star Certified; Dry and Damp Location; Not for Use in Totally Enclosed Fixtures 15W A19 LED Lamp - Universal - 1600 Lumens - Warm White (2700K) - 84 CRI - 25000 Hours - E26 (Medium) - 120 to 130V Maxlite - 107720 - 15A19DLED27/G5 | 2700 | 83 | 1600 | 106.6667 | 25000 | 15 | 50 | 406 | 8.12 | 9.5413 | 2020Q3 | https://shop.regencylighting.com/lamps/led/15a19dled27-g5-mxt.html | Regency Lighting | 2020 | Yes
LED Lighting | Reflector | 90Plus Lighting | True |  | Reflector (Flood/Spot) | PAR30L | E26 (Medium) | Damp Location Rated,Recessed Fixtures Damp Location Rated,Recessed Fixtures Description Decorate with high-quality light and bring attention to your display with the high color rendering index of this 90+ Lighting PAR30 bulb. Suitable for general and display lighting, this LED PAR30 flood light can be dimmed down to 1 percent from 750 Lumens of soft white light to accommodate your preferred aesthetic. Meets strict requirements set by California Energy Commission's Title 20, Title 24, and JA8 10-Watt LED PAR30 replacement for equivalent 75W halogens High CRI of 90 to accurately portray natural tones and colors Color Corrected - 750 Lumens - 2700 Kelvin - 40 Deg. Flood - 120 Volt - 90+ Lighting SE-350.013 LED PAR30 Long Neck - 10 Watt - 75 Watt Equal | 2700 | 93 | 750 | 75 | 25000 | 10 | 12 | 65.16 | 5.43 | 6.3805 | 2020Q3 | https://www.1000bulbs.com/product/210772/PLT-11439.html | 1000bulbs.com | 2020 | Yes
LED Lighting | Reflector | 90Plus Lighting | True |  | Reflector (Flood/Spot) | PAR30L | E26 (Medium) | Damp Location Rated,Recessed Fixtures Damp Location Rated,Recessed Fixtures Description Achieve an accurate rendition of color in any room with the 90+ Lighting LED PAR30 which is designed to provide a distinct beam with a high color rendering index of 90 to model the real world. This 40-degree LED flood light bulb provides optimal accent lighting with 750 Lumens of halogen light to emphasize warm colors and give your location a more inviting atmosphere. Performs similarly to 75-Watt incandescent equivalents with only 10W Dimmable down to 1% allows greater control over your lighting levels Meets CEC Title 20, Title 24, and JA8 requirements Color Corrected - 750 Lumens - 3000 Kelvin - 40 Deg. Flood - 120 Volt - 90+ Lighting SE-350.014 LED PAR30 Long Neck - 10 Watt - 75 Watt Equal | 3000 | 94 | 750 | 75 | 25000 | 10 | 12 | 60.84 | 5.07 | 5.9574 | 2020Q3 | https://www.1000bulbs.com/product/210776/PLT-11440.html | 1000bulbs.com | 2020 | Yes
LED Lighting | Decorative | 90Plus Lighting | True |  | Globe | G25 | E26 (Medium) | Damp Location Rated,Not for Use in Recessed Fixtures Damp Location Rated,Not for Use in Recessed Fixtures Description Enhance your rooms while maintaining low energy costs with this 90+ Lighting LED G25 bulb. This 7-Watt globe bulb is ideal as a decorative option for vanities and other ornate features. Boasting a significant CRI of 90, this decorative bulb reveals the true hues and textures of objects in a similar way to natural light. Certified for quality and efficiency by CEC Title 20, Title 24, and JA8 Dimmable down to 1% for smooth transitions in lighting ETL rated for use in damp locations Not suitable for enclosed fixtures 500 Lumens - 2700 Kelvin - Medium Base - 120 Volt - 90+ Lighting SE 350.039 LED - 3.15 in. Dia. Globe - 7 Watt - 60 Watt Equal - Incandescent Match | 2700 | 93 | 500 | 71.4286 | 25000 | 7 | 12 | 54.48 | 4.54 | 5.3347 | 2020Q3 | https://www.1000bulbs.com/product/210782/PLT-11446.html | 1000bulbs.com | 2020 | Yes
LED Lighting | Reflector | 90Plus Lighting | True |  | Reflector (Flood/Spot) | BR30 | E26 (Medium) | Damp Location Rated,Recessed Fixtures Damp Location Rated,Recessed Fixtures Description Fitting both residential and commercial areas, this dimmable LED BR30 has a high CRI to keep colors appearing natural and vibrant. Meets CEC Title 20, Title 24, and JA8 requirements Low wattage replacement for incandescents ETL approved for indoor damp locations 2700 Kelvin soft white Color Corrected - CRI 90 - 650 Lumens - 2700 Kelvin - 90+ Lighting SE-350.023 LED BR30 - 9 Watt - 65 Watt Equal - Incandescent Match | 2700 | 94 | 650 | 72.2222 | 25000 | 9 | 12 | 43.68 | 3.64 | 4.2771 | 2020Q3 | https://www.1000bulbs.com/product/210789/PLT-11442.html | 1000bulbs.com | 2020 | Yes
LED Lighting | Reflector | 90Plus Lighting | True |  | Reflector (Flood/Spot) | BR30 | E26 (Medium) | Damp Location Rated,Recessed Fixtures Damp Location Rated,Recessed Fixtures Description This LED BR30 flood light is safe for use in damp locations such as kitchens, bathrooms, and covered outdoor areas like porches or patios. Instant energy savings compared to incandescents Meets CEC Title 20, Title 24, and JA8 High CRI of 93 Color Corrected - CRI 93 - 650 Lumens - 3000 Kelvin - 90+ Lighting SE-350.024 LED BR30 - 9 Watt - 65 Watt Equal - Halogen Match | 3000 | 93 | 650 | 72.2222 | 25000 | 9 | 12 | 43.68 | 3.64 | 4.2771 | 2020Q3 | https://www.1000bulbs.com/product/210822/PLT-11443.html | 1000bulbs.com | 2020 | Yes
LED Lighting | Reflector | 90Plus Lighting | True |  | Reflector (Flood/Spot) | PAR38 | E26 (Medium) | Damp Location Rated,Recessed Fixtures Damp Location Rated,Recessed Fixtures Description Target specific areas with the crisp, powerful light of the 90+ Lighting LED PAR38 bulb. With an exceptionally high CRI of 90, this LED flood light bulb proficiently displays the true colors of an object while efficiently using just 18-Watts of energy to produce 1350 Lumens of halogen light. Certified for quality and efficiency under CEC Title 20, Title 24, and JA8 requirements 40-degree flood beam angle valuable for both accent and general lighting Direct replacement for 100-Watt incandescent bulbs Color Corrected - 1350 Lumens - 3000 Kelvin - 40 Deg. Flood - 120 Volt - 90+ Lighting SE-350.018 LED PAR38 - 18 Watt - 100 Watt Equal | 3000 | 93 | 1350 | 75 | 25000 | 18 | 6 | 46.14 | 7.69 | 9.036 | 2020Q3 | https://www.1000bulbs.com/product/210824/PLT-11441.html | 1000bulbs.com | 2020 | Yes
LED Lighting | A-Type | Maxlite | True |  | General Purpose Replacement | A19 | E26 (Medium) | Damp Location Rated,Not for Use in Recessed Fixtures Damp Location Rated,Not for Use in Recessed Fixtures Home / Light Bulbs / LED / Maxlite - 107721 - 15A19DLED30/G5 Energy Star Certified; Dry and Damp Location; Not for Use in Totally Enclosed Fixtures 15W A19 LED Lamp - Universal - 1600 Lumens - Warm White (3000K) - 84 CRI - 25000 Hours - E26 (Medium) - 120 to 130V Maxlite - 107721 - 15A19DLED30/G5 | 3000 | 84 | 1600 | 106.6667 | 25000 | 15 | 50 | 183 | 3.66 | 4.3006 | 2020Q3 | https://shop.regencylighting.com/lamps/led/15a19dled30-g5-mxt.html | Regency Lighting | 2020 | Yes
LED Lighting | Reflector | Cree | True | Daylighting/Photocell, | Reflector (Flood/Spot) | BR30 | E26 (Medium) | Damp Location Rated,Recessed Fixtures Damp Location Rated,Recessed Fixtures Description This LED BR30 lamp has an astounding CRI of 96 to bring out the rich, vibrant colors in a room similarly to natural sunlight while bringing you huge energy savings. Matches 100-Watt incandescents with just 16 Watts Uniform lighting even from high ceilings Certified under CEC Title 20 Shatter resistant design Color Corrected - CRI 96 - 1400 Lumens - 5000 Kelvin - Cree TBR30-14050FLFH25 LED BR30 - 16 Watt - 100 Watt Equal - Daylight White | 5000 | 96 | 1400 | 87.5 | 25000 | 16 | 12 | 134.4 | 11.2 | 13.1604 | 2020Q3 | https://www.1000bulbs.com/product/211132/CREE-10214.html | 1000bulbs.com | 2020 | Yes
LED Lighting | Reflector | Cree | True |  | Reflector (Flood/Spot) | BR40 | E26 (Medium) | Damp Location Rated,Recessed Fixtures Damp Location Rated,Recessed Fixtures Description With a high color rendering index of 92, this energy-efficient LED BR40 displays colors of objects and skin tones in a more vibrant and natural spectrum. Matches the high output of 120-Watt incandescents 2700 Kelvin soft white creates a cozy ambiance Suitable for damp locations Color Corrected - CRI 92 - 1750 Lumens - 2700 Kelvin - Cree TBR40-18027FLFH25 LED BR40 - 23 Watt - 120 Watt Equal - Incandescent Match | 2700 | 92 | 1750 | 76.087 | 25000 | 23 | 5 | 77.15 | 15.43 | 18.1308 | 2020Q3 | https://www.1000bulbs.com/product/211136/CREE-10215.html | 1000bulbs.com | 2020 | Yes
LED Lighting | Reflector | Cree | True |  | Reflector (Flood/Spot) | PAR38 | E26 (Medium) | Wet Location Rated,Shatter Resistant,Recessed Fixtures Wet Location Rated,Shatter Resistant,Recessed Fixtures Description Featuring an adjustable Lumen output, this Cree LED PAR38 is dimmable down to 10 percent so you can transform the mood of a room to align with your needs. Ideally used in track and display lighting, this spotlight is suitable for wet locations, indoor or outdoor, giving it a wide variety of placement options. Certified as efficient lighting under California Energy Commission Title 20 Optimal replacement for an equivalent 120-Watt incandescent PAR38 High CRI of 93 to bring out the genuine colors of a display 25-degree beam angle ideal for display and spot lighting Color Corrected - 1200 Lumens - 3000 Kelvin - 25 Deg. Narrow Flood - 120 Volt - Cree TPAR38-1503025FH25 LED PAR38 - 19 Watt - 120 Watt Equal | 3000 | 95 | 1200 | 88.8889 | 25000 | 13.5 | 6 | 64.14 | 10.69 | 12.5612 | 2020Q3 | https://www.1000bulbs.com/product/211142/CREE-10217.html | 1000bulbs.com | 2020 | Yes
LED Lighting | Reflector | Cree | True |  | Reflector (Flood/Spot) | PAR38 | E26 (Medium) | Wet Location Rated,Shatter Resistant,Recessed Fixtures Wet Location Rated,Shatter Resistant,Recessed Fixtures Description Make the switch to more efficient, longer lasting lighting technology by installing this 19-Watt Cree LED PAR38 which matches the brightness of a 120-Watt incandescent while only consuming a fraction of the power. Designed with a 40-degree beam angle, this flood light produces a high CRI light to show an honest and natural rendition of the colors in an area. Wet location rated makes it safe for both indoor and outdoor use 3000 Kelvin color temperature for a cozy, comfortable quality Emits a powerful 1200 Lumen beam of halogen light Dimmable to 10% to adjust to your changing needs Color Corrected - 1200 Lumens - 3000 Kelvin - 40 Deg. Flood - 120 Volt - Cree TPAR38-1503040FH25 LED PAR38 - 19 Watt - 120 Watt Equal | 3000 | 95 | 1200 | 88.8889 | 25000 | 13.5 | 6 | 64.14 | 10.69 | 12.5612 | 2020Q3 | https://www.1000bulbs.com/product/211144/CREE-10218.html | 1000bulbs.com | 2020 | Yes
LED Lighting | Reflector | Cree | True |  | Reflector (Flood/Spot) | PAR38 | E26 (Medium) | Wet Location Rated,Recessed Fixtures Wet Location Rated,Recessed Fixtures Description Designed with a remarkably high color rendering index of 93, this Cree LED PAR38 is quality approved by the California Energy Commission's Title 20 and emits a halogen light that portrays the natural, vivid appearance of a room or display. Suitable for wet locations and enclosed fixtures, you can rely on the flexible placement options of this LED PAR38 to provide a powerful 1500 Lumens to a variety of locations. 19-Watt direct replacement provides a similar output as 150-Watt incandescents 40-degree flood beam angle is ideal for accent and track lighting Dimmable down to 10% for greater control over brightness Color Corrected - 1500 Lumens - 3000 Kelvin - 40 Deg. Flood - 120 Volt - Cree TPAR38-1803040FH25 LED PAR38 - 19 Watt - 150 Watt Equal | 3000 | 93 | 1500 | 78.9474 | 25000 | 19 | 6 | 79.62 | 13.27 | 15.5928 | 2020Q3 | https://www.1000bulbs.com/product/211146/CREE-10219.html | 1000bulbs.com | 2020 | Yes
LED Lighting | Reflector | Green Creative | True |  | Reflector (Flood/Spot) | BR30 | E26 (Medium) | Damp Location Rated,Recessed Fixtures Damp Location Rated,Recessed Fixtures Description Start lowering your energy costs by replacing 65-Watt incandescents with this LED BR30 bulb and see up to 86 percent in energy savings. 2700 Kelvin color temperature creates a warm atmosphere For recessed cans with a 4-inch diameter or larger Diffuses light in an even wide spread 650 Lumens - 2700 Kelvin - Green Creative 98461 LED BR30 - 9 Watt - 65 Watt Equal - Incandescent Match | 2700 | 83 | 650 | 72.2222 | 25000 | 9 | 6 | 17.7 | 2.95 | 3.4664 | 2020Q3 | https://www.1000bulbs.com/product/211156/GREENCREATIVE-98461.html | 1000bulbs.com | 2020 | Yes
LED Lighting | Reflector | Green Creative | True |  | Reflector (Flood/Spot) | BR30 | E26 (Medium) | Damp Location Rated,Recessed Fixtures Damp Location Rated,Recessed Fixtures Description Lower your energy costs by replacing 65-Watt incandescents with this LED BR30 bulb and see up to 86 percent in energy savings. 3000 Kelvin color temperature to match halogen lighting For recessed cans with a 4-inch diameter or larger Diffuses light in an even wide spread 650 Lumens - 3000 Kelvin - Green Creative 98462 LED BR30 - 9 Watt - 65 Watt Equal - Halogen Match | 3000 | 83 | 650 | 72.2222 | 25000 | 9 | 6 | 16.14 | 2.69 | 3.1609 | 2020Q3 | https://www.1000bulbs.com/product/211158/GREENCREATIVE-98462.html | 1000bulbs.com | 2020 | Yes
LED Lighting | Reflector | Green Creative | True |  | Reflector (Flood/Spot) | BR30 | E26 (Medium) | Damp Location Rated,Recessed Fixtures Damp Location Rated,Recessed Fixtures Description With a frosted lens, this LED BR30 provides a wide, evenly diffused cool white light without the glare or flickering of incandescent lighting. Majorly cuts down energy costs compared to incandescents Fits in recessed can with a 4-inch diameter or larger Safe to use in damp locations and enclosed fixtures 650 Lumens - 4000 Kelvin - Green Creative 98463 LED BR30 - 9 Watt - 65 Watt Equal - Cool White | 4000 | 82 | 650 | 72.2222 | 25000 | 9 | 6 | 16.14 | 2.69 | 3.1609 | 2020Q3 | https://www.1000bulbs.com/product/211159/GREENCREATIVE-98463.html | 1000bulbs.com | 2020 | Yes
LED Lighting | A-Type | Maxlite | False |  | General Purpose Replacement | A19 | E26 (Medium) | Damp Location Rated,Not for Use in Recessed Fixtures Damp Location Rated,Not for Use in Recessed Fixtures Home / Light Bulbs / LED / Maxlite - 107817 - 15A19ND30/G2 25000 Hour Life; Energy Star Certified 15W A19 LED Lamp - Universal - 1600 Lumens - Warm White (3000K) - 84 CRI - 25000 Hours - E26 (Medium) - 120 to 130V Maxlite - 107817 - 15A19ND30/G2 | 3000 | 84 | 1600 | 106.6667 | 15000 | 15 | 1 | 6.9 | 6.9 | 8.1078 | 2020Q3 | https://shop.regencylighting.com/lamps/led/15a19nd30-g2-mxt.html | Regency Lighting | 2020 | Yes
LED Lighting | Reflector | Green Creative | True |  | Reflector (Flood/Spot) | BR40 | E26 (Medium) | Damp Location Rated,Recessed Fixtures Damp Location Rated,Recessed Fixtures Description Maintain the warm atmosphere of an incandescent with the added benefit of energy-saving LED technology with this BR40 bulb. Output of 1100 Lumens can be dimmed to fit your needs Long lifespan far outlasts 90-Watt incandescents Energy star certified 1100 Lumens - 2700 Kelvin - Green Creative 98466 LED BR40 - 15.5 Watt - 90 Watt Equal - Incandescent Match | 2700 | 82 | 1100 | 70.9677 | 25000 | 15.5 | 6 | 28.14 | 4.69 | 5.5109 | 2020Q3 | https://www.1000bulbs.com/product/211163/GREENCREATIVE-98466.html | 1000bulbs.com | 2020 | Yes
LED Lighting | Decorative | Cree | True | Daylighting/Photocell, | Decorative | B10 | E12 (Candelabra) | Damp Location Rated,Filament Style Damp Location Rated,Filament Style Description Improve your energy efficiency without sacrificing the sophisticated aesthetic of 19th century design by switching to this LED chandelier bulb. Portrays vibrant and true-to-life colors Perfect for sconces and chandeliers Saves up to 90% in energy costs 350 Lumens - 5000 Kelvin - Daylight White - Clear - Candelabra Base - 120 Volt - Cree TB11-03550MDCH15 LED Chandelier Bulb - 4 Watt - 40 Watt Equal | 5000 | 93 | 350 | 87.5 | 15000 | 4 | 54 | 271.08 | 5.02 | 5.8987 | 2020Q3 | https://www.1000bulbs.com/product/211169/CREE-10222.html | 1000bulbs.com | 2020 | Yes
LED Lighting | Decorative | Cree | True | Daylighting/Photocell, | Decorative | B10 | E12 (Candelabra) | Damp Location Rated,Not for Use in Recessed Fixtures,Filament Style Damp Location Rated,Not for Use in Recessed Fixtures,Filament Style Description Compliment your decorative fixtures by adding this vintage-style LED bulb and create an elegant aesthetic whether your light is on or off. Ideal for sconces, chandeliers, and hanging fixtures Portrays colors with a similar radiance as daylight Up to 92% in energy savings Dimmable 515 Lumens - 5000 Kelvin - Daylight White - Clear - Candelabra Base - 120 Volt - Cree TB11-05050MDCH15 LED Chandelier Bulb - 5.3 Watt - 60 Watt Equal | 5000 | 93 | 515 | 93.6364 | 15000 | 5.5 | 54 | 295.92 | 5.48 | 6.4392 | 2020Q3 | https://www.1000bulbs.com/product/211172/CREE-10224.html | 1000bulbs.com | 2020 | Yes
LED Lighting | A-Type | Satco | True |  | General Purpose Replacement | A19 | GU24 | Damp Location Rated,Recessed Fixtures Damp Location Rated,Recessed Fixtures Home / Light Bulbs / LED / LED A-Line / Satco - S29819 - 15A19/LED/27K/1600/120V/GU24 Approved for Totally Enclosed Fixtures; Damp Rated; Omnidirectional; Energy Start Certified 15W A19 LED Lamp - Universal - 1600 Lumens - Warm White (2700K) - 80 CRI - 25000 Hours - GU24 (Bi-Pin / Twist & Lock) - 120 to 130V - Frost Satco - S29819 - 15A19/LED/27K/1600/120V/GU24 | 2700 | 82 | 1600 | 106.6667 | 25000 | 15 | 6 | 54 | 9 | 10.5753 | 2020Q3 | https://shop.regencylighting.com/lamps/led/a-line/15a19-led-27k-1600-120v-gu24-s29819.html | Regency Lighting | 2020 | Yes
LED Lighting | A-Type | Satco | True |  | General Purpose Replacement | A19 | E26 (Medium) | Damp Location Rated,Recessed Fixtures Damp Location Rated,Recessed Fixtures Home / Light Bulbs / LED / LED A-Line / Satco - S29816 - 15A19/LED/3000K/1600L/120V/D Approved for Totally Enclosed Fixtures; Damp Location Rated; Energy Star Rated 15W A19 LED Lamp - Universal - 1600 Lumens - Warm White (3000K) - 80 CRI - 25000 Hours - E26 (Medium) - 120 to 130V - Frost Satco - S29816 - 15A19/LED/3000K/1600L/120V/D | 3000 | 83 | 1600 | 106.6667 | 25000 | 15 | 1 | 10.82 | 10.82 | 12.7139 | 2020Q3 | https://shop.regencylighting.com/lamps/led/a-line/15a19-led-3000k-1600l-120v-d-s29816.html | Regency Lighting | 2020 | Yes
LED Lighting | A-Type | Satco | True |  | General Purpose Replacement | A19 | E26 (Medium) | Damp Location Rated,Recessed Fixtures Damp Location Rated,Recessed Fixtures Home / Light Bulbs / LED / LED A-Line / Satco - S29817 - 15A19/LED/4000K/1600L/120V/D Energy Star Certified; Suitable for Damp Locations; Suitable for Enclosed Fixtures 15W A19 LED Lamp - Universal - 1600 Lumens - Cool White (4000K) - 80 CRI - 25000 Hours - E26 (Medium) - 120 to 130V - Frost Satco - S29817 - 15A19/LED/4000K/1600L/120V/D | 4000 | 85 | 1600 | 106.6667 | 25000 | 15 | 12 | 103.68 | 8.64 | 10.1523 | 2020Q3 | https://shop.regencylighting.com/lamps/led/a-line/15a19-led-4000k-1600l-120v-d-s29817.html | Regency Lighting | 2020 | Yes
LED Lighting | A-Type | Maxlite | True |  | General Purpose Replacement | A19 | E26 (Medium) | Damp Location Rated,Not for Use in Recessed Fixtures Damp Location Rated,Not for Use in Recessed Fixtures Home / Light Bulbs / LED / LED A-Line / Maxlite - 107720 - 15A19DLED27/G5 Energy Star Certified; Dry and Damp Location; Not for Use in Totally Enclosed Fixtures 15W A19 LED Lamp - Universal - 1600 Lumens - Warm White (2700K) - 84 CRI - 25000 Hours - E26 (Medium) - 120 to 130V Maxlite - 107720 - 15A19DLED27/G5 | 2700 | 83 | 1600 | 106.6667 | 25000 | 15 | 50 | 406 | 8.12 | 9.5413 | 2020Q3 | https://shop.regencylighting.com/lamps/led/a-line/15a19dled27-g5-mxt.html | Regency Lighting | 2020 | Yes
LED Lighting | Reflector | TCP |  |  | Reflector (Flood/Spot) | BR30 | E26 (Medium) | Damp Location Rated,Recessed Fixtures Damp Location Rated,Recessed Fixtures Description Illuminate large areas with the consistent, attractive cool white light of this BR30 LED bulb to use as general purpose track or recessed lighting. Uses up to 85 percent less energy than incandescents Suitable for use in totally enclosed fixtures Rated at 25,000 life hours 700 Lumens - 4100 Kelvin - TCP LED10BR3041K LED BR30 - 9 Watt - 65 Watt Equal - Cool White | 4000 | 82 | 700 | 82.3529 | 25000 | 8.5 | 12 | 52.92 | 4.41 | 5.1819 | 2020Q3 | https://www.1000bulbs.com/product/211218/TCP-10315.html | 1000bulbs.com | 2020 | Yes
LED Lighting | A-Type | Maxlite | True |  | General Purpose Replacement | A19 | E26 (Medium) | Damp Location Rated,Not for Use in Recessed Fixtures Damp Location Rated,Not for Use in Recessed Fixtures Home / Light Bulbs / LED / LED A-Line / Maxlite - 107721 - 15A19DLED30/G5 Energy Star Certified; Dry and Damp Location; Not for Use in Totally Enclosed Fixtures 15W A19 LED Lamp - Universal - 1600 Lumens - Warm White (3000K) - 84 CRI - 25000 Hours - E26 (Medium) - 120 to 130V Maxlite - 107721 - 15A19DLED30/G5 | 3000 | 84 | 1600 | 106.6667 | 25000 | 15 | 50 | 183 | 3.66 | 4.3006 | 2020Q3 | https://shop.regencylighting.com/lamps/led/a-line/15a19dled30-g5-mxt.html | Regency Lighting | 2020 | Yes
LED Lighting | Reflector | Cree | True | Daylighting/Photocell, | Reflector (Flood/Spot) | BR30 | E26 (Medium) | Damp Location Rated,Recessed Fixtures Damp Location Rated,Recessed Fixtures Description This LED BR30 lamp enhances the color quality and consistency of displays and is designed to be a longer-lasting and cost-effective alternative to incandescent lighting. Ideal for high ceilings of 8 ft. for maximum coverage Fully compliant with CA Title 20 and Energy Star Daylight white light increases concentration Frosted lens evenly distributes light Color Corrected - CRI 90 - 680 Lumens - 5000 Kelvin - Cree TBR30-06550FLFH25 LED BR30 - 8.5 Watt - 65 Watt Equal - Daylight White | 5000 | 96 | 680 | 80 | 25000 | 8.5 | 12 | 64.08 | 5.34 | 6.2747 | 2020Q3 | https://www.1000bulbs.com/product/211263/CREE-10212.html | 1000bulbs.com | 2020 | Yes
LED Lighting | Reflector | GE | True |  | Reflector (Flood/Spot) | PAR20 | E26 (Medium) | Damp Location Rated,Not Rated for Recessed Fixtures Damp Location Rated,Not Rated for Recessed Fixtures Description This LED HID retrofit lamp delivers the same powerful brightness of a 1000-Watt high bay fixture but consumes less than a third of the power. 277-480 direct line voltage Tethering support system 6kV surge protection Universal burn 148 LPW 40,000 Lumens - Mogul Base - Operates by Bypassing Ballast - 277-480 Volt - GE 93095553 LED - High Bay Retrofit - 270 Watt - 1000W Metal Halide Equal - 5000 Kelvin | 2700 | 81 | 540 | 77.1429 | 25000 | 7 | 3 | 1100.01 | 366.67 | 430.8514 | 2020Q3 | https://www.1000bulbs.com/product/211812/GE-93095553.html | 1000bulbs.com | 2020 | No
LED Lighting | A-Type | Maxlite | False |  | General Purpose Replacement | A19 | E26 (Medium) | Damp Location Rated,Not for Use in Recessed Fixtures Damp Location Rated,Not for Use in Recessed Fixtures Home / Light Bulbs / LED / LED A-Line / Maxlite - 107817 - 15A19ND30/G2 25000 Hour Life; Energy Star Certified 15W A19 LED Lamp - Universal - 1600 Lumens - Warm White (3000K) - 84 CRI - 25000 Hours - E26 (Medium) - 120 to 130V Maxlite - 107817 - 15A19ND30/G2 | 3000 | 84 | 1600 | 106.6667 | 15000 | 15 | 1 | 6.9 | 6.9 | 8.1078 | 2020Q3 | https://shop.regencylighting.com/lamps/led/a-line/15a19nd30-g2-mxt.html | Regency Lighting | 2020 | Yes
LED Lighting | A-Type | Maxlite | True | Daylighting/Photocell, | General Purpose Replacement | A19 | E26 (Medium) | Damp Location Rated,Use With Timers,Use With Photo and/or Motion Sensors,Recessed Fixtures,Shatter Resistant Damp Location Rated,Use With Timers,Use With Photo and/or Motion Sensors,Recessed Fixtures,Shatter Resistant Home / Light Bulbs / LED / LED A-Line / Maxlite - 14099402 - E15A19DLED27/G6 Enclosed Rated 15W A19 LED Lamp - Universal - 1600 Lumens - Warm White (2700K) - 82 CRI - 25000 Hours - E26 (Medium) - 120 to 130V Maxlite - 14099402 - E15A19DLED27/G6 | 2700 | 82 | 1600 | 106.6667 | 25000 | 15 | 1 | 5.65 | 5.65 | 6.639 | 2020Q3 | https://shop.regencylighting.com/lamps/led/a-line/e15a19dled27-g6-mxt.html | Regency Lighting | 2020 | Yes
LED Lighting | A-Type | Maxlite | True |  | General Purpose Replacement | A19 | E26 (Medium) | Damp Location Rated,Recessed Fixtures Damp Location Rated,Recessed Fixtures Home / Light Bulbs / LED / LED A-Line / Maxlite - 14099402 - E15A19DLED27/G7 Energy Star Rated; Approved for Enclosed Fixtures; Suitable for Damp Locations 15W A19 LED Lamp - Universal - 1600 Lumens - Warm White (2700K) - 80 CRI - 25000 hrs. - E26 (Medium) - 120 to 130V Maxlite - 14099402 - E15A19DLED27/G7 | 2700 | 82 | 1600 | 106.6667 | 25000 | 15 | 1 | 5.65 | 5.65 | 6.639 | 2020Q3 | https://shop.regencylighting.com/lamps/led/a-line/e15a19dled27-g7-mxt.html | Regency Lighting | 2020 | Yes
LED Lighting | Downlight | TCP | True |  |  | LED Retrofit Kit |  | Downlight Solid State Retrofit Downlight Solid State Retrofit Description This LED downlight features a sleek look that gives off a bright 1250 Lumen output using 90 percent less energy than a 120-Watt incandescent fixture. Features a screw-in E26 socket Included spring clips Smooth dimming Shatter-resistant 1250 Lumens - 2700 Kelvin - 80 CRI - Smooth Baffle Trim - 120V - TCP LED14DR5627K 5-6 in. LED Downlight - 12 Watt - 120 Watt Equal - Incandescent Match | 2700 | 82 | 1250 | 104.1667 | 35000 | 12 | 1 | 13.92 | 13.92 | 16.3565 | 2020Q3 | https://www.1000bulbs.com/product/216625/TCP-10482.html | 1000bulbs.com | 2020 | Yes
LED Lighting | Reflector | TCP | True |  | Reflector (Flood/Spot) | R20 | E26 (Medium) | Damp Location Rated,Recessed Fixtures Damp Location Rated,Recessed Fixtures Description Featuring a traditional BR20 shape, this LED BR20 bulb offers general lighting or can serve as a directional accent light when used in track fixtures. Uses 80 percent less energy than 50-Watt incandescents Last up to 10 times longer than traditional bulbs Frosted lens reduces glare 525 Lumens - 2700 Kelvin - TCP L7R20D2527K LED R20 - 7.5 Watt - 50 Watt Equal - Incandescent Match | 2700 | 84 | 525 | 70 | 20000 | 7.5 | 48 | 124.8 | 2.6 | 3.0551 | 2020Q3 | https://www.1000bulbs.com/product/216627/TCP-10467.html | 1000bulbs.com | 2020 | Yes
LED Lighting | Reflector | TCP | True |  | Reflector (Flood/Spot) | R20 | E26 (Medium) | Damp Location Rated,Recessed Fixtures Damp Location Rated,Recessed Fixtures Description Accentuate displays or add general lighting to a room with this LED BR20 bulb while saving up to 85 percent in electrical costs. Long lifespan reduces replacement costs Frosted plastic lens reduces glare Wide flood beam angle 525 Lumens - 3000 Kelvin - TCP L7R20D2530K LED R20 - 7.5 Watt - 50 Watt Equal - Halogen Match | 3000 | 84 | 525 | 70 | 20000 | 7.5 | 48 | 124.8 | 2.6 | 3.0551 | 2020Q3 | https://www.1000bulbs.com/product/216628/TCP-10468.html | 1000bulbs.com | 2020 | Yes
LED Lighting | Reflector | TCP | True |  | Reflector (Flood/Spot) | R20 | E26 (Medium) | Damp Location Rated,Recessed Fixtures Damp Location Rated,Recessed Fixtures Description Featuring a lifespan up to 10 times longer than incandescents, this LED BR20 seamlessly retrofits existing fixtures and reduces eye strain in task areas. Even distribution in a wide flood beam angle Uses up to 85 percent less energy Can be used in damp locations 525 Lumens - 4100 Kelvin - TCP L7R20D2541K LED R20 - 7.5 Watt - 50 Watt Equal - Cool White | 4000 | 84 | 525 | 70 | 20000 | 7.5 | 48 | 124.8 | 2.6 | 3.0551 | 2020Q3 | https://www.1000bulbs.com/product/216629/TCP-10469.html | 1000bulbs.com | 2020 | Yes
LED Lighting | Reflector | TCP | True | Daylighting/Photocell, | Reflector (Flood/Spot) | R20 | E26 (Medium) | Damp Location Rated,Recessed Fixtures Damp Location Rated,Recessed Fixtures Description Emitting a color similar to daylight, this LED BR20 promotes activity and concentration while its wide flood beam evenly spreads light over larger areas. Low heat generation is safe for sensitive displays Provides a dimmable 525 Lumen output Up to 85 percent energy savings 525 Lumens - 5000 Kelvin - TCP L7R20D2550K LED R20 - 7.5 Watt - 50 Watt Equal - Daylight White | 5000 | 88 | 525 | 70 | 20000 | 7.5 | 48 | 124.8 | 2.6 | 3.0551 | 2020Q3 | https://www.1000bulbs.com/product/216632/TCP-10470.html | 1000bulbs.com | 2020 | Yes
LED Lighting | A-Type | Maxlite | True | Daylighting/Photocell, | General Purpose Replacement | A19 | E26 (Medium) | Damp Location Rated,Use With Timers,Use With Photo and/or Motion Sensors,Recessed Fixtures,Shatter Resistant Damp Location Rated,Use With Timers,Use With Photo and/or Motion Sensors,Recessed Fixtures,Shatter Resistant Home / Light Bulbs / LED / LED A-Line / Maxlite - 14099403 - E15A19DLED30/G6 Enclosed Rated 15W A19 LED Lamp - Universal - 1600 Lumens - Warm White (3000K) - 82 CRI - 25000 Hours - E26 (Medium) - 120 to 130V Maxlite - 14099403 - E15A19DLED30/G6 | 3000 | 84 | 1600 | 106.6667 | 25000 | 15 | 1 | 2.97 | 2.97 | 3.4899 | 2020Q3 | https://shop.regencylighting.com/lamps/led/a-line/e15a19dled30-g6-mxt.html | Regency Lighting | 2020 | Yes
LED Lighting | A-Type | Maxlite | True |  | General Purpose Replacement | A19 | E26 (Medium) | Damp Location Rated,Recessed Fixtures Damp Location Rated,Recessed Fixtures Home / Light Bulbs / LED / LED A-Line / Maxlite - 14099404 - E15A19DLED30/G7 Suitable for Damp Locations; Suitable for Fully Enclosed Fixtures; Energy Star Qualified 15W A19 LED Lamp - Universal - 1600 Lumens - Warm White (3000K) - 80 CRI - 25000 hrs. - E26 (Medium) - 120 to 130V Maxlite - 14099404 - E15A19DLED30/G7 | 3000 | 83 | 1600 | 106.6667 | 25000 | 15 | 1 | 5.65 | 5.65 | 6.639 | 2020Q3 | https://shop.regencylighting.com/lamps/led/a-line/e15a19dled30-g7-mxt.html | Regency Lighting | 2020 | Yes
LED Lighting | A-Type | Maxlite | True |  | General Purpose Replacement | A19 | E26 (Medium) | Damp Location Rated Damp Location Rated Home / Light Bulbs / LED / LED A-Line / Maxlite - 14099403 - E15A19DLED30/G8 Energy Star Rated; Approved for Enclosed Fixtures; Suitable for Damp Locations 15W A19 LED Lamp - Universal - 1600 Lumens - Warm White (3000K) - 80 CRI - 25000 hrs. - E26 (Medium) - 120 to 130V - Frost Maxlite - 14099403 - E15A19DLED30/G8 | 3000 | 82 | 1600 | 106.6667 | 25000 | 15 | 1 | 5.94 | 5.94 | 6.9797 | 2020Q3 | https://shop.regencylighting.com/lamps/led/a-line/e15a19dled30-g8-mxt.html | Regency Lighting | 2020 | Yes
LED Lighting | A-Type | Maxlite | True | Daylighting/Photocell, | General Purpose Replacement | A19 | E26 (Medium) | Damp Location Rated,Use With Timers,Use With Photo and/or Motion Sensors,Recessed Fixtures,Shatter Resistant Damp Location Rated,Use With Timers,Use With Photo and/or Motion Sensors,Recessed Fixtures,Shatter Resistant Home / Light Bulbs / LED / LED A-Line / Maxlite - 14099404 - E15A19DLED40/G6 Enclosed Rated 15W A19 LED Lamp - Universal - 1600 Lumens - Cool White (4000K) - 84 CRI - 25000 Hours - E26 (Medium) - 120 to 130V Maxlite - 14099404 - E15A19DLED40/G6 | 4000 | 84 | 1600 | 106.6667 | 25000 | 15 | 1 | 5.65 | 5.65 | 6.639 | 2020Q3 | https://shop.regencylighting.com/lamps/led/a-line/e15a19dled40-g6-mxt.html | Regency Lighting | 2020 | Yes
LED Lighting | A-Type | Maxlite | True |  | General Purpose Replacement | A19 | E26 (Medium) | Damp Location Rated,Recessed Fixtures Damp Location Rated,Recessed Fixtures Home / Light Bulbs / LED / LED A-Line / Maxlite - 14099404 - E15A19DLED40/G7 Energy Star Certified; Enclosed Rated; Damp Location Rated 15W A19 LED Lamp - 1600 Lumens - Cool White (4000K) - 80 CRI - 25000 hrs. - E26 (Medium) - 120 to 130V Maxlite - 14099404 - E15A19DLED40/G7 | 4000 | 84 | 1600 | 106.6667 | 25000 | 15 | 1 | 5.94 | 5.94 | 6.9797 | 2020Q3 | https://shop.regencylighting.com/lamps/led/a-line/e15a19dled40-g7-mxt.html | Regency Lighting | 2020 | Yes
LED Lighting | A-Type | Maxlite | True | Daylighting/Photocell, | General Purpose Replacement | A19 | GU24 | Damp Location Rated,Use With Timers,Use With Photo and/or Motion Sensors,Shatter Resistant,Recessed Fixtures Damp Location Rated,Use With Timers,Use With Photo and/or Motion Sensors,Shatter Resistant,Recessed Fixtures Home / Light Bulbs / LED / LED A-Line / Maxlite - 14099414 - E15A19GUDLED27/G6 Suitable for Dry and Damp Locations and Fully Enclosed Fixtures 15W A19 LED Lamp - Universal - 1600 Lumens - Warm White (2700K) - 83 CRI - 25000 Hours - GU24 (Bi-Pin / Twist & Lock) - 120 to 130V Maxlite - 14099414 - E15A19GUDLED27/G6 | 2700 | 82 | 1600 | 106.6667 | 25000 | 15 | 1 | 6.04 | 6.04 | 7.0972 | 2020Q3 | https://shop.regencylighting.com/lamps/led/a-line/e15a19gudled27-g6-mxt.html | Regency Lighting | 2020 | Yes
LED Lighting | A-Type | Maxlite | True |  | General Purpose Replacement | A19 | GU24 | Damp Location Rated,Recessed Fixtures Damp Location Rated,Recessed Fixtures Home / Light Bulbs / LED / LED A-Line / Maxlite - 14099415 - E15A19GUDLED30/G7 Rated for Enclosed Fixtures; Suitable for Damp Locations; Energy Star Certified 15W A19 LED Lamp - Universal - 1600 Lumens - Warm White (3000K) - 83 CRI - 25000 Hours - 120 to 130V - Frost Maxlite - 14099415 - E15A19GUDLED30/G7 | 3000 | 83 | 1600 | 106.6667 | 25000 | 15 | 1 | 6.32 | 6.32 | 7.4262 | 2020Q3 | https://shop.regencylighting.com/lamps/led/a-line/e15a19gudled30-g7-mxt.html | Regency Lighting | 2020 | Yes
LED Lighting | A-Type | Maxlite | True | Daylighting/Photocell, | General Purpose Replacement | A19 | GU24 | Damp Location Rated,Use With Timers,Use With Photo and/or Motion Sensors,Recessed Fixtures,Shatter Resistant Damp Location Rated,Use With Timers,Use With Photo and/or Motion Sensors,Recessed Fixtures,Shatter Resistant Home / Light Bulbs / LED / LED A-Line / Maxlite - 14099416 - E15A19GUDLED40/G6 Suitable for Dry and Damp Locations and Fully Enclosed Fixtures 15W A19 LED Lamp - Universal - 1600 Lumens - Cool White (4000K) - 83 CRI - 25000 Hours - GU24 (Bi-Pin / Twist & Lock) - 120 to 130V Maxlite - 14099416 - E15A19GUDLED40/G6 | 4000 | 84 | 1600 | 106.6667 | 25000 | 15 | 1 | 6.32 | 6.32 | 7.4262 | 2020Q3 | https://shop.regencylighting.com/lamps/led/a-line/e15a19gudled40-g6-mxt.html | Regency Lighting | 2020 | Yes
LED Lighting | A-Type | Maxlite | False | Daylighting/Photocell, | General Purpose Replacement | A19 | E26 (Medium) | Damp Location Rated,Use With Timers,Use With Photo and/or Motion Sensors,Recessed Fixtures Damp Location Rated,Use With Timers,Use With Photo and/or Motion Sensors,Recessed Fixtures Home / Light Bulbs / LED / LED A-Line / Maxlite - 14099666 - E15A19ND27/G3 Energy Star Certified; Enclosed Rated; Damp Location Rated 15W A19 LED Lamp - 1600 Lumens - Warm White (2700K) - 83 CRI - 25000 hrs. - E26 (Medium) - 120 to 130V Maxlite - 14099666 - E15A19ND27/G3 | 2700 | 83 | 1600 | 106.6667 | 25000 | 15 | 1 | 6.9 | 6.9 | 8.1078 | 2020Q3 | https://shop.regencylighting.com/lamps/led/a-line/e15a19nd27-g3-mxt.html | Regency Lighting | 2020 | Yes
LED Lighting | A-Type | Maxlite | False | Daylighting/Photocell, | General Purpose Replacement | A19 | E26 (Medium) | Damp Location Rated,Use With Timers,Use With Photo and/or Motion Sensors,Recessed Fixtures Damp Location Rated,Use With Timers,Use With Photo and/or Motion Sensors,Recessed Fixtures Home / Light Bulbs / LED / LED A-Line / Maxlite - 14099668 - E15A19ND30/G3 Energy Star Certified; Enclosed Rated; Damp Location Rated 15W A19 LED Lamp - 1600 Lumens - Warm White (3000K) - 80 CRI - 25000 hrs. - E26 (Medium) - 120 to 130V Maxlite - 14099668 - E15A19ND30/G3 | 3000 | 83 | 1600 | 106.6667 | 25000 | 15 | 1 | 5.85 | 5.85 | 6.874 | 2020Q3 | https://shop.regencylighting.com/lamps/led/a-line/e15a19nd30-g3-mxt.html | Regency Lighting | 2020 | Yes
LED Lighting | Reflector | Cree | True |  | Reflector (Flood/Spot) | PAR20 | E26 (Medium) | Damp Location Rated,Recessed Fixtures Damp Location Rated,Recessed Fixtures Description With a high CRI of 92, this PAR20 LED bulb helps colors appear more vivid and true to life to enhance decor and displays. Long-lasting to minimize replacements Great for track or recessed can lights Smooth diffusion without flickering Dimmable to 5% Color Corrected - 530 Lumens - 2700 Kelvin - 40 Deg. Flood - 120 Volt - Cree PAR20-50W-P1-27K-40FL-E26-U1 LED PAR20 - 7 Watt - 50 Watt Equal | 2700 | 92 | 530 | 75.7143 | 50000 | 7 | 24 | 171.84 | 7.16 | 8.4133 | 2020Q3 | https://www.1000bulbs.com/product/216865/CREE-10240.html | 1000bulbs.com | 2020 | Yes
LED Lighting | Downlight | Cree | True |  |  | LED Retrofit Kit | LED Retrofit Kit | Downlight Solid State Retrofit Downlight Solid State Retrofit Description Featuring an E26 base and GU24 base pigtail, this LED downlight makes retrofitting 4 in. incandescent downlights an easy solution for meeting California energy efficiency regulations. For insulated and non-insulated ceilings High color rendering index rating of 93 Diffusing lens reduces glare 3500 Kelvin halogen 790 Lumens - 3500 Kelvin - 93 CRI - Smooth Baffle Trim - 120V - Cree CR4T-790L-35K-12-E26GU24 4 in. LED Downlight - 10.5 Watt - 50 Watt Equal - Halogen Match | 3500 | 93 | 790 | 75.2381 | 50000 | 10.5 | 12 | 136.8 | 11.4 | 13.3954 | 2020Q3 | https://www.1000bulbs.com/product/216951/CREE-10276.html | 1000bulbs.com | 2020 | Yes
LED Lighting | Reflector | Cree | True |  | Reflector (Flood/Spot) | PAR20 | E26 (Medium) | Damp Location Rated,Recessed Fixtures Damp Location Rated,Recessed Fixtures Description Enhance the rich colors and natural tones of your artistic display by using this LED PAR20 in your track light. Clean, smooth soft white light Beam spread of 25 degrees Dimmable to 5% High CRI of 92 Color Corrected - 530 Lumens - 2700 Kelvin - 25 Deg. Narrow Flood - 120 Volt - Cree PAR20-50W-P1-27K-25NF-E26-U1 LED PAR20 - 7 Watt - 50 Watt Equal | 2700 | 92 | 530 | 75.7143 | 50000 | 7 | 24 | 171.84 | 7.16 | 8.4133 | 2020Q3 | https://www.1000bulbs.com/product/216952/CREE-10241.html | 1000bulbs.com | 2020 | Yes
LED Lighting | Downlight | Cree | True |  |  | LED Retrofit Kit | LED Retrofit Kit | Downlight Solid State Retrofit Downlight Solid State Retrofit Description This LED downlight features both a medium (E26) base and GU24 pigtails which are Title 20 and Title 24 compliant. Installs into most 4 in. IC or non-IC housings 4000 Kelvin cool white 94 CRI 790 Lumens - 4000 Kelvin - 94 CRI - Smooth Baffle Trim - 120V - Cree CR4T-790L-40K-12-E26GU24 4 in. LED Downlight - 10.5 Watt - 50 Watt Equal - Cool White | 4000 | 94 | 790 | 75.2381 | 50000 | 10.5 | 12 | 157.8 | 13.15 | 15.4518 | 2020Q3 | https://www.1000bulbs.com/product/216953/CREE-10277.html | 1000bulbs.com | 2020 | Yes
LED Lighting | Downlight | Cree | True |  |  | LED Retrofit Kit | LED Retrofit Kit | Downlight Solid State Retrofit Downlight Solid State Retrofit Description This LED downlight makes retrofitting incandescent downlights simple thanks to both a medium (E26) base and a GU24 pigtail that allow for easier installs on site. Compliant with California Title 20/24 regulations Uses 85 percent less energy 2700K soft white Dimmable CRI of 92 825 Lumens - 2700 Kelvin - 92 CRI - Smooth Baffle Trim - 120V - Cree CR6T-825L-27K-12-E26GU24 6 in. LED Downlight - 11 Watt - 75 Watt Equal - Incandescent Match | 2700 | 92 | 825 | 75 | 50000 | 11 | 12 | 157.8 | 13.15 | 15.4518 | 2020Q3 | https://www.1000bulbs.com/product/216954/CREE-10278.html | 1000bulbs.com | 2020 | Yes
LED Lighting | Downlight | Cree | True |  |  | LED Retrofit Kit | LED Retrofit Kit | Downlight Solid State Retrofit Downlight Solid State Retrofit Description This LED downlight is an easy solution for meeting California energy efficiency standards and is equipped with a medium E26 base and GU24 pigtail. Use in insulated and non-insulated ceilings High color rendering index rating of 92 Reduces energy use by 85 percent 3000K halogen color Dimmable 825 Lumens - 3000 Kelvin - 92 CRI - Smooth Baffle Trim - 120 Volt - Cree CR6T-825L-30K-12-E26GU24 6 in. LED Downlight - 11 Watt - 75 Watt Equal - Halogen Match | 3000 | 92 | 825 | 75 | 50000 | 11 | 12 | 157.8 | 13.15 | 15.4518 | 2020Q3 | https://www.1000bulbs.com/product/216955/CREE-10279.html | 1000bulbs.com | 2020 | Yes
LED Lighting | Downlight | Cree | True |  |  | LED Retrofit Kit | LED Retrofit Kit | Downlight Solid State Retrofit Downlight Solid State Retrofit Description This LED downlight features both an E26 base and GU24 pigtail connections and meets CA Title 20 and CA Title 24 requirements. 2-part/Dual thermal management system High color rendering index rating of 93 Uses 85 percent less energy 3500 Kelvin halogen 825 Lumens - 3500 Kelvin - 93 CRI - Smooth Baffle Trim - 120 Volt - Cree CR6T-825L-35K-12-E26GU24 6 in. LED Downlight - 11 Watt - 75 Watt Equal - Halogen Match | 3500 | 93 | 825 | 75 | 50000 | 11 | 12 | 157.8 | 13.15 | 15.4518 | 2020Q3 | https://www.1000bulbs.com/product/216956/CREE-10280.html | 1000bulbs.com | 2020 | Yes
LED Lighting | Downlight | Cree | True |  |  | LED Retrofit Kit | LED Retrofit Kit | Downlight Solid State Retrofit Downlight Solid State Retrofit Description Featuring an E26 base and GU24 pigtail connections, this LED downlight retrofit is a simple solution to meeting CA Title 20 and Title 24 regulations. High color rendering index of 93 Works in non-insulated ceilings 85 percent energy savings 4000 Kelvin cool white 825 Lumens - 4000 Kelvin - 93 CRI - Smooth Baffle Trim - 120 Volt - Cree CR6T-825L-40K-12-E26GU24 6 in. LED Downlight - 11 Watt - 75 Watt Equal - Cool White | 4000 | 93 | 825 | 75 | 50000 | 11 | 12 | 157.8 | 13.15 | 15.4518 | 2020Q3 | https://www.1000bulbs.com/product/216957/CREE-10281.html | 1000bulbs.com | 2020 | Yes
LED Lighting | Reflector | TCP | True |  | Reflector (Flood/Spot) | PAR38 | E26 (Medium) | Wet Location Rated,Recessed Fixtures Wet Location Rated,Recessed Fixtures Description Brighten the dark corners around your home for added security with this LED PAR38 bulb. Producing a 40 degree beam spread, this long-lasting flood light is the responsible switch from halogen equivalents that will also increase energy savings by up to 85 percent. High lumen output combined with advanced heat sink design maximizes performance and lifespan Dimming capabilities allow for a variety of brightness options Halogen white light enhances natural tones in wood grain Standard E26 base easily screws into most fixtures Suitable for wet and damp locations 3000 Lumens - 3000 Kelvin - 40 Deg. Flood - 120 Volt - TCP L30P38D2530KFL LED PAR38 - 30 Watt - 250 Watt Equal | 3000 | 85 | 3000 | 98.3607 | 25000 | 30.5 | 12 | 341.88 | 28.49 | 33.4769 | 2020Q3 | https://www.1000bulbs.com/product/216970/TCP-10552.html | 1000bulbs.com | 2020 | Yes
LED Lighting | Reflector | TCP | True |  | Reflector (Flood/Spot) | PAR38 | E26 (Medium) | Wet Location Rated,Recessed Fixtures Wet Location Rated,Recessed Fixtures Description Accentuate the outdoor spaces with bright LED lights using this TCP LED PAR38 lamp. This 15-degree spotlight bridges the gap between significant energy savings of LED technology and the precise beam control needed for your specific applications. Can be used for indoor or outdoor fixtures, landscape fixtures, and security lights Provides smooth uniform dimming using a compatible dimmer switch Features a color temperature matched to halogen bulbs Superior heat sink maximizes LED performance 3000 Lumens - 3000 Kelvin - 15 Deg. Spot - 120 Volt - TCP L30P38D2530KSP LED PAR38 - 30 Watt - 250 Watt Equal | 3000 | 85 | 3000 | 98.3607 | 25000 | 30.5 | 12 | 341.88 | 28.49 | 33.4769 | 2020Q3 | https://www.1000bulbs.com/product/216974/TCP-10546.html | 1000bulbs.com | 2020 | Yes
LED Lighting | Reflector | TCP | True |  | Reflector (Flood/Spot) | PAR38 | E26 (Medium) | Wet Location Rated,Recessed Fixtures Wet Location Rated,Recessed Fixtures Description Maximize security in areas devoid of bright lighting with this TCP PAR38 LED bulb. Featuring an innovative optic design that provides superior, cool white illumination for directional applications, this PAR38 is designed with advanced heat sink technology for excellent thermal management and extended life. Long-life hours means less difficulty changing bulbs in hard to reach places Optional dimming capabilities translate to multiple lighting scenarios Designed for long term use offering an amazing investment return Suitable for when more direct and dramatic light is desired 3000 Lumens - 4100 Kelvin - 40 Deg. Flood - 120 Volt - TCP L30P38D2541KFL LED PAR38 - 30 Watt - 250 Watt Equal | 4000 | 86 | 3000 | 98.3607 | 25000 | 30.5 | 1 | 28.49 | 28.49 | 33.4769 | 2020Q3 | https://www.1000bulbs.com/product/216976/TCP-10553.html | 1000bulbs.com | 2020 | Yes
LED Lighting | Reflector | TCP | True |  | Reflector (Flood/Spot) | PAR38 | E26 (Medium) | Wet Location Rated,Recessed Fixtures Wet Location Rated,Recessed Fixtures Description Provide years of long-lasting outdoor LED lighting with this TCP LED PAR38. More efficient than 250-Watt halogen bulbs, this LED lamp can save you up to 85 percent in energy costs while providing a cool white color temperature for a brighter and clearer illumination. 15-degree spot light is suitable for highlighting a specific area or display Exceptional lumen output with outstanding beam quality Control the amount of light with a dimmer switch Heat sink design delivers performance reliability 3000 Lumens - 4100 Kelvin - 15 Deg. Spot - 120 Volt - TCP L30P38D2541KSP LED PAR38 - 30 Watt - 250 Watt Equal | 4000 | 86 | 3000 | 98.3607 | 25000 | 30.5 | 12 | 341.88 | 28.49 | 33.4769 | 2020Q3 | https://www.1000bulbs.com/product/216978/TCP-10547.html | 1000bulbs.com | 2020 | Yes
LED Lighting | Reflector | TCP | True | Daylighting/Photocell, | Reflector (Flood/Spot) | PAR38 | E26 (Medium) | Wet Location Rated,Recessed Fixtures Wet Location Rated,Recessed Fixtures Description Ideal for outdoor security and landscape lighting, this TCP LED PAR38 bulb replaces 250-Watt halogen lamps to save up to 85 percent on energy cost and reduces maintenance replacement expenses. Featuring a 15-degree spot beam angle, this LED lamp is suitable for indoor or outdoor fixtures and provides an intense lumen output to accommodate areas with high ceilings. Use with a compatible dimmer switch for lowering and raising the brightness level Daylight white color temperature provides crisp white light similar to daytime Designed for use over years with an amazing return on investment Economic replacement for high power halogen lamps Provides a brilliant 100 Lumens per watt efficacy 3000 Lumens - 5000 Kelvin - 15 Deg. Spot - 120 Volt - TCP L30P38D2550KSP LED PAR38 - 30 Watt - 250 Watt Equal | 5000 | 85 | 3000 | 98.3607 | 25000 | 30.5 | 12 | 341.88 | 28.49 | 33.4769 | 2020Q3 | https://www.1000bulbs.com/product/216985/TCP-10548.html | 1000bulbs.com | 2020 | Yes
LED Lighting | Reflector | TCP | True |  | Reflector (Flood/Spot) | PAR38 | E26 (Medium) | Wet Location Rated,Recessed Fixtures Wet Location Rated,Recessed Fixtures Description Deliver exceptionally high lumen output along with outstanding beam control in commercial or residential spaces with this 25-degree narrow flood PAR38 LED from TCP. This 30-Watt PAR38 LED lamp produces a color-matched to halogen lighting that is ideal for bringing out the natural colors in wood grain. Features an innovative optic design that provides superior illumination for directional applications Set your desired brightness using a compatible dimmer switch Replaces a 250-Watt halogen without forfeiting light quality Excellent thermal management with heat sink design Brilliant 100 lumens per watt efficacy 3000 Lumens - 3000 Kelvin - 25 Deg. Narrow Flood - 120 Volt - TCP L30P38D2530KNFL LED PAR38 - 30 Watt - 250 Watt Equal | 3000 | 85 | 3000 | 98.3607 | 25000 | 30.5 | 12 | 341.88 | 28.49 | 33.4769 | 2020Q3 | https://www.1000bulbs.com/product/216986/TCP-10549.html | 1000bulbs.com | 2020 | Yes
LED Lighting | Reflector | TCP | True |  | Reflector (Flood/Spot) | PAR38 | E26 (Medium) | Wet Location Rated,Recessed Fixtures Wet Location Rated,Recessed Fixtures Description Featuring an innovative optic design, this long-lasting TCP LED PAR38 lamp provides superior lighting for directional applications. Producing a crisp cool white color temperature, this PAR lamp delivers clear visibility at night and provides accent lighting to outdoor spaces. Replaces a 250-Watt halogen lamp for up to 85 percent in energy savings Smooth uniform dimming when used with a compatible dimmer switch Narrow flood beam best suited for displays and medium-wide areas Provides a bright lumen efficacy with 100 Lumens per watt 3000 Lumens - 4100 Kelvin - 25 Deg. Narrow Flood - 120 Volt - TCP L30P38D2541KNFL LED PAR38 - 30 Watt - 250 Watt Equal | 4000 | 86 | 3000 | 98.3607 | 25000 | 30.5 | 12 | 341.88 | 28.49 | 33.4769 | 2020Q3 | https://www.1000bulbs.com/product/216991/TCP-10550.html | 1000bulbs.com | 2020 | Yes
LED Lighting | Reflector | TCP | True | Daylighting/Photocell, | Reflector (Flood/Spot) | PAR38 | E26 (Medium) | Wet Location Rated,Recessed Fixtures Wet Location Rated,Recessed Fixtures Description Create brilliantly illuminated spaces with TCP LED PAR38 floodlights for your interior and exterior needs. This daylight white floodlight brightens even the darkest recesses of yards and barns for added measures of security and safety while only using 30 watts of power. Excellent thermal management with heat sink design safe for lighting delicate objects Replaces 250-Watt halogen bulb while still providing optimal lighting Long life hours means less time worrying about maintenance costs Ideal for additional outdoor security and landscape lighting 3000 Lumens - 5000 Kelvin - 40 Deg. Flood - 120 Volt - TCP L30P38D2550KFL LED PAR38 - 30 Watt - 250 Watt Equal | 5000 | 85 | 3000 | 98.3607 | 25000 | 30.5 | 12 | 341.88 | 28.49 | 33.4769 | 2020Q3 | https://www.1000bulbs.com/product/216992/TCP-10554.html | 1000bulbs.com | 2020 | Yes
LED Lighting | Reflector | TCP | True | Daylighting/Photocell, | Reflector (Flood/Spot) | PAR38 | E26 (Medium) | Wet Location Rated,Recessed Fixtures Wet Location Rated,Recessed Fixtures Description Illuminate commercial or residential areas with the daylight white color temperature of this TCP LED PAR38 bulb. Featuring an innovative optic design, this LED flood light emits a 25-degree narrow flood beam and produces a 3000 Lumen output enhancing spaces where lighting is needed such as outdoor areas, garages, and barns. Equal to a 250-Watt halogen lamp without reducing light output Superior thermal management with heat sink design Excellent lumen output with 100 Lumens per watt Smooth dimming sets the perfect brightness 3000 Lumens - 5000 Kelvin - 25 Deg. Narrow Flood - 120 Volt - TCP L30P38D2550KNFL LED PAR38 - 30 Watt - 250 Watt Equal | 5000 | 85 | 3000 | 98.3607 | 25000 | 30.5 | 12 | 341.88 | 28.49 | 33.4769 | 2020Q3 | https://www.1000bulbs.com/product/216993/TCP-10551.html | 1000bulbs.com | 2020 | Yes
LED Lighting | A-Type | TCP | True |  | General Purpose Replacement | A19 | E26 (Medium) | Damp Location Rated Damp Location Rated Home / Light Bulbs / LED / LED A-Line / TCP - L15A19D2527K Energy Star; Durable Plastic Housing; Enclosed Fixture Rated; Damp Location Rated 15W A19 LED Lamp - Universal - 1600 Lumens - Warm White (2700K) - 80 CRI - 25000 Hours - E26 (Medium) - 120 to 130V TCP - L15A19D2527K | 2700 | 83 | 1600 | 106.6667 | 25000 | 15 | 1 | 7.21 | 7.21 | 8.472 | 2020Q3 | https://shop.regencylighting.com/lamps/led/a-line/l15a19d2527k-tcp.html | Regency Lighting | 2020 | Yes
LED Lighting | Decorative | TCP | True |  | Decorative | B10 | E12 (Candelabra) | Damp Location Rated Damp Location Rated Description With a low, 3-Watt operation, this LED bulb allows you to showcase the elegant look of vintage bulbs without the high energy costs of a 25-Watt incandescent bulb. Clear glass and filaments complement vintage fixtures Cuts energy costs by up to 88% Minimizes bulb replacements Provides a soft white color 250 Lumens - 2700 Kelvin - Incandescent Match - Clear - Candelabra Base - 120 Volt - TCP FB11D2527EE12C LED Chandelier Bulb - 3 Watt - 25 Watt Equal | 2700 | 82 | 250 | 83.3333 | 15000 | 3 | 12 | 38.04 | 3.17 | 3.7249 | 2020Q3 | https://www.1000bulbs.com/product/216998/TCP-10498.html | 1000bulbs.com | 2020 | Yes
LED Lighting | Decorative | TCP | True |  | Decorative | B10 | E26 (Medium) | Damp Location Rated Damp Location Rated Description Capable of safely operating in enclosed fixtures and damp locations, this LED chandelier bulb maintains a sense of tasteful elegance without sacrificing energy costs. Exemplary lifespan greatly reduces maintenance Uses 88% less power than incandescents Provides a soft white color Dimmable 250 Lumens - 2700 Kelvin - Incandescent Match - Clear - Medium Base - 120 Volt - TCP FB11D2527EC LED Chandelier Bulb - 3 Watt - 25 Watt Equal | 2700 | 82 | 250 | 83.3333 | 15000 | 3 | 12 | 38.04 | 3.17 | 3.7249 | 2020Q3 | https://www.1000bulbs.com/product/217046/TCP-10508.html | 1000bulbs.com | 2020 | Yes
LED Lighting | Reflector | Cree | True |  | Reflector (Flood/Spot) | PAR20 | E26 (Medium) | Damp Location Rated,Recessed Fixtures Damp Location Rated,Recessed Fixtures Description Create a dramatic effect with this LED PAR20 by highlighting wall art or displays with its focused spotlight. Instant brightness with no flickering Can silhouette or shadow objects High CRI creates natural tones Dimmable to 5% Color Corrected - 530 Lumens - 2700 Kelvin - 15 Deg. Spot - 120 Volt - Cree PAR20-50W-P1-27K-15SP-E26-U1 LED PAR20 - 7 Watt - 50 Watt Equal | 2700 | 92 | 530 | 75.7143 | 50000 | 7 | 24 | 171.84 | 7.16 | 8.4133 | 2020Q3 | https://www.1000bulbs.com/product/217057/CREE-10242.html | 1000bulbs.com | 2020 | Yes
LED Lighting | Reflector | Cree | True |  | Reflector (Flood/Spot) | PAR20 | E26 (Medium) | Damp Location Rated,Recessed Fixtures Damp Location Rated,Recessed Fixtures Description Create memorable accent or background lighting in any area of the home with a PAR20 LED flood light. 3000 Kelvin enhances earth tones Full brightness with no flickering High CRI portrays vivid colors Color Corrected - 550 Lumens - 3000 Kelvin - 40 Deg. Flood - 120 Volt - Cree PAR20-50W-P1-30K-40FL-E26-U1 LED PAR20 - 7 Watt - 50 Watt Equal | 3000 | 94 | 550 | 78.5714 | 50000 | 7 | 24 | 171.84 | 7.16 | 8.4133 | 2020Q3 | https://www.1000bulbs.com/product/217058/CREE-10243.html | 1000bulbs.com | 2020 | Yes
LED Lighting | Reflector | Cree | True |  | Reflector (Flood/Spot) | PAR20 | E26 (Medium) | Damp Location Rated,Recessed Fixtures Damp Location Rated,Recessed Fixtures Description Create a relaxing and comfortable space in your home with this PAR20 LED bulb that easily fits into recessed and track lighting fixtures. Great for display or gallery applications Smooth lighting with no flickering High CRI enhances radiant colors Dimmable Color Corrected - 550 Lumens - 3000 Kelvin - 25 Deg. Narrow Flood - 120 Volt - Cree PAR20-50W-P1-30K-25NF-E26-U1 LED PAR20 - 7 Watt - 50 Watt Equal | 3000 | 94 | 550 | 78.5714 | 50000 | 7 | 24 | 171.84 | 7.16 | 8.4133 | 2020Q3 | https://www.1000bulbs.com/product/217065/CREE-10244.html | 1000bulbs.com | 2020 | Yes
LED Lighting | Reflector | Cree | True |  | Reflector (Flood/Spot) | PAR20 | E26 (Medium) | Damp Location Rated,Recessed Fixtures Damp Location Rated,Recessed Fixtures Description Transform everyday displays into dazzling arrangements with the spotlight of this LED PAR20, a bulb with a high CRI that enhances the natural and vibrant colors of objects. Brightness is concentrated in spotlight Saves up to 86% in energy costs Non-flickering Dimmable Color Corrected - 550 Lumens - 3000 Kelvin - 15 Deg. Spot - 120 Volt - Cree PAR20-50W-P1-30K-15SP-E26-U1 LED PAR20 - 7 Watt - 50 Watt Equal | 3000 | 94 | 550 | 78.5714 | 50000 | 7 | 24 | 171.84 | 7.16 | 8.4133 | 2020Q3 | https://www.1000bulbs.com/product/217066/CREE-10245.html | 1000bulbs.com | 2020 | Yes
LED Lighting | Reflector | Cree | True |  | Reflector (Flood/Spot) | PAR20 | E26 (Medium) | Damp Location Rated,Recessed Fixtures Damp Location Rated,Recessed Fixtures Description For better lighting in your home or work space, use this LED PAR20 bulb that will render vivid and natural tones. Great for general or display lighting Brightness is dimmable High CRI of 90 Color Corrected - 550 Lumens - 4000 Kelvin - 40 Deg. Flood - 120 Volt - Cree PAR20-50W-P1-40K-40FL-E26-U1 LED PAR20 - 7 Watt - 50 Watt Equal | 4000 | 93 | 550 | 78.5714 | 50000 | 7 | 24 | 171.84 | 7.16 | 8.4133 | 2020Q3 | https://www.1000bulbs.com/product/217067/CREE-10246.html | 1000bulbs.com | 2020 | Yes
LED Lighting | Decorative | TCP | True |  | Other | B11 | E12 (Candelabra) | Damp Location Rated Damp Location Rated Description Maintain the familiar soft white color of incandescents while improving the energy efficiency of chandeliers, wall sconces, or accent fixtures with this LED bulb. Longer lifespan than incandescents Saves up to 90% in energy Less need for replacement Dims smoothly 500 Lumens - 2700 Kelvin - Incandescent Match - Clear - Candelabra Base - 120 Volt - TCP FB11D6027EE12CS LED Chandelier Bulb - 5.5 Watt - 60 Watt Equal | 2700 | 81 | 500 | 100 | 15000 | 5 | 12 | 38.76 | 3.23 | 3.7954 | 2020Q3 | https://www.1000bulbs.com/product/217080/TCP-10534.html | 1000bulbs.com | 2020 | Yes
LED Lighting | Decorative | TCP | True |  | Other | B11 | E12 (Candelabra) | Damp Location Rated Damp Location Rated Description Combining style and functionality, this LED chandelier bulb features a classic filament design with impressive energy efficiency. Capable of smooth, soft dimming Lifespan outlasts incandescents Uses 90% less energy 500 Lumens - 3000 Kelvin - Halogen Match - Clear - Candelabra Base - 120 Volt - TCP FB11D6030EE12CS LED Chandelier Bulb - 5 Watt - 60 Watt Equal | 3000 | 84 | 500 | 100 | 15000 | 5 | 12 | 38.76 | 3.23 | 3.7954 | 2020Q3 | https://www.1000bulbs.com/product/217081/TCP-10535.html | 1000bulbs.com | 2020 | Yes
LED Lighting | Decorative | TCP | True |  | Other | B11 | E12 (Candelabra) | Damp Location Rated Damp Location Rated Description Providing vintage style with modern technology, this LED chandelier bulb radiates light from four vertical filaments while performing effectively. Adjustable with dimmer switches Saves up to 90% in energy Cool white color 500 Lumens - 4000 Kelvin - Cool White - Clear - Candelabra Base - 120 Volt - TCP FB11D6040EE12CS LED Chandelier Bulb - 5 Watt - 60 Watt Equal | 4000 | 85 | 500 | 100 | 15000 | 5 | 12 | 38.76 | 3.23 | 3.7954 | 2020Q3 | https://www.1000bulbs.com/product/217082/TCP-10536.html | 1000bulbs.com | 2020 | Yes
LED Lighting | Decorative | TCP | True |  | Decorative | B10 | E12 (Candelabra) | Damp Location Rated Damp Location Rated Description Operating on only 4 Watts, this antique-style LED chandelier bulb emits a soft white color that can create a soothing and welcoming ambiance in any room. Flame tip design with 4 vertical filaments Excellent for antique restorations Output can be dimmed 300 Lumens - 2700 Kelvin - Incandescent Match - Clear - Candelabra Base - 120 Volt - TCP FF11D4027EE12C LED Chandelier Bulb - 4 Watt - 40 Watt Equal | 2700 | 81 | 300 | 75 | 15000 | 4 | 12 | 47.4 | 3.95 | 4.6414 | 2020Q3 | https://www.1000bulbs.com/product/217090/TCP-10522.html | 1000bulbs.com | 2020 | Yes
LED Lighting | Decorative | TCP | True |  | Decorative | CA10 | E12 (Candelabra) | Damp Location Rated Damp Location Rated Description Create a unique ambiance with the 19th-century style of this LED chandelier bulb that features elegant vertical filaments and a classic bent tip that mimics the look of a candlelight. Lifespan reduces replacements and maintenance Efficient replacement for 25-Watt incandescents Provides a soft white glow 250 Lumens - 2700 Kelvin - Incandescent Match - Clear - Candelabra Base - 120V - TCP FF11D2527EE12C LED Chandelier Bulb - 3 Watt - 25 Watt Equal | 2700 | 82 | 220 | 73.3333 | 15000 | 3 | 12 | 38.04 | 3.17 | 3.7249 | 2020Q3 | https://www.1000bulbs.com/product/217104/TCP-10518.html | 1000bulbs.com | 2020 | Yes
LED Lighting | Downlight | Cree | True |  |  | LED Retrofit Kit | LED Retrofit Kit | Downlight Solid State Retrofit Downlight Solid State Retrofit Description This 6 in. LED downlight retrofit includes an E26 base and GU24 pigtail connections that meet CA Title 20 and Title 24 requirements. Aluminum reflector conducts heat away from LEDs 2700 Kelvin soft white High-end 92 CRI Dimmable 1100 Lumens - 2700 Kelvin - 92 CRI - Smooth Baffle Trim - 120V - Cree CR6T-1100L-27K-12-E26GU24 6 in. LED Downlight - 14.5 Watt - 90 Watt Equal - Incandescent Match | 2700 | 92 | 1100 | 75.8621 | 50000 | 14.5 | 12 | 189.36 | 15.78 | 18.5421 | 2020Q3 | https://www.1000bulbs.com/product/217105/CREE-10282.html | 1000bulbs.com | 2020 | Yes
LED Lighting | Downlight | Cree | True |  |  | LED Retrofit Kit | LED Retrofit Kit | Downlight Solid State Retrofit Downlight Solid State Retrofit Description Featuring a medium (E26) base and a GU24 pigtail connection, this LED downlight offers a simplified solution to retrofitting incandescent fixtures to California regulatory requirements. Low 14.5 Watt power reduces energy costs 3000 Kelvin halogen color High CRI of 92 Dimmable 1100 Lumens - 3000 Kelvin - 92 CRI - Smooth Baffle Trim - 120 Volt - Cree CR6T-1100L-30K-12-E26GU24 6 in. LED Downlight - 14.5 Watt - 90 Watt Equal - Halogen Match | 3000 | 92 | 1100 | 75.8621 | 50000 | 14.5 | 12 | 189.36 | 15.78 | 18.5421 | 2020Q3 | https://www.1000bulbs.com/product/217110/CREE-10283.html | 1000bulbs.com | 2020 | Yes
LED Lighting | Downlight | Cree | True |  |  | LED Retrofit Kit | LED Retrofit Kit | Downlight Solid State Retrofit Downlight Solid State Retrofit Description This 6 in. LED downlight is perfect for new construction thanks to a GU24 pigtail and an E26 base that complies with California Title 20/Title 24. Aluminum reflector draws heat from LEDs Halogen matched 3500 Kelvin Low 14.5 Watt power use High 93 CRI 1100 Lumens - 3500 Kelvin - 93 CRI - Smooth Baffle Trim - 120 Volt - Cree CR6T-1100L-35K-12-E26GU24 6 in. LED Downlight - 14.5 Watt - 90 Watt Equal - Halogen Match | 3500 | 93 | 1100 | 75.8621 | 50000 | 14.5 | 12 | 189.36 | 15.78 | 18.5421 | 2020Q3 | https://www.1000bulbs.com/product/217111/CREE-10284.html | 1000bulbs.com | 2020 | Yes
LED Lighting | Downlight | Cree | True |  |  | LED Retrofit Kit | LED Retrofit Kit | Downlight Solid State Retrofit Downlight Solid State Retrofit Description This 6-inch LED downlight retrofit is equipped with an E26 base and GU24 pigtails that meet Title 20 and Title 24 regulations. Low 14.5 Watt power lowers energy costs Reflector and lens reduce glare Considerable CRI of 93 Cool white 4000 Kelvin 1100 Lumens - 4000 Kelvin - 93 CRI - Smooth Baffle Trim - 120 Volt - Cree CR6T-1100L-40K-12-E26GU24 6 in. LED Downlight - 14.5 Watt - 90 Watt Equal - Cool White | 4000 | 93 | 1100 | 75.8621 | 50000 | 14.5 | 12 | 189.36 | 15.78 | 18.5421 | 2020Q3 | https://www.1000bulbs.com/product/217112/CREE-10285.html | 1000bulbs.com | 2020 | Yes
LED Lighting | Downlight | Cree | True |  |  | LED Retrofit Kit | LED Retrofit Kit | Downlight Solid State Retrofit Downlight Solid State Retrofit Description This LED downlight is excellent for general illumination or task lighting and features a medium base and GU24 pigtails to meet Title 20 and Title 24 standards. Uses over 85 percent less energy Incandescent matched 2700K Premium 92 CRI 1600 Lumens - 2700 Kelvin - 92 CRI - Smooth Baffle Trim - 120 Volt - Cree CR6T-1600L-27K-12-E26GU24 6 in. LED Downlight - 21 Watt - 120 Watt Equal - Incandescent Match | 2700 | 92 | 1600 | 76.1905 | 50000 | 21 | 12 | 221.04 | 18.42 | 21.6442 | 2020Q3 | https://www.1000bulbs.com/product/217113/CREE-10286.html | 1000bulbs.com | 2020 | Yes
LED Lighting | Downlight | Cree | True |  |  | LED Retrofit Kit | LED Retrofit Kit | Downlight Solid State Retrofit Downlight Solid State Retrofit Description This LED downlight features a medium (E26) base and GU24 pigtail connections, making it a simple solution to meeting Title 20 and Title 24 requirements. Aluminum reflector draws excess heat from LEDs Seamless appearance blends into ceilings High 92 CRI Dimmable 1600 Lumens - 3000 Kelvin - 92 CRI - Smooth Baffle Trim - 120 Volt - Cree CR6T-1600L-30K-12-E26GU24 6 in. LED Downlight - 21 Watt - 120 Watt Equal - Halogen Match | 3000 | 92 | 1600 | 76.1905 | 50000 | 21 | 12 | 221.04 | 18.42 | 21.6442 | 2020Q3 | https://www.1000bulbs.com/product/217115/CREE-10287.html | 1000bulbs.com | 2020 | Yes
LED Lighting | Downlight | Cree | True |  |  | LED Retrofit Kit | LED Retrofit Kit | Downlight Solid State Retrofit Downlight Solid State Retrofit Description Install this LED downlight in place of incandescent equivalents for an 80 percent boost in energy efficiency that includes E26 and GU24 pigtail connections which meet Title 20 and 24 regulations. Fits into insulated and non-insulated ceilings E26 base and GU24 pigtail connections Meets Title 20 and Title 24 regulations High CRI of 93 1600 Lumens - 3500 Kelvin - 93 CRI - Smooth Baffle Trim - 120 Volt - Cree CR6T-1600L-35K-12-E26GU24 6 in. LED Downlight - 21 Watt - 120 Watt Equal - Halogen Match | 3500 | 93 | 1600 | 76.1905 | 50000 | 21 | 12 | 221.04 | 18.42 | 21.6442 | 2020Q3 | https://www.1000bulbs.com/product/217116/CREE-10288.html | 1000bulbs.com | 2020 | Yes
LED Lighting | Downlight | Cree | True |  |  | LED Retrofit Kit | LED Retrofit Kit | Downlight Solid State Retrofit Downlight Solid State Retrofit Description This 6 in. LED downlight is designed with both medium (E26) base and GU24 pigtail connections, simplifying installation while meeting the requirements of CA Title 20/Title 24. Reflector and lens reduce glare Cool white 4000 Kelvin Dimmable 94 CRI 1600 Lumens - 4000 Kelvin - 94 CRI - Smooth Baffle Trim - 120 Volt - Cree CR6T-1600L-40K-12-E26GU24 6 in. LED Downlight - 21 Watt - 120 Watt Equal - Cool White | 4000 | 94 | 1600 | 76.1905 | 50000 | 21 | 12 | 221.04 | 18.42 | 21.6442 | 2020Q3 | https://www.1000bulbs.com/product/217118/CREE-10289.html | 1000bulbs.com | 2020 | Yes
LED Lighting | Decorative | TCP | True | Daylighting/Photocell, | Globe | G16.5 | E12 (Candelabra) | Damp Location Rated Damp Location Rated Description Combining a vintage design and modern technology, this LED globe provides a pristine daylight white color that is perfect for rooms with a light color scheme and elude an aura of elegance and refinement. Decreases energy usage by up to 90% Long lifespan reduces replacements Ideal for chandeliers and sconces Dimmable 350 Lumens - 5000 Kelvin - Daylight White - Candelabra Base - 120 Volt - TCP FG16D4050EE12C 2 in. Dia. - LED Globe - 4 Watt - 40 Watt Equal | 5000 | 85 | 350 | 87.5 | 15000 | 4 | 12 | 54.6 | 4.55 | 5.3464 | 2020Q3 | https://www.1000bulbs.com/product/217177/TCP-10545.html | 1000bulbs.com | 2020 | Yes
LED Lighting | Reflector | Cree | True |  | Reflector (Flood/Spot) | PAR30S | E26 (Medium) | Damp Location Rated,Recessed Fixtures Damp Location Rated,Recessed Fixtures Description Delivering reliable illumination, this LED PAR30 casts 1000 Lumens of bright, soft white light in a 40 deg. flood beam. Design is perfect for recessed cans Works with dimmer switches High CRI offers lush color Color Corrected - 1000 Lumens - 2700 Kelvin - 40 Deg. Flood - 120 Volt - Cree PAR30S-75W-P1-27K-40FL-E26-U1 LED PAR30 Short Neck - 12 Watt - 75 Watt Equal | 2700 | 93 | 1000 | 83.3333 | 50000 | 12 | 12 | 123.48 | 10.29 | 12.0911 | 2020Q3 | https://www.1000bulbs.com/product/217178/CREE-10254.html | 1000bulbs.com | 2020 | Yes
LED Lighting | Reflector | Cree | True |  | Reflector (Flood/Spot) | PAR30S | E26 (Medium) | Damp Location Rated,Recessed Fixtures Damp Location Rated,Recessed Fixtures Description Replace a halogen PAR30 for this short neck LED alternative that is ideal for vaulted ceilings, show rooms, and hard to reach spaces. Excellent for direct or indirect lighting 25 Deg. narrow flood beam angle High CRI presents vibrant colors Works with dimmer switches 2700 Kelvin soft white color Bright 1000 Lumens Color Corrected - 1000 Lumens - 2700 Kelvin - 25 Deg. Narrow Flood - 120 Volt - Cree PAR30S-75W-P1-27K-25NF-E26-U1 LED PAR30 Short Neck - 12 Watt - 75 Watt Equal | 2700 | 93 | 1000 | 83.3333 | 50000 | 12 | 12 | 123.48 | 10.29 | 12.0911 | 2020Q3 | https://www.1000bulbs.com/product/217180/CREE-10255.html | 1000bulbs.com | 2020 | Yes
LED Lighting | Reflector | Cree | True |  | Reflector (Flood/Spot) | PAR30S | E26 (Medium) | Damp Location Rated,Recessed Fixtures Damp Location Rated,Recessed Fixtures Description This LED PAR30 is an excellent choice for replacing halogen lamps in display fixtures and track lighting thanks to a high CRI. Great for small and recessed can fixtures Compatible with dimmer switches High CRI complements colors 15 deg. spotlight Color Corrected - 1000 Lumens - 2700 Kelvin - 15 Deg. Spot - 120 Volt - Cree PAR30S-75W-P1-27K-15SP-E26-U1 LED PAR30 Short Neck - 12 Watt - 75 Watt Equal | 2700 | 93 | 1000 | 83.3333 | 50000 | 12 | 12 | 123.48 | 10.29 | 12.0911 | 2020Q3 | https://www.1000bulbs.com/product/217189/CREE-10256.html | 1000bulbs.com | 2020 | Yes
LED Lighting | Reflector | Cree | True |  | Reflector (Flood/Spot) | PAR30S | E26 (Medium) | Damp Location Rated,Recessed Fixtures Damp Location Rated,Recessed Fixtures Description Enjoy the high-quality performance of this LED PAR30, a bulb with short neck design that allows for installation into short recessed cans and track lighting. 3000 Kelvin creates a halogen color High CRI renders natural colors 40 deg. beam angle Low 12-Watt power Dimmable Color Corrected - 1000 Lumens - 3000 Kelvin - 40 Deg. Flood - 120 Volt - Cree PAR30S-75W-P1-30K-40FL-E26-U1 LED PAR30 Short Neck - 12 Watt - 75 Watt Equal | 3000 | 93 | 1000 | 83.3333 | 50000 | 12 | 12 | 123.48 | 10.29 | 12.0911 | 2020Q3 | https://www.1000bulbs.com/product/217190/CREE-10257.html | 1000bulbs.com | 2020 | Yes
LED Lighting | Reflector | Cree | True |  | Reflector (Flood/Spot) | PAR30S | E26 (Medium) | Damp Location Rated,Recessed Fixtures Damp Location Rated,Recessed Fixtures Description This LED PAR30 reduces energy consumption and complements a wide variety of residential settings. Design is perfect for recessed cans High 94 CRI enhances colors Bright 1000 Lumen count 25 Deg. beam angle Color Corrected - 1000 Lumens - 3000 Kelvin - 25 Deg. Narrow Flood - 120 Volt - Cree PAR30S-75W-P1-30K-25NF-E26-U1 LED PAR30 Short Neck - 12 Watt - 75 Watt Equal | 3000 | 94 | 1000 | 83.3333 | 50000 | 12 | 12 | 123.48 | 10.29 | 12.0911 | 2020Q3 | https://www.1000bulbs.com/product/217192/CREE-10258.html | 1000bulbs.com | 2020 | Yes
LED Lighting | Reflector | Cree | True |  | Reflector (Flood/Spot) | PAR30S | E26 (Medium) | Damp Location Rated,Recessed Fixtures Damp Location Rated,Recessed Fixtures Description Operating on only 12 Watts, this LED PAR30 bulb has an exemplary CRI that enhances true colors, vibrant hues, and natural tones while offering a substantial reduction in energy consumption. Less maintenance and replacements Ideal choice in shallow fixtures Dimmable for mood lighting 15 deg. spotlight Color Corrected - 1000 Lumens - 3000 Kelvin - 15 Deg. Spot - 120 Volt - Cree PAR30S-75W-P1-30K-15SP-E26-U1 LED PAR30 Short Neck - 12 Watt - 75 Watt Equal | 3000 | 93 | 1000 | 83.3333 | 50000 | 12 | 12 | 123.48 | 10.29 | 12.0911 | 2020Q3 | https://www.1000bulbs.com/product/217193/CREE-10259.html | 1000bulbs.com | 2020 | Yes
LED Lighting | Reflector | Cree | True |  | Reflector (Flood/Spot) | PAR30S | E26 (Medium) | Damp Location Rated,Recessed Fixtures Damp Location Rated,Recessed Fixtures Description With a high-end CRI of 93, this LED PAR30 bulb delivers quality lighting that accentuates natural colors and vibrant hues. Great for shallow cans and fixtures 4000 Kelvin color temperature Dims for tasteful mood lighting 40 deg. flood beam angle Low 12 Watt power use Color Corrected - 1050 Lumens - 4000 Kelvin - 40 Deg. Flood - 120 Volt - Cree PAR30S-75W-P1-40K-40FL-E26-U1 LED PAR30 Short Neck - 12 Watt - 75 Watt Equal | 4000 | 93 | 1000 | 83.3333 | 50000 | 12 | 12 | 123.48 | 10.29 | 12.0911 | 2020Q3 | https://www.1000bulbs.com/product/217194/CREE-10260.html | 1000bulbs.com | 2020 | Yes
LED Lighting | Reflector | Cree | True |  | Reflector (Flood/Spot) | PAR30L | E26 (Medium) | Damp Location Rated,Recessed Fixtures Damp Location Rated,Recessed Fixtures Description Improve the look of your room by adding the highly rendered lighting of this Cree LED PAR30 bulb and make warm, yellow, and brown tones stand out by appearing vibrant and true to color. As an ideal replacement for 75-Watt halogen bulbs, this flood light features a similar brightness and soft white color making it a seamless transition to LED, with energy saving as the highlight. Light is spread in a 40-degree beam which is excellent for accent and general lighting use Exceptional long lifespan keeps the hassle of replacing bulbs in hard-to-reach places Strong light output of 1000 Lumens is excellent for high ceilings Long neck design allows for use in deep, 4-inch recessed cans Color Corrected - 1000 Lumens - 2700 Kelvin - 40 Deg. Flood - 120 Volt - Cree PAR30L-75W-P1-27K-40FL-E26-U1 LED PAR30 Long Neck - 12 Watt - 75 Watt Equal | 2700 | 92 | 1000 | 83.3333 | 50000 | 12 | 12 | 123.48 | 10.29 | 12.0911 | 2020Q3 | https://www.1000bulbs.com/product/217202/CREE-10247.html | 1000bulbs.com | 2020 | Yes
LED Lighting | Reflector | Cree | True |  | Reflector (Flood/Spot) | PAR30L | E26 (Medium) | Damp Location Rated,Recessed Fixtures Damp Location Rated,Recessed Fixtures Description Put away the ladder and forget halogen bulbs; enjoy the reliable operation of LED lighting by investing in this Cree PAR30 bulb. With an impressive 50,000 hour lifespan, this LED bulb’s longevity is twice as long as competing LED bulbs and surpasses the average halogen bulb up to 33 times which makes it the perfect choice for high ceilings and hard to reach fixtures. Provides a strong brightness of 1000 Lumens in a concentrated 25-degree beam angle Excellent color rendering makes reds and skin tones appear lively and vibrant Light’s soft white color creates a warm welcoming environment Smoothly dims to your preferred output with a dimmer switch Color Corrected - 1000 Lumens - 2700 Kelvin - 25 Deg. Narrow Flood - 120 Volt - Cree PAR30L-75W-P1-27K-25NF-E26-U1 LED PAR30 Long Neck - 12 Watt - 75 Watt Equal | 2700 | 92 | 1000 | 83.3333 | 50000 | 12 | 12 | 123.48 | 10.29 | 12.0911 | 2020Q3 | https://www.1000bulbs.com/product/217203/CREE-10248.html | 1000bulbs.com | 2020 | Yes
LED Lighting | Reflector | Cree | True |  | Reflector (Flood/Spot) | PAR30L | E26 (Medium) | Damp Location Rated,Recessed Fixtures Damp Location Rated,Recessed Fixtures Description With a high CRI and a 15-degree beam angle, this LED bulb is excellent for when you want to add an elegant spotlight while highlighting the natural and vibrant colors in your display. Lifespan outlasts halogen and other LEDs Great for commercial and residential use Low wattage for an economic retrofit Brightness is dimmable down to 5% Low heat eliminates fading Color Corrected - 1000 Lumens - 2700 Kelvin - 15 Deg. Spot - 120 Volt - Cree PAR30L-75W-P1-27K-15SP-E26-U1 LED PAR30 Long Neck - 12 Watt - 75 Watt Equal | 2700 | 92 | 1000 | 83.3333 | 50000 | 12 | 12 | 123.48 | 10.29 | 12.0911 | 2020Q3 | https://www.1000bulbs.com/product/217204/CREE-10249.html | 1000bulbs.com | 2020 | Yes
LED Lighting | Reflector | Cree | True |  | Reflector (Flood/Spot) | PAR30L | E26 (Medium) | Damp Location Rated,Recessed Fixtures Damp Location Rated,Recessed Fixtures Description Enjoy the versatility of this Cree LED PAR30 bulb and provide either general lighting by placing it in a recessed can or accent lighting by using it in a track light fixture. As a seamless replacement for your 75-Watt halogen, this floodlight features a familiar halogen color and maintains an excellent color rendering while operating at a fraction of the cost. Features a lasting lifespan that surpasses that of halogen and other competing LEDs Little to no heat emission will keep sensitive materials and furniture from fading Low wattage use is excellent for when multiple bulbs are needed Light is spread evenly in a 40-degree beam angle Color Corrected - 1050 Lumens - 3000 Kelvin - 40 Deg. Flood - 120 Volt - Cree PAR30L-75W-P1-30K-40FL-E26-U1 LED PAR30 Long Neck - 12 Watt - 75 Watt Equal | 3000 | 93 | 1050 | 87.5 | 50000 | 12 | 12 | 123.48 | 10.29 | 12.0911 | 2020Q3 | https://www.1000bulbs.com/product/217206/CREE-10250.html | 1000bulbs.com | 2020 | Yes
LED Lighting | Reflector | Cree | True |  | Reflector (Flood/Spot) | PAR30L | E26 (Medium) | Damp Location Rated,Recessed Fixtures Damp Location Rated,Recessed Fixtures Description Add dramatic appeal to your display with this Cree LED PAR30 bulb and highlight the natural beauty and vivid colors of your surroundings. Providing a narrow flood beam, this LED bulb is an excellent addition to directional flood fixtures, recessed cans, and track lights where you can aim its intense beam of light exactly where you want it to create an elegant, high-end look. CRI maintains the high color rendering of halogen bulbs at a more affordable operation Low 12-Watt operation is superb for fixtures that need multiple bulbs Surpasses the lifespan of halogen bulbs and many competing LEDs Strong light output and longevity make it perfect for high ceilings Can be dimmed to adjust the intensity as needed Color Corrected - 1050 Lumens - 3000 Kelvin - 25 Deg. Narrow Flood - 120 Volt - Cree PAR30L-75W-P1-30K-25NF-E26-U1 LED PAR30 Long Neck - 12 Watt - 75 Watt Equal | 3000 | 94 | 1050 | 87.5 | 50000 | 12 | 12 | 123.48 | 10.29 | 12.0911 | 2020Q3 | https://www.1000bulbs.com/product/217207/CREE-10251.html | 1000bulbs.com | 2020 | Yes
LED Lighting | Reflector | Cree | True |  | Reflector (Flood/Spot) | PAR30L | E26 (Medium) | Damp Location Rated,Recessed Fixtures Damp Location Rated,Recessed Fixtures Description Impress your guests by adding high-end lighting without the expensive energy costs with this Cree LED PAR30 bulb. Operating on only 12 Watts, this LED bulb emits a focused spotlight with a similar color and brightness as a 75-Watt halogen; making it a seamless replacement set to save you on energy and relamping costs. Lifespan surpasses halogen by up to 33 times and lasts twice as long as competing LEDs High CRI highlights red hues and skin tones for a vibrant, true to color appearance Output of 1000 Lumens is perfect for high ceilings or tall displays Long neck design fits into deep recessed cans and track fixtures Color Corrected - 1050 Lumens - 3000 Kelvin - 15 Deg. Spot - 120 Volt - Cree PAR30L-75W-P1-30K-15SP-E26-U1 LED PAR30 Long Neck - 12 Watt - 75 Watt Equal | 3000 | 93 | 1050 | 87.5 | 50000 | 12 | 12 | 123.48 | 10.29 | 12.0911 | 2020Q3 | https://www.1000bulbs.com/product/217208/CREE-10252.html | 1000bulbs.com | 2020 | Yes
LED Lighting | Reflector | Cree | True |  | Reflector (Flood/Spot) | PAR30L | E26 (Medium) | Damp Location Rated,Recessed Fixtures Damp Location Rated,Recessed Fixtures Description Whether you need task or accent lighting, this Cree LED PAR30 bulb can do both by providing a clean and crisp cool white light in a flood beam angle. Use this flood light in a recessed can to provide general lighting to a room or in a directional track light to highlight displays with its high CRI that portrays radiant and true-to-life colors. Low wattage replacement for 75-Watt halogens saves up to 84-percent in energy costs Lifespan surpasses halogen and many competing LEDs to save on replacements Output can be dimmed to the preferred brightness for more comfortable lighting Color Corrected - 1050 Lumens - 4000 Kelvin - 40 Deg. Flood - 120 Volt - Cree PAR30L-75W-P1-40K-40FL-E26-U1 LED PAR30 Long Neck - 12 Watt - 75 Watt Equal | 4000 | 93 | 1050 | 87.5 | 50000 | 12 | 12 | 123.48 | 10.29 | 12.0911 | 2020Q3 | https://www.1000bulbs.com/product/217210/CREE-10253.html | 1000bulbs.com | 2020 | Yes
LED Lighting | Reflector | Cree | True |  | Reflector (Flood/Spot) | PAR38 | E26 (Medium) | Wet Location Rated,Recessed Fixtures Wet Location Rated,Recessed Fixtures Description Improve the appearance of your displays with the amazing 94 CRI of this Cree LED PAR38 that produces more vibrant and natural-looking color that stands out. Highlighting areas with a narrow beam of light, this LED bulb provides a powerful output of 1330 Lumens by only using 16.5 Watts of power for excellent efficiency that reduces energy costs significantly. Provides a long-lasting replacement for 120-Watt halogen equivalents Dimmable with compatible switches for adjustable lighting Meets Title 20 standards for high-quality and efficacy Color Corrected - 1330 Lumens - 2700 Kelvin - 25 Deg. Narrow Flood - 120 Volt - Cree PAR38-120W-P1-27K-25NF-E26-U1 LED PAR38 - 16.5 Watt - 120 Watt Equal | 2700 | 94 | 1330 | 80.6061 | 50000 | 16.5 | 12 | 158.28 | 13.19 | 15.4988 | 2020Q3 | https://www.1000bulbs.com/product/217211/CREE-10261.html | 1000bulbs.com | 2020 | Yes
LED Lighting | Reflector | Cree | True |  | Reflector (Flood/Spot) | PAR38 | E26 (Medium) | Wet Location Rated,Recessed Fixtures Wet Location Rated,Recessed Fixtures Description Enhance the performance of your fixtures with the brilliant 1330 Lumen output of this high-efficiency Cree LED PAR38. Focusing a direct 15 degree beam of light, this spotlight helps products and displays stand out with a high CRI of 94 that produces more vibrant, vivid colors for an appearance similar to natural sunlight. Long-lasting lifespan is ideal for placement in high ceiling fixtures Features a Title 20-approved level of efficiency and quality Can be dimmed when used with compatible switches Color Corrected - 1330 Lumens - 2700 Kelvin - 15 Deg. Spot - 120 Volt - Cree PAR38-120W-P1-27K-15SP-E26-U1 LED PAR38 - 16.5 Watt - 120 Watt Equal | 2700 | 94 | 1330 | 80.6061 | 50000 | 16.5 | 12 | 158.28 | 13.19 | 15.4988 | 2020Q3 | https://www.1000bulbs.com/product/217212/CREE-10262.html | 1000bulbs.com | 2020 | Yes
LED Lighting | Reflector | Cree | True |  | Reflector (Flood/Spot) | PAR38 | E26 (Medium) | Wet Location Rated,Recessed Fixtures Wet Location Rated,Recessed Fixtures Description Illuminate your indoor and outdoor spaces with a powerful 1370 Lumen output by using this Cree LED PAR38 bulb. Perfect for landscape and security lighting, this LED bulb enhances colors for more natural, vibrant hues with a high CRI of 93. 3000K matches halogen light for a smooth, uniform replacement Covers more area with a 40-degree flood beam angle Excellent quality meets strict CEC Title 20 standards Color Corrected - 1370 Lumens - 3000 Kelvin - 40 Deg. Flood - 120 Volt - Cree PAR38-120W-P1-30K-40FL-E26-U1 LED PAR38 - 16.5 Watt - 120 Watt Equal | 3000 | 93 | 1370 | 83.0303 | 50000 | 16.5 | 12 | 158.28 | 13.19 | 15.4988 | 2020Q3 | https://www.1000bulbs.com/product/217213/CREE-10263.html | 1000bulbs.com | 2020 | Yes
LED Lighting | Reflector | Cree | True |  | Reflector (Flood/Spot) | PAR38 | E26 (Medium) | Wet Location Rated,Recessed Fixtures Wet Location Rated,Recessed Fixtures Description Increase security and visibility in your areas with the brilliant Lumen output of this powerful Cree LED PAR38 bulb. Halogen-matching color temperature allows for an easy transition from halogen lighting Adjustable lumen output with compatible dimmer switches Narrow flood beam focuses light to highlight specific areas Colors appear more vibrant and vivid due to high 93 CRI Color Corrected - 1370 Lumens - 3000 Kelvin - 25 Deg. Narrow Flood - 120 Volt - Cree PAR38-120W-P1-30K-25NF-E26-U1 LED PAR38 - 16.5 Watt - 120 Watt Equal | 3000 | 93 | 1370 | 83.0303 | 50000 | 16.5 | 12 | 158.28 | 13.19 | 15.4988 | 2020Q3 | https://www.1000bulbs.com/product/217214/CREE-10264.html | 1000bulbs.com | 2020 | Yes
LED Lighting | Reflector | Cree | True |  | Reflector (Flood/Spot) | PAR38 | E26 (Medium) | Wet Location Rated,Recessed Fixtures Wet Location Rated,Recessed Fixtures Description Create eye-catching displays with this brilliant Cree LED PAR38 bulb that features a high CRI of 92 for improved color contrast and enhanced vibrant, distinguishable hues. Boasting an excellent Title 20-approved efficiency, this PAR38 improves lighting performance by providing powerful light even from high ceilings with its 1370 Lumen output. Adjustable lighting when paired with compatible dimmer switches Excellent long-lasting alternative to 120-Watt halogen bulbs Ideal for accent lighting on walls, columns, and trees Color Corrected - 1370 Lumens - 3000 Kelvin - 15 Deg. Spot - 120 Volt - Cree PAR38-120W-P1-30K-15SP-E26-U1 LED PAR38 - 16.5 Watt - 120 Watt Equal | 3000 | 92 | 1370 | 83.0303 | 50000 | 16.5 | 12 | 158.28 | 13.19 | 15.4988 | 2020Q3 | https://www.1000bulbs.com/product/217215/CREE-10265.html | 1000bulbs.com | 2020 | Yes
LED Lighting | Reflector | Cree | True |  | Reflector (Flood/Spot) | PAR38 | E26 (Medium) | Wet Location Rated,Recessed Fixtures Wet Location Rated,Recessed Fixtures Description Upgrade your halogen lighting to this powerful Cree LED PAR38 bulb that provides bright 1370 Lumen flood lighting while saving on energy costs. Featuring a high CRI of 93, this LED bulb enhances the vibrant, vivid hues of colors and helps them appear as they would under natural sunlight for amazing color contrast that complements any space. Ideal for hard to reach fixtures with reduced need for replacements High coverage flood light is a perfect addition to landscape lighting An excellent alternative to less efficient 120-Watt halogen bulbs Efficiency meets strict Title 20 requirements for quality Color Corrected - 1370 Lumens - 4000 Kelvin - 40 Deg. Flood - 120 Volt - Cree PAR38-120W-P1-40K-40FL-E26-U1 LED PAR38 - 16.5 Watt - 120 Watt Equal | 4000 | 93 | 1370 | 83.0303 | 50000 | 16.5 | 12 | 158.28 | 13.19 | 15.4988 | 2020Q3 | https://www.1000bulbs.com/product/217224/CREE-10266.html | 1000bulbs.com | 2020 | Yes
LED Lighting | Reflector | Cree | True |  | Reflector (Flood/Spot) | MR16 | GU5.3 | Damp Location Rated,Recessed Fixtures Damp Location Rated,Recessed Fixtures Description Transition to LED technology without losing the stellar color rendering that 75-Watt halogens bring to track fixtures with this Cree LED MR16. Utilizing a broad flood light distribution, this dimmable MR16 LED has a wide output with negligible heat generation perfect for sensitive wall art or studio spaces. Soft white color temperature enhances warm hues ideal for residential displays High R9 catches the vibrant reds that less advanced LEDs leave behind Compliant with strict CEC Title 20 energy efficiency standards Color Corrected CRI 94 - 570 Lumens - 2700 Kelvin - 35 Deg. Flood - Dimmable - 12 Volt - GU5.3 Base - Cree MR16-75W-P1-27K-35FL-GU53-U1 LED MR16 - 7.5 Watt - 75 Watt Equal - Incandescent Match | 2700 | 94 | 570 | 76 | 25000 | 7.5 | 24 | 257.76 | 10.74 | 12.6199 | 2020Q3 | https://www.1000bulbs.com/product/217257/CREE-10268.html | 1000bulbs.com | 2020 | Yes
LED Lighting | Reflector | Cree | True |  | Reflector (Flood/Spot) | MR16 | GU5.3 | Damp Location Rated,Recessed Fixtures Damp Location Rated,Recessed Fixtures Description Standing above the competition, this Cree LED MR16 bulb offers an incredible CRI capable of preserving the richness and depth of colors that other options can wash out. Featuring a dimmable output, this narrow beam flood light can adapt to the display whether it needs bright and lively lighting or a more subtle and elegant portrayal. Soft white light and high R9 content are perfect for enhancing earthy color schemes Controlled beam creates clear cut edges to properly highlight the target Title 20 compliance indicates amazing energy efficiency Color Corrected CRI 94 - 570 Lumens - 2700 Kelvin - 25 Deg. Narrow Flood - Dimmable - 12 Volt - GU5.3 Base - Cree MR16-75W-P1-27K-25NF-GU53-U1 LED MR16 - 7.5 Watt - 75 Watt Equal - Incandescent Match | 2700 | 94 | 570 | 76 | 25000 | 7.5 | 24 | 257.76 | 10.74 | 12.6199 | 2020Q3 | https://www.1000bulbs.com/product/217284/CREE-10269.html | 1000bulbs.com | 2020 | Yes
LED Lighting | Reflector | Cree | True |  | Reflector (Flood/Spot) | MR16 | GU5.3 | Damp Location Rated,Recessed Fixtures Damp Location Rated,Recessed Fixtures Description Unveil the true, rich colors of your display with the first-rate color rendering of this LED MR16 bulb from Cree Lighting. This LED lamp adds an endearing touch to your displays with a soft white light that draws out the fine details and beauty of warmer tones. Clearly defined beam edges accentuate a precise spotlight and reduce shadows Low heat light produces no UV or IV radiation for use in enclosed fixtures Meets strict energy efficiency standards for CEC’s Title 20 Color Corrected CRI 91 - 540 Lumens - 2700 Kelvin - 15 Deg. Spot - Dimmable - 12 Volt - GU5.3 Base - Cree MR16-75W-P1-27K-15SP-GU53-U1 LED MR16 - 7 Watt - 75 Watt Equal - Incandescent Match | 2700 | 91 | 540 | 77.1429 | 25000 | 7 | 24 | 257.76 | 10.74 | 12.6199 | 2020Q3 | https://www.1000bulbs.com/product/217285/CREE-10270.html | 1000bulbs.com | 2020 | Yes
LED Lighting | Reflector | Cree | True |  | Reflector (Flood/Spot) | MR16 | GU5.3 | Damp Location Rated,Recessed Fixtures Damp Location Rated,Recessed Fixtures Description Eliminate uneven shadows and enjoy superior illumination with this California Energy Commission approved Cree LED MR16 bulb. Equipped with a phenomenal CRI and durable acrylic lens, this LED flood light provides glare-free lighting capable of rendering colors similar to the beautiful hues shown by natural sunlight. Flood beam angle is most suited for stage lighting and wide displays Features easy dimming to match your desired lighting effect High R9 light reveals the rich reds that most LEDs ignore Color Corrected CRI 94 - 570 Lumens - 3000 Kelvin - 35 Deg. Flood - Dimmable - 12 Volt - GU5.3 Base - Cree MR16-75W-P1-30K-35FL-GU53-U1 LED MR16 - 7.5 Watt - 75 Watt Equal - Halogen Match | 3000 | 94 | 570 | 76 | 25000 | 7.5 | 24 | 257.76 | 10.74 | 12.6199 | 2020Q3 | https://www.1000bulbs.com/product/217286/CREE-10271.html | 1000bulbs.com | 2020 | Yes
LED Lighting | Reflector | Cree | True |  | Reflector (Flood/Spot) | MR16 | GU5.3 | Damp Location Rated,Recessed Fixtures Damp Location Rated,Recessed Fixtures Description Bolster the clarity and richness of your displays with the high CRI of this LED MR16 bulb from Cree Lighting. Containing a more complete coverage of the color spectrum than the majority of LED options, this flood bulb accurately renders the true, vibrant hues of a display comparably to natural light. Complies with the stringent quality and efficiency requirements of CEC’s Title 20 Lens eliminates surface glare and adds a pleasant touch of soft backlight Customized lighting available through simple dimming capabilities Color Corrected CRI 94 - 570 Lumens - 3000 Kelvin - 25 Deg. Narrow Flood - Dimmable - 12 Volt - GU5.3 Base - Cree MR16-75W-P1-30K-25NF-GU53-U1 LED MR16 - 7.5 Watt - 75 Watt Equal - Halogen Match | 3000 | 94 | 570 | 76 | 25000 | 7.5 | 24 | 257.76 | 10.74 | 12.6199 | 2020Q3 | https://www.1000bulbs.com/product/217287/CREE-10272.html | 1000bulbs.com | 2020 | Yes
LED Lighting | Reflector | Cree | True |  | Reflector (Flood/Spot) | MR16 | GU5.3 | Damp Location Rated,Recessed Fixtures Damp Location Rated,Recessed Fixtures Description Trade up to highly efficient LED technology while preserving the dynamic color rendering of halogen spotlighting with this Cree LED MR16. This LED bulb pairs easy dimming with a neutral halogen light color to accommodate a variety of display styles and color schemes. Outstanding R9 reveals the natural appearance of vibrant and lively reds Certified by the CEC Title 20 as a high-quality and efficient light source Distinct spotlight clearly emphasizes a precise location Color Corrected CRI 91 - 540 Lumens - 3000 Kelvin - 15 Deg. Spot - Dimmable - 12 Volt - GU5.3 Base - Cree MR16-75W-P1-30K-15SP-GU53-U1 LED MR16 - 7 Watt - 75 Watt Equal - Halogen Match | 3000 | 91 | 540 | 77.1429 | 25000 | 7 | 24 | 257.76 | 10.74 | 12.6199 | 2020Q3 | https://www.1000bulbs.com/product/217288/CREE-10273.html | 1000bulbs.com | 2020 | Yes
LED Lighting | Reflector | Cree | True |  | Reflector (Flood/Spot) | MR16 | GU10 | Damp Location Rated,Recessed Fixtures Damp Location Rated,Recessed Fixtures Description Utilize the professional-grade color rendering of this Cree LED MR16 to improve display and accent fixtures. Featuring a dimmable output in a neutral halogen color that flatters warm hues in decorative and general lighting, this LED flood lamp delivers an attractive beam that accommodates a wide range of applications. Compliant with CEC's Title 20 statutes due to outstanding energy efficiency Minimal heat generation for use in proximity to sensitive art pieces Fully appreciate the vibrancy in red tones with high R9 Color Corrected - CRI 93 - 570 Lumens - 3000 Kelvin - 35 Deg. Flood - 120 Volt - GU10 Base - Cree MR16-75W-P1-30K-35FL-GU10-U1 LED MR16 - 6.5 Watt - 75 Watt Equal - Halogen Match | 3000 | 93 | 570 | 87.6923 | 25000 | 6.5 | 24 | 221.76 | 9.24 | 10.8574 | 2020Q3 | https://www.1000bulbs.com/product/217290/CREE-10275.html | 1000bulbs.com | 2020 | Yes
LED Lighting | Reflector | Euri Lighting | True |  | Reflector (Flood/Spot) | PAR30L | E26 (Medium) | Damp Location Rated,Recessed Fixtures Damp Location Rated,Recessed Fixtures Description Use the versatile Euri Lighting LED PAR30 bulb in a recessed can for general lighting or in a track light to highlight decorative features in your room. This dimmable LED bulb gives you the option to maintain a bright halogen colored light for better visibility or to dim the brightness to a softer light for a more comfortable environment. Output makes it a seamless replacement for halogen bulbs with 85% less energy usage Long neck design makes it easy to screw into deep recessed cans Long lifespan keeps relamping and maintenance costs low 850 Lumens - 3000 Kelvin - 40 Deg. Flood - 120 Volt - Euri Lighting EP30-11W6000e LED PAR30 Long Neck - 11 Watt - 75 Watt Equal | 3000 | 83 | 850 | 77.2727 | 25000 | 11 | 12 | 40.68 | 3.39 | 3.9834 | 2020Q3 | https://www.1000bulbs.com/product/217318/IRT-10243.html | 1000bulbs.com | 2020 | Yes
LED Lighting | Reflector | Euri Lighting | True |  | Reflector (Flood/Spot) | PAR38 | E26 (Medium) | Damp Location Rated,Recessed Fixtures Damp Location Rated,Recessed Fixtures Description Providing a powerful brightness, this flood light is an exceptional addition to fixtures in high or hard to reach areas as its long lifespan is set to provide years of maintenance-free service. Pairs well with track lights and recessed cans with a 5-inch diameter Can be dimmed to modify the light's intensity to your preference Versatile use is excellent as accent lighting or general lighting 1250 Lumens - 3000 Kelvin - 40 Deg. Flood - 120 Volt - Euri Lighting EP38-15W6000e LED PAR38 - 15 Watt - 120 Watt Equal | 3000 | 83 | 1250 | 83.3333 | 25000 | 15 | 50 | 243.5 | 4.87 | 5.7224 | 2020Q3 | https://www.1000bulbs.com/product/217323/IRT-10244.html | 1000bulbs.com | 2020 | Yes
LED Lighting | Reflector | Euri Lighting | True |  | Reflector (Flood/Spot) | BR30 | E26 (Medium) | Damp Location Rated,Recessed Fixtures Damp Location Rated,Recessed Fixtures Description Ideal for use in wall washing or wall grazing, this Euri Lighting flood bulb spreads even, uniform light throughout a room for exceptional lighting performance. Warm halogen color creates an inviting, relaxing atmosphere Output can be adjusted with compatible switches Instant-on requires no warm up time 850 Lumens - 3000 Kelvin - Euri Lighting EB30-11W3000e LED BR30 - 11 Watt - 65 Watt Equal - Halogen Match | 3000 | 82 | 850 | 77.2727 | 25000 | 11 | 20 | 59.8 | 2.99 | 3.5134 | 2020Q3 | https://www.1000bulbs.com/product/217356/IRT-10232.html | 1000bulbs.com | 2020 | Yes
LED Lighting | Reflector | Euri Lighting | True | Daylighting/Photocell, | Reflector (Flood/Spot) | BR30 | E26 (Medium) | Damp Location Rated,Recessed Fixtures Damp Location Rated,Recessed Fixtures Description Accentuate architectural designs with the directional light of this LED BR30 that eliminates dark spots and provides reliable, uniform illumination. Rated for use in damp locations 25,000-hour rated lifespan 5000 Kelvin daylight white 850 Lumens - 5000 Kelvin - Euri Lighting EB30-11W3050e LED BR30 - 11 Watt - 65 Watt Equal - Daylight White | 5000 | 84 | 850 | 77.2727 | 25000 | 11 | 20 | 59.8 | 2.99 | 3.5134 | 2020Q3 | https://www.1000bulbs.com/product/217368/IRT-10234.html | 1000bulbs.com | 2020 | Yes
LED Lighting | Reflector | Euri Lighting | True |  | Reflector (Flood/Spot) | BR30 | E26 (Medium) | Damp Location Rated,Recessed Fixtures Damp Location Rated,Recessed Fixtures Description Light up a room with the cool white light of this LED BR30 that requires no warm up time to turn on for evenly smooth lighting. Small size for use in more compact recessed can and track fixtures Suitable for use as a directional light source Dimmable 850 Lumens - 4000 Kelvin - Euri Lighting EB30-11W3040e LED BR30 - 11 Watt - 65 Watt Equal - Cool White | 4000 | 83 | 850 | 77.2727 | 25000 | 11 | 20 | 59.8 | 2.99 | 3.5134 | 2020Q3 | https://www.1000bulbs.com/product/217370/IRT-10235.html | 1000bulbs.com | 2020 | Yes
LED Lighting | Reflector | Euri Lighting | True |  | Reflector (Flood/Spot) | BR40 | E26 (Medium) | Damp Location Rated,Recessed Fixtures Damp Location Rated,Recessed Fixtures Description Spreading light out in a uniform beam, this LED BR40 bulb is a direct replacement for older incandescent bulbs while providing better savings over a longer period of time. Turns instantly on without needing any warm up time High output suitable for tall ceilings Dimmable 1400 Lumens - 3000 Kelvin - Euri Lighting EB40-17W3000e LED BR40 - 17 Watt - 100 Watt Equal - Halogen Match | 3000 | 82 | 1400 | 82.3529 | 25000 | 17 | 10 | 49.9 | 4.99 | 5.8634 | 2020Q3 | https://www.1000bulbs.com/product/217384/IRT-10236.html | 1000bulbs.com | 2020 | Yes
LED Lighting | Reflector | Euri Lighting | True | Daylighting/Photocell, | Reflector (Flood/Spot) | BR40 | E26 (Medium) | Damp Location Rated,Recessed Fixtures Damp Location Rated,Recessed Fixtures Description Reduce the hassle of replacing bulbs in high ceiling fixtures with this long-lasting, efficient LED BR40 that provides a direct replacement for 100-Watt incandescents. Compatible with large rooms due to high Lumen output Daylight color temperature reduces eye strain Dimmable to meet desired moods 1400 Lumens - 5000 Kelvin - Euri Lighting EB40-17W3050e LED BR40 - 17 Watt - 100 Watt Equal - Daylight White | 5000 | 84 | 1400 | 82.3529 | 25000 | 17 | 10 | 49.9 | 4.99 | 5.8634 | 2020Q3 | https://www.1000bulbs.com/product/217387/IRT-10237.html | 1000bulbs.com | 2020 | Yes
LED Lighting | Reflector | Euri Lighting | True |  | Reflector (Flood/Spot) | BR40 | E26 (Medium) | Damp Location Rated,Recessed Fixtures Damp Location Rated,Recessed Fixtures Description This Euri Lighting LED BR40 evenly spreads out light in a wide, uniform beam to improve lighting in larger areas and from high ceilings. Excellent efficiency provides an amazing return on investment Fits into 4-inch to 5-inch fixtures 2700 Kelvin soft white 1400 Lumens - 2700 Kelvin - Euri Lighting EB40-17W3020e LED BR40 - 17 Watt - 100 Watt Equal - Incandescent Match | 2700 | 82 | 1400 | 82.3529 | 25000 | 17 | 10 | 49.9 | 4.99 | 5.8634 | 2020Q3 | https://www.1000bulbs.com/product/217389/IRT-10238.html | 1000bulbs.com | 2020 | Yes
LED Lighting | Reflector | Euri Lighting | True |  | Reflector (Flood/Spot) | BR40 | E26 (Medium) | Damp Location Rated,Recessed Fixtures Damp Location Rated,Recessed Fixtures Description This LED BR40 bulb upgrades older incandescent technology and fits naturally into existing features with its sleek appearance and excellent light quality. Ideal for use in track fixtures and recessed cans 4000 Kelvin cool white Dimmable 1400 Lumens - 4000 Kelvin - Euri Lighting EB40-17W3040e LED BR40 - 17 Watt - 100 Watt Equal - Cool White | 4000 | 83 | 1400 | 82.3529 | 25000 | 17 | 10 | 49.9 | 4.99 | 5.8634 | 2020Q3 | https://www.1000bulbs.com/product/217391/IRT-10239.html | 1000bulbs.com | 2020 | Yes
LED Lighting | Downlight | Lithonia Lighting | True |  |  |  |  | Downlight Recessed Downlight Recessed Description Installation takes less than 1/3 of the time versus a conventional incandescent when you upgrade to this 6-inch canless downlight. Integrated junction box for direct wiring 180 deg. of rotation, 35 deg. of tilt For indoor and outdoor use High color rendering of 90 IC Rated 65 Watt Equal - 830 Lumens - 3000 Kelvin - No Baffle Trim - 120 Volt - Lithonia 6JBK 6 in. Canless Retrofit LED Downlight with Adjustable Head - 11 Watt - 90 CRI | 2700 | 93 | 614 | 56.3303 | 56000 | 10.9 | 6 | 188.76 | 31.46 | 36.9667 | 2020Q3 | https://www.1000bulbs.com/product/217499/LITH-0700.html | 1000bulbs.com | 2020 | Yes
LED Lighting | Downlight | TCP | True |  |  | LED Retrofit Kit | LED Retrofit Kit | Downlight Solid State Retrofit Downlight Solid State Retrofit Description Take advantage of the warm dimming capabilities this LED downlight provides along with traditional illumination. Uses 85 percent less energy than incandescents Warm dims from 3000 - 1800 Kelvin Free of discoloration or yellowing No flickering, strobe, or glare Includes E26 adapter 1100 Lumens - 3000 to 1800 Kelvin - 120 Volt - TCP LED10DR56DA 5-6 in. LED Downlight - 11 Watt - 65 Watt Equal - Smooth Dims from Halogen Match to Candlelight Colors | 3000 | 85 | 700 | 64.8148 | 25000 | 10.8 | 6 | 87.24 | 14.54 | 17.0851 | 2020Q3 | https://www.1000bulbs.com/product/217515/TCP-10593.html | 1000bulbs.com | 2020 | Yes
LED Lighting | Reflector | Satco | True |  | Reflector (Flood/Spot) | MR16 | GU5.3 | Damp Location Rated,Recessed Fixtures Damp Location Rated,Recessed Fixtures Description Reduce energy use by 87 percent with this Satco S9498 LED MR16 that outlasts halogen lamps. Ideal for recessed lighting and track fixtures 4000K cool white color temperature Low heat generation 40 Deg. beam angle Dimmable 500 Lumens - 4000 Kelvin - 40 Deg. Flood - 12 Volt - GU5.3 Base - Satco S9498 LED MR16 - 6.5 Watt - 50 Watt Equal - Cool White | 4000 | 84 | 540 | 83.0769 | 25000 | 6.5 | 12 | 91.44 | 7.62 | 8.9538 | 2020Q3 | https://www.1000bulbs.com/product/217746/SATCO-S9498.html | 1000bulbs.com | 2020 | Yes
LED Lighting | Downlight | PLT | True |  |  |  |  | Downlight Surface Mount Downlight Surface Mount Description This PLT-93090 LED downlight features a switch that gives you five color temperature options while maintaining a consistent brightness and excellent light distribution. 2700, 3000, 3500, 4000, or 5000 Kelvin options Dimmable with a 0-10V dimmer Non-yellowing acrylic lens Low glare 10 Watt - 50 Watt Incandescent Equal - 650 Lumens - Color Temperature Switchable from 2700, 3000, 3500, 4000, or 5000 Kelvin - Round - White Trim - Dimmable - 120V 4 in. Ultra Thin LED Downlight - Switchable White Color Temperature | 2700 | 92 | 650 | 65 | 50000 | 10 | 12 | 171.48 | 14.29 | 16.7913 | 2020Q3 | https://www.1000bulbs.com/product/217842/PLT-93090.html | 1000bulbs.com | 2020 | Yes
LED Lighting | Reflector | Euri Lighting | True | Daylighting/Photocell, | Reflector (Flood/Spot) | PAR16 | GU10 | Damp Location Rated,Recessed Fixtures Damp Location Rated,Recessed Fixtures Description This LED PAR16 is the flood light you need to replace a 50-Watt halogen MR16 or PAR16 and save on replacements and energy costs. Daylight white light, excellent for task areas Beam is great for accent or general use High CRI for vibrant colors Dimmable Color Corrected - 450 Lumens - 5000 Kelvin - 40 Deg. Flood - 120 Volt - GU10 Base - Euri Lighting EP16-4050ew LED PAR16 - 7 Watt - 50 Watt Equal | 5000 | 92 | 450 | 64.2857 | 25000 | 7 | 10 | 37.7 | 3.77 | 4.4299 | 2020Q3 | https://www.1000bulbs.com/product/217847/IRT-10250.html | 1000bulbs.com | 2020 | Yes
LED Lighting | Downlight | PLT | True |  |  |  |  | Downlight Surface Mount Downlight Surface Mount Description Easily choose between 2700, 3000, 3500, 4000, or 5000 Kelvin by using the switch on the PLT-93091 LED downlight to set the color of your light. Acrylic lens is non-yellowing and frosted for low glare All colors maintain the same brightness Compatible with 0-10V dimmers 90 CRI for great color rendering Switch located on LED driver 15 Watt - 90 Watt Incandescent Equal - 1100 Lumens - Color Temperature Switchable from 2700, 3000, 3500, 4000, or 5000 Kelvin - Round - White Trim - Dimmable - 120V 6 in. Ultra Thin LED Downlight - Switchable White Color Temperature | 2700 | 92 | 1100 | 73.3333 | 50000 | 15 | 12 | 225.36 | 18.78 | 22.0672 | 2020Q3 | https://www.1000bulbs.com/product/217869/PLT-93091.html | 1000bulbs.com | 2020 | Yes
LED Lighting | Downlight | Euri Lighting | True |  |  |  |  | Downlight Recessed Downlight Recessed Description Customize your lighting with this LED downlight which can be set to your preferred wattage and color settings. Color/Kelvin Options - 3000, 3500, or 4000 Wattage Options - 7, 10, or 18 Lumens 700, 1000, or 1500 Rated for insulated ceilings High CRI of 90 *Lumen output based on selected wattage setting Wattage and Color Selectable Fixture - 120-277 Volt - Euri Lighting DLC6C-18W103swej 6 in. LED Downlight - 7, 10, or 18 Watt - 1500 Lumens - 3000, 3500, or 4000 Kelvin | 4000 | 94 | 1500 | 83.3333 | 50000 | 18 | 4 | 128.6 | 32.15 | 37.7775 | 2020Q3 | https://www.1000bulbs.com/product/217944/IRT-10252.html | 1000bulbs.com | 2020 | Yes
LED Lighting | Downlight | Euri Lighting | True |  |  |  |  | Downlight Recessed Downlight Recessed Description Create a custom lighting setup with the various color and output combinations of this LED downlight. Color/Kelvin Options - 3000, 3500, or 4000 Wattage Options - 10, 15, or 22 Lumens 1000, 1500, or 2000 Color corrected 90 CRI 0-10V dimming IC-rated *Lumen output based on selected wattage setting Wattage and Color Selectable Fixture - 120-277 Volt - Euri Lighting DLC8C-22W103swej 8 in. LED Downlight - 10, 15, or 22 Watt - 2000 Lumens - 3000, 3500, or 4000 Kelvin | 4000 | 94 | 2000 | 90.9091 | 50000 | 22 | 4 | 152.32 | 38.08 | 44.7455 | 2020Q3 | https://www.1000bulbs.com/product/217947/IRT-10253.html | 1000bulbs.com | 2020 | Yes
LED Lighting | A-Type | TCP | True |  | General Purpose Replacement | A19 | E26 (Medium) | Damp Location Rated Damp Location Rated Home / Light Bulbs / LED / LED A-Line / TCP - L15A19D2530K Energy Star; Durable Plastic Housing; Enclosed Fixture Rated; Damp Location Rated 15W A19 LED Lamp - Universal - 1600 Lumens - Warm White (3000K) - 80 CRI - 25000 Hours - E26 (Medium) - 120 to 130V TCP - L15A19D2530K | 3000 | 83 | 1600 | 106.6667 | 25000 | 15 | 1 | 7.67 | 7.67 | 9.0125 | 2020Q3 | https://shop.regencylighting.com/lamps/led/a-line/l15a19d2530k-tcp.html | Regency Lighting | 2020 | Yes
LED Lighting | Reflector | Green Creative | True | Occupancy, Daylighting/Photocell, Scene Controls, | Reflector (Flood/Spot) | MR16 | GU10 | Full-Color-Tunable,Damp Location Rated,Recessed Fixtures Full-Color-Tunable,Damp Location Rated,Recessed Fixtures Description The Green Creative 34924 LED PAR38 maximizes light output in a flood beam and reduces glare for visual comfort in directional lighting applications. Superior color rendering of 95; richer reds and healthier skin tones Black finish blends into track heads and black recessed cans 80 percent in savings compared to 120-Watt halogen bulbs For indoor and outdoor use Uniform dimming Color Corrected - 1370 Lumens - 3000 Kelvin - 40 Deg. Flood - 120 Volt - Green Creative 34924 LED PAR38 - 15.5 Watt - 120 Watt Equal | 5000 | 85 | 400 | 72.7273 | 15000 | 5.5 | 6 | 136.98 | 22.83 | 26.8261 | 2020Q3 | https://www.1000bulbs.com/product/217981/GREENCREATIVE-34924.html | 1000bulbs.com | 2020 | Yes
LED Lighting | Decorative | Green Creative | True | Occupancy, Daylighting/Photocell, Scene Controls, | Other | B11 | E12 (Candelabra) | Full-Color-Tunable,Damp Location Rated Full-Color-Tunable,Damp Location Rated Description The Green Creative 34918 LED PAR38 maximizes light output in a flood beam and reduces glare for visual comfort in directional lighting applications. Superior color rendering of 95; richer reds and healthier skin tones 80 percent in savings compared to 120-Watt halogen bulbs For indoor and outdoor use Uniform dimming Color Corrected - 1320 Lumens - 2700 Kelvin - 40 Deg. Flood - 120 Volt - Green Creative 34918 LED PAR38 - 15.5 Watt - 120 Watt Equal | 5000 | 85 | 350 | 77.7778 | 15000 | 4.5 | 6 | 136.98 | 22.83 | 26.8261 | 2020Q3 | https://www.1000bulbs.com/product/217997/GREENCREATIVE-34918.html | 1000bulbs.com | 2020 | Yes
LED Lighting | A-Type | TCP | True |  | General Purpose Replacement | A19 | E26 (Medium) | Damp Location Rated Damp Location Rated Home / Light Bulbs / LED / LED A-Line / TCP - L15A19D2541K Energy Star; Durable Plastic Housing; Enclosed Fixture Rated; Damp Location Rated 15W A19 LED Lamp - Universal - 1600 Lumens - Cool White (4100K) - 80 CRI - 25000 Hours - E26 (Medium) - 120 to 130V TCP - L15A19D2541K | 4000 | 83 | 1600 | 106.6667 | 25000 | 15 | 1 | 7.21 | 7.21 | 8.472 | 2020Q3 | https://shop.regencylighting.com/lamps/led/a-line/l15a19d2541k-tcp.html | Regency Lighting | 2020 | Yes
LED Lighting | A-Type | TCP | True | Daylighting/Photocell, | General Purpose Replacement | A19 | E26 (Medium) | Damp Location Rated Damp Location Rated Home / Light Bulbs / LED / LED A-Line / TCP - L15A19D2550K Energy Star; Durable Plastic Housing; Enclosed Fixture Rated; Damp Location Rated 15W A19 LED Lamp - Universal - 1600 Lumens - Daylight (5000K) - 80 CRI - 25000 Hours - E26 (Medium) - 120 to 130V TCP - L15A19D2550K | 5000 | 83 | 1600 | 106.6667 | 25000 | 15 | 1 | 7.21 | 7.21 | 8.472 | 2020Q3 | https://shop.regencylighting.com/lamps/led/a-line/l15a19d2550k-tcp.html | Regency Lighting | 2020 | Yes
LED Lighting | A-Type | TCP | True |  | General Purpose Replacement | A19 | E26 (Medium) | Damp Location Rated Damp Location Rated Home / Light Bulbs / LED / LED A-Line / TCP - L15A21D1527K A19 LED Dimmable A-Lamp 15W A21 LED Lamp - Universal - 1600 Lumens - Warm White (2700K) - 80 CRI - 15000 Hours - E26 (Medium) - 120 to 130V TCP - L15A21D1527K | 2700 | 83 | 1600 | 106.6667 | 15000 | 15 | 1 | 7.21 | 7.21 | 8.472 | 2020Q3 | https://shop.regencylighting.com/lamps/led/a-line/l15a21d1527k-tcp.html | Regency Lighting | 2020 | Yes
LED Lighting | A-Type | TCP | False |  | General Purpose Replacement | A19 | E26 (Medium) | Damp Location Rated Damp Location Rated Home / Light Bulbs / LED / LED A-Line / TCP - L16A19N1527K Energy Star; Durable Plastic Housing; Enclosed Fixture Rated; Damp Location Rated 15.5W A19 LED Lamp - Universal - 1600 Lumens - Warm White (2700K) - 80 CRI - 15000 Hours - E26 (Medium) - 120 to 130V - White TCP - L16A19N1527K | 2700 | 82 | 1600 | 106.6667 | 15000 | 15 | 48 | 288.96 | 6.02 | 7.0737 | 2020Q3 | https://shop.regencylighting.com/lamps/led/a-line/l16a19n1527k-tcp.html | Regency Lighting | 2020 | Yes
LED Lighting | A-Type | TCP | True |  | General Purpose Replacement | A19 | E26 (Medium) | Damp Location Rated Damp Location Rated Home / Light Bulbs / LED / LED A-Line / TCP - LA19D10027E Enclosed Fixture Rated; Damp Location Rated; Energy Star 15.5W A19 LED Lamp - Universal - 1600 Lumens - Warm White (2700K) - 80 CRI - 25000 Hours - E26 (Medium) - 120 to 130V TCP - LA19D10027E | 2700 | 82 | 1600 | 106.6667 | 25000 | 15 | 1 | 8.09 | 8.09 | 9.5061 | 2020Q3 | https://shop.regencylighting.com/lamps/led/a-line/la19d10027e-qls.html | Regency Lighting | 2020 | Yes
LED Lighting | A-Type | Maxlite | True | Daylighting/Photocell, | General Purpose Replacement | A19 | E26 (Medium) | Damp Location Rated,Use With Timers,Use With Photo and/or Motion Sensors,Recessed Fixtures,Shatter Resistant Damp Location Rated,Use With Timers,Use With Photo and/or Motion Sensors,Recessed Fixtures,Shatter Resistant Home / Light Bulbs / LED / Maxlite - 14099402 - E15A19DLED27/G6 Enclosed Rated 15W A19 LED Lamp - Universal - 1600 Lumens - Warm White (2700K) - 82 CRI - 25000 Hours - E26 (Medium) - 120 to 130V Maxlite - 14099402 - E15A19DLED27/G6 | 2700 | 82 | 1600 | 106.6667 | 25000 | 15 | 1 | 5.65 | 5.65 | 6.639 | 2020Q3 | https://shop.regencylighting.com/lamps/led/e15a19dled27-g6-mxt.html | Regency Lighting | 2020 | Yes
LED Lighting | Downlight | Lithonia Lighting | True |  |  |  |  | Downlight Recessed Downlight Recessed Description This LED downlight saves up to 80 percent in energy costs compared to incandescent fixtures and utilizes a convenient gimbal to precisely direct light for maximum performance. Gimbal tilts 20-degrees on a 180-degree rotation High CRI perfect for display lighting 3000 Kelvin halogen color No housing required IC-rated 7 Watt - 530 Lumens - 3000 Kelvin - Round - White Trim - Dimmable - 120V - Lithonia WF3 ADJ 3 in. LED Downlight - Adjustable Wafer Gimbal - 50 Watt Incandescent Equal | 2700 | 92 | 479 | 63.0263 | 33000 | 7.6 | 1 | 25 | 25 | 29.376 | 2020Q3 | https://www.1000bulbs.com/product/218247/LITH-0721.html | 1000bulbs.com | 2020 | Yes
LED Lighting | Downlight | Lithonia Lighting | True |  |  |  |  | Downlight Recessed Downlight Recessed Description Equipped with 3 color options and a gimbal to adjust the light angle, this LED downlight provides the flexibility of multiple fixtures in a single, compact package. Gimbal tilts 20-degrees on a 180-degree rotation Color Options - 2700K, 3000K, or 3500K High CRI perfect for display lighting No housing required IC-rated Lumen output is based on the color temperature selected. See spec sheet for specific lumen outputs. Color Selectable - Replaces 50 Watt Incandescent - 120 Volt - Lithonia WF4 ADJ 4 in. LED Wafer Gimbal - 3.7 Watt - 740 Lumens - 2700, 3000, or 3500 Kelvin | 2700 | 94 | 601 | 65.3261 | 60000 | 9.2 | 1 | 26.15 | 26.15 | 30.7273 | 2020Q3 | https://www.1000bulbs.com/product/218251/LITH-0723.html | 1000bulbs.com | 2020 | Yes
LED Lighting | Downlight | Lithonia Lighting | True |  |  |  |  | Downlight Recessed Downlight Recessed Description Equipped with 3 color options and a gimbal to adjust the light angle, this LED downlight provides the flexibility of multiple fixtures in a single, compact package. Gimbal tilts 20-degrees on a 180-degree rotation Color Options - 3000K, 4000K, or 5000K High CRI perfect for display lighting No housing required IC-rated Lumen output is based on the color temperature selected. See spec sheet for specific lumen outputs. Color Selectable - Replaces 50 Watt Incandescent - 120 Volt - Lithonia WF4 ADJ 4 in. LED Wafer Gimbal - 10 Watt - 780 Lumens - 3000, 4000, or 5000 Kelvin | 2700 | 94 | 601 | 65.3261 | 60000 | 9.2 | 1 | 26.15 | 26.15 | 30.7273 | 2020Q3 | https://www.1000bulbs.com/product/218254/LITH-0724.html | 1000bulbs.com | 2020 | Yes
LED Lighting | Downlight | Lithonia Lighting | True |  |  |  |  | Downlight Recessed Downlight Recessed Description Equipped with 3 color options and a gimbal to adjust the light angle, this LED downlight provides the flexibility of multiple fixtures in a single, compact package. Gimbal tilts 20-degrees on a 180-degree rotation Color Options - 2700K, 3000K, or 3500K High CRI perfect for display lighting No housing required IC-rated Lumen output is based on the color temperature selected. See spec sheet for specific lumen outputs. Color Selectable - Replaces 75 Watt Incandescent - 120 Volt - Lithonia WF6 ADJ 6 in. LED Wafer Gimbal - 12 Watt - 977 Lumens - 2700, 3000, or 3500 Kelvin | 2700 | 94 | 934 | 72.4031 | 60000 | 12.9 | 1 | 26.92 | 26.92 | 31.632 | 2020Q3 | https://www.1000bulbs.com/product/218255/LITH-0725.html | 1000bulbs.com | 2020 | Yes
LED Lighting | Downlight | Lithonia Lighting | True |  |  |  |  | Downlight Recessed Downlight Recessed Description Equipped with 3 color options and a gimbal to adjust the light angle, this LED downlight provides the flexibility of multiple fixtures in a single, compact package. Gimbal tilts 20-degrees on a 180-degree rotation Color Options - 3000K, 4000K, or 5000K High CRI perfect for display lighting No housing required IC-rated Lumen output is based on the color temperature selected. See spec sheet for specific lumen outputs. Color Selectable - Replaces 75 Watt Incandescent - 120 Volt - Lithonia WF6 6 in. LED Wafer Gimbal - 13 Watt - 1120 Lumens - 3000, 4000, or 5000 Kelvin | 2700 | 94 | 934 | 72.4031 | 60000 | 12.9 | 1 | 26.92 | 26.92 | 31.632 | 2020Q3 | https://www.1000bulbs.com/product/218258/LITH-0726.html | 1000bulbs.com | 2020 | Yes
LED Lighting | Downlight | Nora Lighting | True |  | General Purpose Replacement | A19 | E26 (Medium) | Damp Location Rated Damp Location Rated Description Excellent for new construction projects, this 4 in. LED downlight provides high-quality lighting and an adjustable gimbal. One piece housing for even heat dissipation Use with both IC and non-IC housings Includes E26 socket adapter 18 deg. adjustable gimbal High CRI 93 650 Lumens - 4000 Kelvin - 93 CRI - Adjustable Gimbal - 120 Volt - Nora Lighting NOX-43440WW 4 in. LED Downlight - 10.5 Watt - 50 Watt Equal - Cool White | 3000 | 83 | 800 | 88.8889 | 25000 | 9 | 1 | 17.6 | 17.6 | 20.6807 | 2020Q3 | https://www.1000bulbs.com/product/218273/NORA-10051.html | 1000bulbs.com | 2020 | No
LED Lighting | Downlight | TCP | True |  |  | LED Retrofit Kit |  | Downlight Surface Mount Downlight Surface Mount Description Eliminate the need for recessed cans and junction boxes with this snap-in LED downlight that directly mounts into drywall, drop ceilings, and other locations. Trim color can be changed with compatible models Steel-encased, separated LED driver Includes snap-in mounting springs Shatter-resistant, low-glare lens 120V Triac dimming 14 Watt - 85 Watt Incandescent Equal - 1100 Lumens - 2700 Kelvin - Round - White Trim - Dimmable - 120V - TCP DDC61D27K 6 in. Ultra Thin LED Downlight | 2700 | 82 | 1100 | 78.5714 | 40000 | 14 | 12 | 162 | 13.5 | 15.863 | 2020Q3 | https://www.1000bulbs.com/product/218438/TCP-10741.html | 1000bulbs.com | 2020 | Yes
LED Lighting | Decorative | Euri Lighting | True |  | Other | ST19 | E26 (Medium) | Damp Location Rated,Wet Location Rated,Recessed Fixtures,Filament Style Damp Location Rated,Wet Location Rated,Recessed Fixtures,Filament Style Description Add character to your decorative fixtures by replacing 75-Watt incandescents with this LED Edison bulb. Great for open and enclosed fixture Saves up to 90% in energy Suitable for wet locations 800 Lumens - 2700 Kelvin - Incandescent Match - 120 Volt - Euri Lighting - VST19-3020e LED Edison Bulb - 7 Watt - 75 Watt Equal | 2700 | 83 | 800 | 114.2857 | 15000 | 7 | 60 | 202.8 | 3.38 | 3.9716 | 2020Q3 | https://www.1000bulbs.com/product/218471/IRT-10282.html | 1000bulbs.com | 2020 | Yes
LED Lighting | Decorative | Euri Lighting | True |  | Other | ST19 | E26 (Medium) | Damp Location Rated,Wet Location Rated,Recessed Fixtures,Filament Style Damp Location Rated,Wet Location Rated,Recessed Fixtures,Filament Style Description Add character to your decorative fixtures by replacing 60-Watt incandescents with this LED Edison bulb. Provides a very warm white light Saves up to 90% in energy Suitable for wet locations 500 Lumens - 2200 Kelvin - Color Matched for Candle Glow - 120 Volt - Euri Lighting - VST19-3020ea LED Edison Bulb - 6 Watt - 60 Watt Equal | 2200 | 85 | 500 | 90.9091 | 15000 | 5.5 | 60 | 253.8 | 4.23 | 4.9704 | 2020Q3 | https://www.1000bulbs.com/product/218472/IRT-10283.html | 1000bulbs.com | 2020 | Yes
LED Lighting | Decorative | Euri Lighting | True |  | Globe | G25 | E26 (Medium) | Damp Location Rated,Wet Location Rated,Recessed Fixtures,Filament Style Damp Location Rated,Wet Location Rated,Recessed Fixtures,Filament Style Description Efficiently replace 3-inch globes with this stylish LED filament globe that emits lower heat than comparable incandescents. Enclosed fixture rated Clear finish Dimmable 800 Lumens - 2700 Kelvin - Medium Base - 120 Volt - Euri Lighting VG25-3020e LED G25 - 7 Watt - 60 Watt Equal - Color Matched for Incandescent | 2700 | 83 | 800 | 114.2857 | 15000 | 7 | 1 | 3.14 | 3.14 | 3.6896 | 2020Q3 | https://www.1000bulbs.com/product/218473/IRT-10284.html | 1000bulbs.com | 2020 | Yes
LED Lighting | Reflector | Euri Lighting | True |  | Reflector (Flood/Spot) | PAR16 | GU10 | Damp Location Rated,Recessed Fixtures Damp Location Rated,Recessed Fixtures Description This LED PAR16 is the flood light you need to replace a 50-Watt halogen MR16 or PAR16 and save on replacements and energy costs. Color is excellent for cozy environments Beam is great for accent or general use High CRI for vibrant colors Dimmable Color Corrected - 450 Lumens - 2700 Kelvin - 40 Deg. Flood - 120 Volt - GU10 Base - Euri Lighting EP16-4020ew LED PAR16 - 7 Watt - 50 Watt Equal | 2700 | 94 | 450 | 64.2857 | 25000 | 7 | 10 | 37.7 | 3.77 | 4.4299 | 2020Q3 | https://www.1000bulbs.com/product/218546/IRT-10256.html | 1000bulbs.com | 2020 | Yes
LED Lighting | Reflector | Euri Lighting | True |  | Reflector (Flood/Spot) | PAR16 | GU10 | Damp Location Rated,Recessed Fixtures Damp Location Rated,Recessed Fixtures Description This LED PAR16 is the flood light you need to replace a 50-Watt halogen MR16 or PAR16 and save on replacements and energy costs. Color creates a cozy environment High CRI enhances natural colors Great for accent or general use Dimmable Color Corrected - 450 Lumens - 3000 Kelvin - 40 Deg. Flood - 120 Volt - GU10 Base - Euri Lighting EP16-4000ew LED PAR16 - 7 Watt - 50 Watt Equal | 3000 | 92 | 450 | 64.2857 | 25000 | 7 | 10 | 37.7 | 3.77 | 4.4299 | 2020Q3 | https://www.1000bulbs.com/product/218548/IRT-10257.html | 1000bulbs.com | 2020 | Yes
LED Lighting | A-Type | Maxlite | True |  | General Purpose Replacement | A19 | E26 (Medium) | Damp Location Rated,Recessed Fixtures Damp Location Rated,Recessed Fixtures Home / Light Bulbs / LED / Maxlite - 14099402 - E15A19DLED27/G7 Energy Star Rated; Approved for Enclosed Fixtures; Suitable for Damp Locations 15W A19 LED Lamp - Universal - 1600 Lumens - Warm White (2700K) - 80 CRI - 25000 hrs. - E26 (Medium) - 120 to 130V Maxlite - 14099402 - E15A19DLED27/G7 | 2700 | 82 | 1600 | 106.6667 | 25000 | 15 | 1 | 5.65 | 5.65 | 6.639 | 2020Q3 | https://shop.regencylighting.com/lamps/led/e15a19dled27-g7-mxt.html | Regency Lighting | 2020 | Yes
LED Lighting | A-Type | Maxlite | True | Daylighting/Photocell, | General Purpose Replacement | A19 | E26 (Medium) | Damp Location Rated,Use With Timers,Use With Photo and/or Motion Sensors,Recessed Fixtures,Shatter Resistant Damp Location Rated,Use With Timers,Use With Photo and/or Motion Sensors,Recessed Fixtures,Shatter Resistant Home / Light Bulbs / LED / Maxlite - 14099403 - E15A19DLED30/G6 Enclosed Rated 15W A19 LED Lamp - Universal - 1600 Lumens - Warm White (3000K) - 82 CRI - 25000 Hours - E26 (Medium) - 120 to 130V Maxlite - 14099403 - E15A19DLED30/G6 | 3000 | 84 | 1600 | 106.6667 | 25000 | 15 | 1 | 2.97 | 2.97 | 3.4899 | 2020Q3 | https://shop.regencylighting.com/lamps/led/e15a19dled30-g6-mxt.html | Regency Lighting | 2020 | Yes
LED Lighting | Decorative | Euri Lighting | True |  | Decorative | B10 | E12 (Candelabra) | Damp Location Rated,Wet Location Rated,Recessed Fixtures,Filament Style Damp Location Rated,Wet Location Rated,Recessed Fixtures,Filament Style Description Use these LED filament bulbs for Victorian-style lighting without the high energy costs and frequent replacements of older incandescent. Emits a comfortable halogen color Great for indoor and outdoor use High CRI displays vibrant colors Up to 91% in energy savings Pack of 4 500 Lumens - 3000 Kelvin - Halogen Match - Clear - Candelabra Base - 120 Volt - 4 Pack - Euri Lighting VB10-3000cec-4 LED Chandelier Bulb - 5.5 Watt - 60 Watt Equal | 3000 | 92 | 500 | 90.9091 | 15000 | 5.5 | 96 | 287.04 | 2.99 | 3.5134 | 2020Q3 | https://www.1000bulbs.com/product/218571/IRT-10272.html | 1000bulbs.com | 2020 | Yes
LED Lighting | Decorative | Euri Lighting | True |  | Decorative | B10 | E12 (Candelabra) | Damp Location Rated,Wet Location Rated,Recessed Fixtures,Filament Style Damp Location Rated,Wet Location Rated,Recessed Fixtures,Filament Style Description Use these LED filament bulbs for Victorian-style lighting without the high energy costs and frequent replacements of older incandescent. Great for indoor and outdoor use High CRI displays vibrant colors Emits a warm soft white color Up to 91% in energy savings Pack of 4 500 Lumens - 2700 Kelvin - Incandescent Match - Clear - Candelabra Base - 120 Volt - 4 Pack - Euri Lighting VB10-3020cec-4 LED Chandelier Bulb - 5.5 Watt - 60 Watt Equal | 2700 | 92 | 500 | 90.9091 | 15000 | 5.5 | 96 | 287.04 | 2.99 | 3.5134 | 2020Q3 | https://www.1000bulbs.com/product/218573/IRT-10273.html | 1000bulbs.com | 2020 | Yes
LED Lighting | Decorative | Euri Lighting | True | Daylighting/Photocell, | Decorative | B10 | E12 (Candelabra) | Damp Location Rated,Wet Location Rated,Recessed Fixtures,Filament Style Damp Location Rated,Wet Location Rated,Recessed Fixtures,Filament Style Description Use these LED filament bulbs for Victorian-style lighting without the high energy costs and frequent replacements of older incandescent. Emits a clear daylight white color Great for indoor and outdoor use High CRI displays vibrant colors Up to 91% in energy savings Pack of 4 500 Lumens - 5000 Kelvin - Daylight White - Clear - Candelabra Base - 120 Volt - 4 Pack - Euri Lighting VB10-3050cec-4 LED Chandelier Bulb - 5.5 Watt - 60 Watt Equal | 5000 | 96 | 500 | 90.9091 | 15000 | 5.5 | 96 | 287.04 | 2.99 | 3.5134 | 2020Q3 | https://www.1000bulbs.com/product/218574/IRT-10274.html | 1000bulbs.com | 2020 | Yes
LED Lighting | Decorative | Cree | True |  | Decorative | B10 | E12 (Candelabra) | Damp Location Rated,Not for Use in Recessed Fixtures,Filament Style Damp Location Rated,Not for Use in Recessed Fixtures,Filament Style Description Create a comfortable ambiance without the hassle of constantly replacing incandescents by using this longer-lasting LED chandelier bulb. Visible filaments for vintage aesthetic Renders vibrant and radiant colors Dims to desired output 515 Lumens - 2700 Kelvin - Incandescent Match - Clear - Candelabra Base - 120 Volt - Cree B11-60W-P1-27K-E12-U1 LED Chandelier Bulb - 5 Watt - 60 Watt Equal | 2700 | 91 | 515 | 93.6364 | 15000 | 5.5 | 24 | 121.44 | 5.06 | 5.9457 | 2020Q3 | https://www.1000bulbs.com/product/218575/CREE-10309.html | 1000bulbs.com | 2020 | Yes
LED Lighting | Decorative | Euri Lighting | True |  | Decorative | BA10 | E12 (Candelabra) | Damp Location Rated,Wet Location Rated,Recessed Fixtures,Filament Style Damp Location Rated,Wet Location Rated,Recessed Fixtures,Filament Style Description Use these LED filament bulbs for Victorian-style lighting without the high energy costs and frequent replacements of older incandescent. Great for indoor and outdoor use Emits a warm, soft white color Bent tip imitates candle flame Up to 93% in energy savings Pack of 4 500 Lumens - 2700 Kelvin - Incandescent Match - Clear - Candelabra Base - 120 Volt - 4 Pack - Euri Lighting VBA10-3020e-4 LED Chandelier Bulb - 4.5 Watt - 60 Watt Equal | 2700 | 83 | 500 | 111.1111 | 15000 | 4.5 | 96 | 264 | 2.75 | 3.2314 | 2020Q3 | https://www.1000bulbs.com/product/218576/IRT-10275.html | 1000bulbs.com | 2020 | Yes
LED Lighting | Decorative | Euri Lighting | True |  | Decorative | B10 | E12 (Candelabra) | Damp Location Rated,Wet Location Rated,Recessed Fixtures,Filament Style Damp Location Rated,Wet Location Rated,Recessed Fixtures,Filament Style Description Use these LED filament bulbs for Victorian-style lighting without the high energy costs and frequent replacements of older incandescent. Great for indoor and outdoor use Up to 89% in energy savings Emits a soft candlelight glow Pack of 4 350 Lumens - 2200 Kelvin - Candle Glow - Amber Tint - Candelabra Base - 120 Volt - 4 Pack - Euri Lighting VB10-3020ea-4 LED Chandelier Bulb - 4.5 Watt - 40 Watt Equal | 2200 | 83 | 350 | 77.7778 | 15000 | 4.5 | 96 | 242.88 | 2.53 | 2.9728 | 2020Q3 | https://www.1000bulbs.com/product/218577/IRT-10276.html | 1000bulbs.com | 2020 | Yes
LED Lighting | Decorative | Euri Lighting | True |  | Decorative | BA10 | E12 (Candelabra) | Damp Location Rated,Wet Location Rated,Recessed Fixtures,Filament Style Damp Location Rated,Wet Location Rated,Recessed Fixtures,Filament Style Description Use these LED filament bulbs for Victorian-style lighting without the high energy costs and frequent replacements of older incandescent. Great for indoor and outdoor use Bent tip imitates candle flame Up to 89% in energy savings Emits a soft candlelight glow Pack of 4 350 Lumens - 2200 Kelvin - Candle Glow - Amber Tint - Candelabra Base - 120 Volt - 4 Pack - Euri Lighting VBA10-3020ea-4 LED Chandelier Bulb - 4.5 Watt - 40 Watt Equal | 2200 | 83 | 350 | 77.7778 | 15000 | 4.5 | 96 | 242.88 | 2.53 | 2.9728 | 2020Q3 | https://www.1000bulbs.com/product/218581/IRT-10277.html | 1000bulbs.com | 2020 | Yes
LED Lighting | Decorative | Euri Lighting | True |  | Decorative | B10 | E12 (Candelabra) | Damp Location Rated,Wet Location Rated,Recessed Fixtures,Filament Style Damp Location Rated,Wet Location Rated,Recessed Fixtures,Filament Style Description Use these LED filament bulbs for Victorian-style lighting without the high energy costs and frequent replacements of older incandescent. Great for indoor and outdoor use Emits a warm, soft white color Up to 89% in energy savings Frosted for better diffusion Pack of 4 450 Lumens - 2700 Kelvin - Incandescent Match - Frosted - Candelabra Base - 120 Volt - 4 Pack - Euri Lighting VB10-3020ef-4 LED Chandelier Bulb - 4.5 Watt - 40 Watt Equal | 2700 | 81 | 450 | 100 | 15000 | 4.5 | 96 | 272.64 | 2.84 | 3.3371 | 2020Q3 | https://www.1000bulbs.com/product/218582/IRT-10278.html | 1000bulbs.com | 2020 | Yes
LED Lighting | Decorative | Euri Lighting | True |  | Decorative | BA10 | E12 (Candelabra) | Damp Location Rated,Wet Location Rated,Recessed Fixtures,Filament Style Damp Location Rated,Wet Location Rated,Recessed Fixtures,Filament Style Description Use these LED filament bulbs for Victorian-style lighting without the high energy costs and frequent replacements of older incandescent. Great for indoor and outdoor use Emits a warm, soft white color Bent tip imitates candle flame Up to 89% in energy savings Frosted for better diffusion Pack of 4 450 Lumens - 2700 Kelvin - Incandescent Match - Frosted - Candelabra Base - 120 Volt - 4 Pack - Euri Lighting VBA10-3020ef-4 LED Chandelier Bulb - 4.5 Watt - 40 Watt Equal | 2700 | 81 | 450 | 100 | 15000 | 4.5 | 96 | 272.64 | 2.84 | 3.3371 | 2020Q3 | https://www.1000bulbs.com/product/218583/IRT-10279.html | 1000bulbs.com | 2020 | Yes
LED Lighting | Downlight | Euri Lighting | True | Daylighting/Photocell, |  |  |  | Downlight Recessed Downlight Recessed Description This LED downlight gives the option of five fixtures in one by offering the choice between warm to daylight color temperatures. Color Options – 2700K, 3000K, 3500K, 4000K, or 5000K Ideal for retrofit, remodel, or new construction Driver includes quick connect No housing needed Dimmable IC rated Color Selectable - Replaces 65 Watt Incandescent - 120 Volt - Euri Lighting DLC4S-10W105se 4 in. LED Downlight - 10 Watt - 650 Lumens - 2700, 3000, 3500, 4000, or 5000 Kelvin | 2700 | 81 | 650 | 65 | 35000 | 10 | 12 | 152.28 | 12.69 | 14.9112 | 2020Q3 | https://www.1000bulbs.com/product/218603/IRT-10261.html | 1000bulbs.com | 2020 | Yes
LED Lighting | Downlight | Euri Lighting | True | Daylighting/Photocell, |  |  |  | Downlight Recessed Downlight Recessed Description This LED downlight gives the option of five fixtures in one by offering the choice between warm to daylight color temperatures. Color Options – 2700K, 3000K, 3500K, 4000K, or 5000K Ideal for retrofit, remodel, or new construction Driver includes quick connect No housing needed Dimmable IC rated Color Selectable - Replaces 80 Watt Incandescent - 120 Volt - Euri Lighting DLC6S-12W105se 6 in. LED Downlight - 12 Watt - 1000 Lumens - 2700, 3000, 3500, 4000, or 5000 Kelvin | 2700 | 83 | 1000 | 83.3333 | 35000 | 12 | 12 | 192.96 | 16.08 | 18.8946 | 2020Q3 | https://www.1000bulbs.com/product/218604/IRT-10262.html | 1000bulbs.com | 2020 | Yes
LED Lighting | Decorative | Euri Lighting | True |  | Globe | G25 | E26 (Medium) | Damp Location Rated,Wet Location Rated,Recessed Fixtures,Filament Style Damp Location Rated,Wet Location Rated,Recessed Fixtures,Filament Style Description Efficiently replace 3-inch globes with this stylish LED filament globe that emits lower heat than comparable incandescents. Enclosed fixture rated Amber finish Dimmable 7 Watt - 75 Watt Equal - 600 Lumens - 2200 Kelvin - Medium Base - 120 Volt - Euri Lighting - VG25-3020ea LED G25 - Color Matched For Candle Glow | 2200 | 82 | 600 | 85.7143 | 15000 | 7 | 1 | 3.54 | 3.54 | 4.1596 | 2020Q3 | https://www.1000bulbs.com/product/218624/IRT-10285.html | 1000bulbs.com | 2020 | Yes
LED Lighting | Reflector | 90Plus Lighting | True |  | Reflector (Flood/Spot) | PAR20 | E26 (Medium) | Damp Location Rated,Wet Location Rated,Recessed Fixtures Damp Location Rated,Wet Location Rated,Recessed Fixtures Description Replace inefficient lamps with this PAR20 LED that enhances energy savings throughout the year. Ideal for display and accent lighting Provides a soft white color High CRI of 92 Color Corrected - 500 Lumens - 2700 Kelvin - 40 Deg. Flood - 120 Volt - 90+ Lighting SE-350.181 LED PAR20 - 5.5 Watt - 50 Watt Equal | 2700 | 91 | 500 | 90.9091 | 25000 | 5.5 | 6 | 16.74 | 2.79 | 3.2784 | 2020Q3 | https://www.1000bulbs.com/product/219026/PLT-11818.html | 1000bulbs.com | 2020 | Yes
LED Lighting | Reflector | 90Plus Lighting | True |  | Reflector (Flood/Spot) | PAR38 | E26 (Medium) | Damp Location Rated,Wet Location Rated,Recessed Fixtures Damp Location Rated,Wet Location Rated,Recessed Fixtures Description Swap out halogen lamps for this energy saving PAR38 LED that provides superior color representation ideal for accent lighting or decor. Incandescent matched color temperature Smooth dimming compatible High 92 CRI Color Corrected - 1050 Lumens - 2700 Kelvin - 40 Deg. Flood - 120 Volt - 90+ Lighting SE-350.179 LED PAR38 - 12 Watt - 100 Watt Equal | 2700 | 92 | 1050 | 87.5 | 25000 | 12 | 6 | 42.84 | 7.14 | 8.3898 | 2020Q3 | https://www.1000bulbs.com/product/219030/PLT-11819.html | 1000bulbs.com | 2020 | Yes
LED Lighting | Reflector | Sunlite | True |  | Reflector (Flood/Spot) | MR16 | GU5.3 | None,Recessed Fixtures None,Recessed Fixtures Description This LED S6 bulb is an excellent choice for small or delicate fixtures like night lights, holiday ornaments, and string lights. 2700K soft white glow at 50 Lumens of brightness Long life and low heat dissipation ETL listed for damp locations Super low energy costs Clear - Candelabra Base - 120 Volt - Sunlite 81065-SU 1 Watt - S6 Indicator LED Light Bulb | 2700 | 81 | 380 | 84.4444 | 40000 | 4.5 | 12 | 36 | 3 | 3.5251 | 2020Q3 | https://www.1000bulbs.com/product/219106/LED-81065SU.html | 1000bulbs.com | 2020 | Yes
LED Lighting | Decorative | Cree | True |  | Decorative | B10 | E12 (Candelabra) | Damp Location Rated,Filament Style Damp Location Rated,Filament Style Description Enhance decorative fixtures with this LED chandelier bulb which uses attractive, vertical filaments to provide an enticing soft white color. 90 percent energy savings over incandescents Safe for use in enclosed sconces or pendants High CRI of 90 350 Lumens - 2700 Kelvin - Incandescent Match - Clear - Candelabra Base - 120 Volt - Cree B11-40W-P1-27K-E12-U1 LED Chandelier Bulb - 4 Watt - 40 Watt Equal | 2700 | 91 | 350 | 87.5 | 15000 | 4 | 24 | 116.4 | 4.85 | 5.6989 | 2020Q3 | https://www.1000bulbs.com/product/219231/CREE-10316.html | 1000bulbs.com | 2020 | Yes
LED Lighting | A-Type | Maxlite | True |  | General Purpose Replacement | A19 | E26 (Medium) | Damp Location Rated,Recessed Fixtures Damp Location Rated,Recessed Fixtures Home / Light Bulbs / LED / Maxlite - 14099404 - E15A19DLED30/G7 Suitable for Damp Locations; Suitable for Fully Enclosed Fixtures; Energy Star Qualified 15W A19 LED Lamp - Universal - 1600 Lumens - Warm White (3000K) - 80 CRI - 25000 hrs. - E26 (Medium) - 120 to 130V Maxlite - 14099404 - E15A19DLED30/G7 | 3000 | 83 | 1600 | 106.6667 | 25000 | 15 | 1 | 5.65 | 5.65 | 6.639 | 2020Q3 | https://shop.regencylighting.com/lamps/led/e15a19dled30-g7-mxt.html | Regency Lighting | 2020 | Yes
LED Lighting | Downlight | PLT | [5 empty] | Downlight Solid State Retrofit Downlight Solid State Retrofit Description This LED downlight features a high color rendering index and stepped baffle trim to accurately portray color while reducing glare. Allows installation in insulated ceilings Medium E26 base adapter included Adjustable 5-6 in. torsion springs 3000 Kelvin halogen color 810 Lumens - 3000 Kelvin - 90 CRI - Stepped Baffle Trim - 120 Volt - Halco 99742 5-6 in. LED Downlight - 9 Watt - 75 Watt Equal - Halogen Match | 3000 | 94 | 810 | 90 | 50000 | 9 | 24 | 203.04 | 8.46 | 9.9408 | 2020Q3 | https://www.1000bulbs.com/product/219253/HALCO-99742.html | 1000bulbs.com | 2020 | Yes
LED Lighting | Downlight | PLT | True | Daylighting/Photocell, |  |  |  | Downlight Solid State Retrofit Downlight Solid State Retrofit Description This LED downlight features a high color rendering index and stepped baffle trim to accurately portray color while reducing glare. Allows installation in insulated ceilings Included medium E26 base adapter Adjustable 5-6 in. torsion springs 5000 Kelvin daylight white 810 Lumens - 5000 Kelvin - 90 CRI - Stepped Baffle Trim - 120 Volt - Halco 99744 5-6 in. LED Downlight - 9 Watt - 75 Watt Equal - Daylight White | 5000 | 94 | 810 | 90 | 50000 | 9 | 24 | 203.04 | 8.46 | 9.9408 | 2020Q3 | https://www.1000bulbs.com/product/219255/HALCO-99744.html | 1000bulbs.com | 2020 | Yes
LED Lighting | A-Type | Maxlite | True |  | General Purpose Replacement | A19 | E26 (Medium) | Damp Location Rated Damp Location Rated Home / Light Bulbs / LED / Maxlite - 14099403 - E15A19DLED30/G8 Energy Star Rated; Approved for Enclosed Fixtures; Suitable for Damp Locations 15W A19 LED Lamp - Universal - 1600 Lumens - Warm White (3000K) - 80 CRI - 25000 hrs. - E26 (Medium) - 120 to 130V - Frost Maxlite - 14099403 - E15A19DLED30/G8 | 3000 | 82 | 1600 | 106.6667 | 25000 | 15 | 1 | 5.94 | 5.94 | 6.9797 | 2020Q3 | https://shop.regencylighting.com/lamps/led/e15a19dled30-g8-mxt.html | Regency Lighting | 2020 | Yes
LED Lighting | A-Type | Maxlite | True | Daylighting/Photocell, | General Purpose Replacement | A19 | E26 (Medium) | Damp Location Rated,Use With Timers,Use With Photo and/or Motion Sensors,Recessed Fixtures,Shatter Resistant Damp Location Rated,Use With Timers,Use With Photo and/or Motion Sensors,Recessed Fixtures,Shatter Resistant Home / Light Bulbs / LED / Maxlite - 14099404 - E15A19DLED40/G6 Enclosed Rated 15W A19 LED Lamp - Universal - 1600 Lumens - Cool White (4000K) - 84 CRI - 25000 Hours - E26 (Medium) - 120 to 130V Maxlite - 14099404 - E15A19DLED40/G6 | 4000 | 84 | 1600 | 106.6667 | 25000 | 15 | 1 | 5.65 | 5.65 | 6.639 | 2020Q3 | https://shop.regencylighting.com/lamps/led/e15a19dled40-g6-mxt.html | Regency Lighting | 2020 | Yes
LED Lighting | A-Type | Maxlite | True |  | General Purpose Replacement | A19 | E26 (Medium) | Damp Location Rated,Recessed Fixtures Damp Location Rated,Recessed Fixtures Home / Light Bulbs / LED / Maxlite - 14099404 - E15A19DLED40/G7 Energy Star Certified; Enclosed Rated; Damp Location Rated 15W A19 LED Lamp - 1600 Lumens - Cool White (4000K) - 80 CRI - 25000 hrs. - E26 (Medium) - 120 to 130V Maxlite - 14099404 - E15A19DLED40/G7 | 4000 | 84 | 1600 | 106.6667 | 25000 | 15 | 1 | 5.94 | 5.94 | 6.9797 | 2020Q3 | https://shop.regencylighting.com/lamps/led/e15a19dled40-g7-mxt.html | Regency Lighting | 2020 | Yes
LED Lighting | Downlight | TCP | True |  |  | LED Retrofit Kit | LED Retrofit Kit | Downlight Solid State Retrofit Downlight Solid State Retrofit Description Compatible with a 5 or 6-inch recessed housing, this TCP LED downlight is the perfect way to add an inviting, soft white light to your home, office, or retail space. Low heat generation ideal for sensitive displays Allows installation into insulated ceilings Includes a medium E26 base adapter Beveled baffle reduces glare 850 Lumens - 2700 Kelvin - Smooth Baffle Trim - 120 Volt - TCP L75DR56D3527K 5-6 in. LED Downlight - 12 Watt - 75 Watt Equal - Incandescent Match | 2700 | 84 | 850 | 70.8333 | 35000 | 12 | 84 | 420 | 5 | 5.8752 | 2020Q3 | https://www.1000bulbs.com/product/219422/TCP-10794.html | 1000bulbs.com | 2020 | Yes
LED Lighting | Reflector | Intermatic | True |  | Reflector (Flood/Spot) | R20 | E26 (Medium) | Damp Location Rated,Recessed Fixtures Damp Location Rated,Recessed Fixtures Description This Intermatic dual channel 50 program electronic time control has heavy-duty relay contacts for switching low or line voltage lines and can be used for many applications. 8th day or holiday schedule feature Dual channel 120V Dual Channel - 50 Programs - 120 Volt - Intermatic FM2D50-120 24 Hour Electronic Time Control | 5000 | 85 | 525 | 80.7692 | 25000 | 6.5 | 12 | 2755.2 | 229.6 | 269.7889 | 2020Q3 | https://www.1000bulbs.com/product/3392/ELEC-FM2D50120.html | 1000bulbs.com | 2020 | No
LED Lighting | Reflector | TCP | True |  | Reflector (Flood/Spot) | BR30 | E26 (Medium) | Damp Location Rated,Recessed Fixtures Damp Location Rated,Recessed Fixtures Description Illuminate large areas with smooth, attractive light by using this LED BR30 bulb and save on replacements and up to 85 percent in energy. Color is similar to incandescent Bright output can be dimmed Excellent color consistency 850 Lumens - 2700 Kelvin - TCP LED12BR30D27K LED BR30 - 10.5 Watt - 65 Watt Equal - Incandescent Match | 2700 | 83 | 850 | 80.9524 | 25000 | 10.5 | 12 | 44.04 | 3.67 | 4.3124 | 2020Q3 | https://www.1000bulbs.com/product/99641/TCP-LED12BR30D27K.html | 1000bulbs.com | 2020 | Yes
LED Lighting | Reflector | TCP | True |  | Reflector (Flood/Spot) | PAR38 | E26 (Medium) | Wet Location Rated,Recessed Fixtures Wet Location Rated,Recessed Fixtures Description Create an elegant lighting display in residential or hospitality areas with the narrow floodlight of this LED PAR38 bulb. Excellent for highlighting objects or accent walls 85% less energy than incandescent Color matches incandescent bulbs 1200 Lumens - 2700 Kelvin - 25 Deg. Narrow Flood - 120 Volt - TCP LED17P38D27KNFL LED PAR38 - 15 Watt - 120 Watt Equal | 2700 | 84 | 1200 | 80 | 25000 | 15 | 12 | 168.48 | 14.04 | 16.4975 | 2020Q3 | https://www.1000bulbs.com/product/99847/TCP-17P38D27KNFL.html | 1000bulbs.com | 2020 | Yes
LED Lighting | Reflector | TCP | True |  | Reflector (Flood/Spot) | PAR38 | E26 (Medium) | Wet Location Rated,Recessed Fixtures Wet Location Rated,Recessed Fixtures Description Add comfortable lighting to your room with this LED PAR38, a floodlight that provides ample brightness in a halogen color. Long lifespan keeps maintenance low Excellent for high ceilings Dimmable output 1200 Lumens - 3000 Kelvin - 40 Deg. Flood - 120 Volt - TCP LED17P38D30KFL LED PAR38 - 15 Watt - 120 Watt Equal | 3000 | 84 | 1200 | 80 | 25000 | 15 | 12 | 168.48 | 14.04 | 16.4975 | 2020Q3 | https://www.1000bulbs.com/product/99850/TCP-17P38D30KFL.html | 1000bulbs.com | 2020 | Yes
LED Lighting | Reflector | TCP | True |  | Reflector (Flood/Spot) | PAR38 | E26 (Medium) | Wet Location Rated,Recessed Fixtures Wet Location Rated,Recessed Fixtures Description Keep the color of a classic halogen bulb while significantly reducing your energy usage by using this LED PAR38. Long lifespan for low maintenance Great for directional fixtures Little to no heat 1200 Lumens - 3000 Kelvin - 25 Deg. Narrow Flood - 120 Volt - TCP LED17P38D30KNFL LED PAR38 - 15 Watt - 120 Watt Equal | 3000 | 84 | 1200 | 80 | 25000 | 15 | 12 | 168.48 | 14.04 | 16.4975 | 2020Q3 | https://www.1000bulbs.com/product/99855/TCP-17P38D30KNFL.html | 1000bulbs.com | 2020 | Yes
LED Lighting | Reflector | TCP | True |  | Reflector (Flood/Spot) | PAR38 | E26 (Medium) | Wet Location Rated,Recessed Fixtures Wet Location Rated,Recessed Fixtures Description Provide the comfortable white of a halogen bulb at a fraction of the cost with this LED PAR38 a bulb. Excellent for accent and general lighting Evenly diffused beam angle Saves 85% in energy 1050 Lumens - 3000 Kelvin - 40 Deg. Flood - 120 Volt - TCP LED14P38D30KFL LED PAR38 - 13.5 Watt - 90 Watt Equal | 3000 | 82 | 1050 | 77.7778 | 25000 | 13.5 | 12 | 163.2 | 13.6 | 15.9805 | 2020Q3 | https://www.1000bulbs.com/product/99873/TCP-14P38D30KFL.html | 1000bulbs.com | 2020 | Yes
LED Lighting | Reflector | TCP | True |  | Reflector (Flood/Spot) | PAR38 | E26 (Medium) | Wet Location Rated,Recessed Fixtures Wet Location Rated,Recessed Fixtures Description From general to accent lighting this LED PAR38 bulb provides a bright narrow beam that can be dimmed to a softer output. Great for track and recessed lighting Longer-lasting than halogen Little to no heat 1050 Lumens - 3000 Kelvin - 25 Deg. Narrow Flood - 120 Volt - TCP LED14P38D30KNFL LED PAR38 - 13.5 Watt - 90 Watt Equal | 3000 | 82 | 1050 | 77.7778 | 25000 | 13.5 | 12 | 163.2 | 13.6 | 15.9805 | 2020Q3 | https://www.1000bulbs.com/product/99875/TCP-14P38D30KNFL.html | 1000bulbs.com | 2020 | Yes
LED Lighting | Reflector | TCP | True |  | Reflector (Flood/Spot) | PAR30L | E26 (Medium) | Wet Location Rated,Recessed Fixtures Wet Location Rated,Recessed Fixtures Description Significantly reduce replacements and maintenance by upgrading to the TCP LED12P30D30KFL LED PAR30, a lamp with a lifespan that outlasts up to 25 halogen bulbs while operating on a fraction of the energy. Low heat generation for use in proximity to delicate materials Floodlight is excellent for track lights and recessed cans Smooth uniform dimming from 100 to 0.5 percent 850 Lumens - 3000 Kelvin - 40 Deg. Flood - 120 Volt - TCP LED12P30D30KFL LED PAR30 Long Neck - 10.5 Watt - 75 Watt Equal | 3000 | 83 | 850 | 80.9524 | 25000 | 10.5 | 12 | 155.28 | 12.94 | 15.205 | 2020Q3 | https://www.1000bulbs.com/product/99886/TCP-12P30D30KFL.html | 1000bulbs.com | 2020 | Yes
LED Lighting | Reflector | TCP | True |  | Reflector (Flood/Spot) | PAR20 | E26 (Medium) | Wet Location Rated,Recessed Fixtures Wet Location Rated,Recessed Fixtures Description Excellent for sensitive display lighting, this 7-watt LED PAR20 lamp features a 40-degree narrow flood beam angle and very low heat generation. Uniform dimming down to 0.5% Comfortable soft white color Saves up to 80% in energy Dimmable 525 Lumens - 2700 Kelvin - 40 Deg. Flood - 120 Volt - TCP LED8P20D27KFL LED PAR20 - 7 Watt - 50 Watt Equal | 2700 | 83 | 600 | 85.7143 | 25000 | 7 | 12 | 112.68 | 9.39 | 11.0336 | 2020Q3 | https://www.1000bulbs.com/product/99948/TCP-8P20D27KFL.html | 1000bulbs.com | 2020 | Yes
LED Lighting | Reflector | TCP | True |  | Reflector (Flood/Spot) | PAR20 | E26 (Medium) | Wet Location Rated,Recessed Fixtures Wet Location Rated,Recessed Fixtures Description With a 25-degree narrow flood beam angle, this 7-Watt PAR30 LED is an excellent addition to your track light fixtures. Very low heat, great for sensitive displays Replaces 50-watt halogen bulbs 80% less energy than halogen Smooth, uniform dimming 600 Lumens - 2700 Kelvin - 25 Deg. Narrow Flood - 120 Volt - TCP LED8P20D27KNFL LED PAR20 - 7 Watt - 50 Watt Equal | 2700 | 83 | 600 | 85.7143 | 25000 | 7 | 12 | 113.4 | 9.45 | 11.1041 | 2020Q3 | https://www.1000bulbs.com/product/99952/TCP-8P20D27KNFL.html | 1000bulbs.com | 2020 | Yes
LED Lighting | Reflector | TCP | True |  | Reflector (Flood/Spot) | PAR20 | E26 (Medium) | Wet Location Rated,Recessed Fixtures Wet Location Rated,Recessed Fixtures Description Using up to 80 percent less energy, this 7-watt LED PAR20 lamp replaces 50-Watt halogen bulbs to significantly reduce costs and maintenance. Perfect for track and recessed downlights excellent for sensitive display lighting 25-degree narrow flood beam angle Smooth, uniform dimming 525 Lumens - 3000 Kelvin - 25 Deg. Narrow Flood - 120 Volt - TCP LED8P20D30KNFL LED PAR20 - 7 Watt - 50 Watt Equal | 3000 | 83 | 625 | 89.2857 | 25000 | 7 | 12 | 112.68 | 9.39 | 11.0336 | 2020Q3 | https://www.1000bulbs.com/product/99955/TCP-8P20D30KNFL.html | 1000bulbs.com | 2020 | Yes
LED Lighting | Reflector | TCP | True |  | Reflector (Flood/Spot) | BR30 | E26 (Medium) | Damp Location Rated,Recessed Fixtures Damp Location Rated,Recessed Fixtures Description This LED BR30 uses a a neutral halogen white color temperature to accommodate residential, hospitality, and commercial spaces. Uses up to 85 percent less energy than halogen alternatives UL approved for damp locations Rated at 25,000 life hours 850 Lumens - 3000 Kelvin - TCP LED12BR30D30K LED BR30 - 10.5 Watt - 65 Watt Equal - Halogen Match | 3000 | 82 | 850 | 80.9524 | 25000 | 10.5 | 12 | 44.04 | 3.67 | 4.3124 | 2020Q3 | https://www.1000bulbs.com/product/99992/TCP-12BR30D30K.html | 1000bulbs.com | 2020 | Yes
LED Lighting | Reflector | TCP | True |  | Reflector (Flood/Spot) | BR30 | E26 (Medium) | Damp Location Rated,Recessed Fixtures Damp Location Rated,Recessed Fixtures Description Using LED technology, this BR30 bulb uses up to 80 percent less energy than its incandescent alternatives. Shatter-resistant plastic housing UL approved for damp locations 4000 Kelvin cool white 850 Lumens - 4100 Kelvin - TCP LED12BR30D41K LED BR30 - 10.5 Watt - 65 Watt Equal - Cool White | 4000 | 84 | 900 | 85.7143 | 25000 | 10.5 | 12 | 44.04 | 3.67 | 4.3124 | 2020Q3 | https://www.1000bulbs.com/product/99993/TCP-12BR30D41K.html | 1000bulbs.com | 2020 | Yes
LED Lighting | Reflector | TCP | True |  | Reflector (Flood/Spot) | BR40 | E26 (Medium) | Damp Location Rated,Recessed Fixtures Damp Location Rated,Recessed Fixtures Description This LED BR40 bulb is great for illuminating large areas with a high efficiency that saves up to 85 percent in energy costs. Compatible with most LED dimmers UL approved for damp locations 1400 Lumens - 3000 Kelvin - TCP LED17BR40D30K LED BR40 - 17 Watt - 90 Watt Equal - Halogen Match | 3000 | 84 | 1400 | 82.3529 | 25000 | 17 | 12 | 66.36 | 5.53 | 6.498 | 2020Q3 | https://www.1000bulbs.com/product/99997/TCP-17BR40D30K.html | 1000bulbs.com | 2020 | Yes
LED Lighting | A-Type | Maxlite | True | Daylighting/Photocell, | General Purpose Replacement | A19 | GU24 | Damp Location Rated,Use With Timers,Use With Photo and/or Motion Sensors,Shatter Resistant,Recessed Fixtures Damp Location Rated,Use With Timers,Use With Photo and/or Motion Sensors,Shatter Resistant,Recessed Fixtures Home / Light Bulbs / LED / Maxlite - 14099414 - E15A19GUDLED27/G6 Suitable for Dry and Damp Locations and Fully Enclosed Fixtures 15W A19 LED Lamp - Universal - 1600 Lumens - Warm White (2700K) - 83 CRI - 25000 Hours - GU24 (Bi-Pin / Twist & Lock) - 120 to 130V Maxlite - 14099414 - E15A19GUDLED27/G6 | 2700 | 82 | 1600 | 106.6667 | 25000 | 15 | 1 | 6.04 | 6.04 | 7.0972 | 2020Q3 | https://shop.regencylighting.com/lamps/led/e15a19gudled27-g6-mxt.html | Regency Lighting | 2020 | Yes
LED Lighting | A-Type | Maxlite | True |  | General Purpose Replacement | A19 | GU24 | Damp Location Rated,Recessed Fixtures Damp Location Rated,Recessed Fixtures Home / Light Bulbs / LED / Maxlite - 14099415 - E15A19GUDLED30/G7 Rated for Enclosed Fixtures; Suitable for Damp Locations; Energy Star Certified 15W A19 LED Lamp - Universal - 1600 Lumens - Warm White (3000K) - 83 CRI - 25000 Hours - 120 to 130V - Frost Maxlite - 14099415 - E15A19GUDLED30/G7 | 3000 | 83 | 1600 | 106.6667 | 25000 | 15 | 1 | 6.32 | 6.32 | 7.4262 | 2020Q3 | https://shop.regencylighting.com/lamps/led/e15a19gudled30-g7-mxt.html | Regency Lighting | 2020 | Yes
LED Lighting | A-Type | Maxlite | True | Daylighting/Photocell, | General Purpose Replacement | A19 | GU24 | Damp Location Rated,Use With Timers,Use With Photo and/or Motion Sensors,Recessed Fixtures,Shatter Resistant Damp Location Rated,Use With Timers,Use With Photo and/or Motion Sensors,Recessed Fixtures,Shatter Resistant Home / Light Bulbs / LED / Maxlite - 14099416 - E15A19GUDLED40/G6 Suitable for Dry and Damp Locations and Fully Enclosed Fixtures 15W A19 LED Lamp - Universal - 1600 Lumens - Cool White (4000K) - 83 CRI - 25000 Hours - GU24 (Bi-Pin / Twist & Lock) - 120 to 130V Maxlite - 14099416 - E15A19GUDLED40/G6 | 4000 | 84 | 1600 | 106.6667 | 25000 | 15 | 1 | 6.32 | 6.32 | 7.4262 | 2020Q3 | https://shop.regencylighting.com/lamps/led/e15a19gudled40-g6-mxt.html | Regency Lighting | 2020 | Yes
LED Lighting | A-Type | Maxlite | False | Daylighting/Photocell, | General Purpose Replacement | A19 | E26 (Medium) | Damp Location Rated,Use With Timers,Use With Photo and/or Motion Sensors,Recessed Fixtures Damp Location Rated,Use With Timers,Use With Photo and/or Motion Sensors,Recessed Fixtures Home / Light Bulbs / LED / Maxlite - 14099666 - E15A19ND27/G3 Energy Star Certified; Enclosed Rated; Damp Location Rated 15W A19 LED Lamp - 1600 Lumens - Warm White (2700K) - 83 CRI - 25000 hrs. - E26 (Medium) - 120 to 130V Maxlite - 14099666 - E15A19ND27/G3 | 2700 | 83 | 1600 | 106.6667 | 25000 | 15 | 1 | 6.9 | 6.9 | 8.1078 | 2020Q3 | https://shop.regencylighting.com/lamps/led/e15a19nd27-g3-mxt.html | Regency Lighting | 2020 | Yes
LED Lighting | A-Type | Maxlite | False | Daylighting/Photocell, | General Purpose Replacement | A19 | E26 (Medium) | Damp Location Rated,Use With Timers,Use With Photo and/or Motion Sensors,Recessed Fixtures Damp Location Rated,Use With Timers,Use With Photo and/or Motion Sensors,Recessed Fixtures Home / Light Bulbs / LED / Maxlite - 14099668 - E15A19ND30/G3 Energy Star Certified; Enclosed Rated; Damp Location Rated 15W A19 LED Lamp - 1600 Lumens - Warm White (3000K) - 80 CRI - 25000 hrs. - E26 (Medium) - 120 to 130V Maxlite - 14099668 - E15A19ND30/G3 | 3000 | 83 | 1600 | 106.6667 | 25000 | 15 | 1 | 5.85 | 5.85 | 6.874 | 2020Q3 | https://shop.regencylighting.com/lamps/led/e15a19nd30-g3-mxt.html | Regency Lighting | 2020 | Yes
LED Lighting | A-Type | TCP | True |  | General Purpose Replacement | A19 | E26 (Medium) | Damp Location Rated Damp Location Rated Home / Light Bulbs / LED / TCP - L15A19D2527K Energy Star; Durable Plastic Housing; Enclosed Fixture Rated; Damp Location Rated 15W A19 LED Lamp - Universal - 1600 Lumens - Warm White (2700K) - 80 CRI - 25000 Hours - E26 (Medium) - 120 to 130V TCP - L15A19D2527K | 2700 | 83 | 1600 | 106.6667 | 25000 | 15 | 1 | 7.21 | 7.21 | 8.472 | 2020Q3 | https://shop.regencylighting.com/lamps/led/l15a19d2527k-tcp.html | Regency Lighting | 2020 | Yes
LED Lighting | Decorative | Green Creative | True |  | Other | B11 | E12 (Candelabra) | Damp Location Rated,Recessed Fixtures Damp Location Rated,Recessed Fixtures Home Bulbs Filament Light Bulbs LED Filament Bulb - 3.3W - Torpedo - 40W Equal - 300 Lumens - 2700K Warm White Back Description The Titanium series 3.3FB11DIM/927 filament torpedo candle bulb from Green Creative produces 300 lumens, consumes 3.3 watts and illuminates a warm white color temperature in 2700K. The 3.3FB11DIM/927 filament torpedo candle bulb replaces 40 watt incandescent bulbs. Moreover, the bulb has a base type E12 and is great for chandelier, general and ambient lighting. Vintage candle look fits all applications Meets CEC Title20 requirements Dimmable led filament bulb Bulb has a rate life of 15,000 hours cETLus certified and suitable for damp locations LED Filament Bulb - 3.3W - Torpedo - 40W Equal - 300 Lumens - 2700K Warm White | 2700 | 93 | 300 | 90.9091 | 15000 | 3.3 | 1 | 4.58 | 4.58 | 5.3817 | 2020Q3 | https://www.beeslighting.com/3.3FB11DIM-927 | Bee's Lighting | 2020 | Yes
LED Lighting | Decorative | Green Creative | True |  | Other | B11 | E26 (Medium) | Damp Location Rated,Not for Use in Recessed Fixtures Damp Location Rated,Not for Use in Recessed Fixtures Home Bulbs Filament Light Bulbs LED Filament Bulb - 3.3W - Torpedo - 40W Equal - 300 Lumens - 2700K Warm White - E26 Back Description The Titanium series 3.3FB11DIM/927/E26 filament torpedo candle bulb from Green Creative produces 300 lumens, consumes 3.3 watts and illuminates a warm white color temperature in 2700K. The 3.3FB11DIM/927/E26 filament torpedo candle bulb replaces 40 watt incandescent bulbs. Moreover, the bulb has a base type E26 and is great for chandelier, general and ambient lighting. Vintage candle look fits all applications Meets CEC Title20 requirements Dimmable led filament bulb Bulb has a rate life of 15,000 hours cETLus certified and suitable for damp locations LED Filament Bulb - 3.3W - Torpedo - 40W Equal - 300 Lumens - 2700K Warm White - E26 | 2700 | 91 | 300 | 90.9091 | 15000 | 3.3 | 1 | 4.58 | 4.58 | 5.3817 | 2020Q3 | https://www.beeslighting.com/3.3FB11DIM-927-E26 | Bee's Lighting | 2020 | Yes
LED Lighting | Decorative | Green Creative | True |  | Globe | G25 | E26 (Medium) | Damp Location Rated,Not for Use in Recessed Fixtures Damp Location Rated,Not for Use in Recessed Fixtures Home Bulbs Filament Light Bulbs LED Filament Bulb - 3.8W - G25 - 40W Equal - 350 Lumens - 2700K Warm White Back Description The Titanium series 3.8FG25DIM/927 filament globe bulb from Green Creative produces 350 lumens, consumes 3.8 watts and illuminates a warm white color temperature in 2700K. The 3.8FG25DIM/927 filament globe bulb replaces 40 watt incandescent bulbs. Moreover, the bulb has a base type E26 and is great for chandelier, general and ambient lighting. Vintage globe look fits all applications Meets CEC Title20 requirements Dimmable led filament bulb Bulb has a rate life of 15,000 hours cETLus certified and suitable for damp locations LED Filament Bulb - 3.8W - G25 - 40W Equal - 350 Lumens - 2700K Warm White | 2700 | 92 | 350 | 92.1053 | 15000 | 3.8 | 1 | 5.98 | 5.98 | 7.0267 | 2020Q3 | https://www.beeslighting.com/3.8FG25DIM-927 | Bee's Lighting | 2020 | Yes
LED Lighting | Downlight | Lithonia | True |  |  |  |  | Downlight Recessed Downlight Recessed Home Fixtures Recessed Lighting 3 in - 50W Equal - LED Direct Wire Downlight - Canless - 490 Lumens - 7W - 2700K - White Back Description The 3 in. 7 Watt 3JBK RD 27K 90CRI MW M6 Lithonia can free LED downlight is designed for remodel installation light applications. The LED canless downlight fixture replaces up to 50 watt incandescent light and provides 490 lumens with color temperature at 2700K. This all-in-one LED fixture includes an integrated junction box for direct wiring and requires no tools. It's ideal for applications in outdoor residential, hospitality, commercial and multifamily applications. 50 watt incandescent replacement can No housing required for canless LED downlight from Lithonia Round baffle white finish style trim Wide flood beam angle at > 90° LED downlight is dimmable down to 10% High quality 90 CRI LED lighting Energy efficient and near zero maintenance Secure trim retention with two side-mounted spring clips for easy installation in plaster, sheet rock, or plywood ceilings An innovative “canless” design for fast and simple installation without the need for tools ETL certified, title 24, energy star, IC and airtight rated 5 year warranty 3 in - 50W Equal - LED Direct Wire Downlight - Canless - 490 Lumens - 7W - 2700K - White | 3000 | 93 | 387 | 56.9118 | 56000 | 6.8 | 1 | 19.95 | 19.95 | 23.442 | 2020Q3 | https://www.beeslighting.com/3JBK-RD-27K-90CRI-MW-M6 | Bee's Lighting | 2020 | Yes
LED Lighting | Downlight | Lithonia | True |  |  |  |  | Downlight Recessed Downlight Recessed Home Fixtures Recessed Lighting 3 in - 50W Equal - LED Direct Wire Downlight - Canless - 500 Lumens - 7W - 3000K - White Back Description The 3 in. 7 Watt 3JBK RD 30K 90CRI MW M6 Lithonia can free LED downlight is designed for remodel installation light applications. The LED canless downlight fixture replaces up to 50 watt incandescent light and provides 500 lumens with color temperature at 3000K. This all-in-one LED fixture includes an integrated junction box for direct wiring and requires no tools. It's ideal for applications in outdoor residential, hospitality, commercial and multifamily applications. 50 watt incandescent replacement can No housing required for canless LED downlight from Lithonia Round baffle white finish style trim Wide flood beam angle at > 90° LED downlight is dimmable down to 10% High quality 90 CRI LED lighting Energy efficient and near zero maintenance Secure trim retention with two side-mounted spring clips for easy installation in plaster, sheet rock, or plywood ceilings An innovative “canless” design for fast and simple installation without the need for tools ETL certified, title 24, energy star, IC and airtight rated 5 year warranty 3 in - 50W Equal - LED Direct Wire Downlight - Canless - 500 Lumens - 7W - 3000K - White | 3000 | 93 | 387 | 56.9118 | 56000 | 6.8 | 1 | 15.96 | 15.96 | 18.7536 | 2020Q3 | https://www.beeslighting.com/3JBK-RD-30K-90CRI-MW-M6 | Bee's Lighting | 2020 | Yes
LED Lighting | Downlight | Lithonia | True |  |  |  |  | Downlight Recessed Downlight Recessed Home Fixtures Recessed Lighting 3 in - 50W Equal - LED Direct Wire Downlight - Canless - 520 Lumens - 7W - 4000K - White Back Description The 3 in. 7 Watt 3JBK RD 40K 90CRI MW M6 Lithonia can free LED downlight is designed for remodel installation light applications. The LED canless downlight fixture replaces up to 50 watt incandescent light and provides 520 lumens with color temperature at 4000K. This all-in-one LED fixture includes an integrated junction box for direct wiring and requires no tools. It's ideal for applications in outdoor residential, hospitality, commercial and multifamily applications. 50 watt incandescent replacement can No housing required for canless LED downlight from Lithonia Round baffle white finish style trim Wide flood beam angle at > 90° LED downlight is dimmable down to 10% High quality 90 CRI LED lighting Energy efficient and near zero maintenance Secure trim retention with two side-mounted spring clips for easy installation in plaster, sheet rock, or plywood ceilings An innovative “canless” design for fast and simple installation without the need for tools ETL certified, title 24, energy star, IC and airtight rated 5 year warranty 3 in - 50W Equal - LED Direct Wire Downlight - Canless - 520 Lumens - 7W - 4000K - White | 3000 | 93 | 387 | 56.9118 | 56000 | 6.8 | 1 | 19.95 | 19.95 | 23.442 | 2020Q3 | https://www.beeslighting.com/3JBK-RD-40K-90CRI-MW-M6 | Bee's Lighting | 2020 | Yes
LED Lighting | Downlight | Lithonia | True |  |  |  |  | Downlight Recessed Downlight Recessed Home Fixtures Recessed Lighting 3 in - 50W Equal - LED Direct Wire Downlight - Canless - 525 Lumens - 7W - 5000K - White Back Description The 3 in. 7 Watt 3JBK RD 50K 90CRI MW M6 Lithonia can free LED downlight is designed for remodel installation light applications. The LED canless downlight fixture replaces up to 50 watt incandescent light and provides 525 lumens with color temperature at 5000K. This all-in-one LED fixture includes an integrated junction box for direct wiring and requires no tools. It's ideal for applications in outdoor residential, hospitality, commercial and multifamily applications. 50 watt incandescent replacement can No housing required for canless LED downlight from Lithonia Round baffle white finish style trim Wide flood beam angle at > 90° LED downlight is dimmable down to 10% High quality 90 CRI LED lighting Energy efficient and near zero maintenance Secure trim retention with two side-mounted spring clips for easy installation in plaster, sheet rock, or plywood ceilings An innovative “canless” design for fast and simple installation without the need for tools ETL certified, title 24, energy star, IC and airtight rated 5 year warranty 3 in - 50W Equal - LED Direct Wire Downlight - Canless - 525 Lumens - 7W - 5000K - White | 3000 | 93 | 387 | 56.9118 | 56000 | 6.8 | 1 | 19.95 | 19.95 | 23.442 | 2020Q3 | https://www.beeslighting.com/3JBK-RD-50K-90CRI-MW-M6 | Bee's Lighting | 2020 | Yes
LED Lighting | Decorative | Green Creative | True |  | Globe | G25 | E26 (Medium) | Damp Location Rated Damp Location Rated Home Bulbs Filament Light Bulbs LED Filament Bulb - 4.5W - G25 - 40W Equal - 400 Lumens - 2700K Warm White Back Description The Titanium series 4.5FG25DIM/827/SB filament globe bulb from Green Creative produces 400 lumens, consumes 4.5 watts and illuminates a warm white color temperature in 2700K. The 4.5FG25DIM/827/SB filament globe bulb replaces 40 watt incandescent bulbs. Moreover, the bulb has a base type E26 and is great for chandelier, general and ambient lighting. Silver bowl redirects light - prevents glare Micro-designed driver - No heatsink required Dimmable led filament bulb Bulb has a rate life of 25,000 hours cULus certified and suitable for damp locations LED Filament Bulb - 4.5W - G25 - 40W Equal - 400 Lumens - 2700K Warm White | 2700 | 82 | 450 | 100 | 15000 | 4.5 | 1 | 9.98 | 9.98 | 11.7269 | 2020Q3 | https://www.beeslighting.com/4.5FG25DIM-827-SB | Bee's Lighting | 2020 | Yes
LED Lighting | Reflector | Maxim Lighting | True |  | Reflector (Flood/Spot) | R20 | E26 (Medium) | Damp Location Rated,Recessed Fixtures Damp Location Rated,Recessed Fixtures Home Fixtures Outdoor Lighting Outdoor Wall Lights Knob Hill VX - 14 in. - Outdoor Wall Lantern - Brass finish Back Description Maxim Lighting's Knob Hill VX Collection is made with Vivex, a material twice the strength of resin, is non-corrosive, UV resistant and backed with a 5-Year Limited Warranty. Knob Ill VX features our Sienna finish and Seedy glass. Knob Hill VX - 14 in. - Outdoor Wall Lantern - Brass finish | 2700 | 83 | 525 | 87.5 | 25000 | 6 | 1 | 133.2 | 133.2 | 156.5151 | 2020Q3 | https://www.beeslighting.com/40462CDSE | Bee's Lighting | 2020 | No
LED Lighting | Downlight | Kichler Lighting | True |  |  |  |  | Downlight Surface Mount Downlight Surface Mount Home Fixtures Flush Mount Lighting Zeo - 7 in. - LED Round Disk Light - 820 Lumens - 3000K - White Finish Back Description When there's no room for shadows or dark spots, you can count on Kichler's 7 inch Zeo 3000K LED to deliver the optimal lighting performance you need. Utilizing edgelit technology, Zeo's optical diffuser completely fills with light, assuring maximum light distribution with no dark edges. This downlight features a round shape and White finish. Perfect for ambient or task lighting in residential or light commercial spaces. Zeo - 7 in. - LED Round Disk Light - 820 Lumens - 3000K - White Finish | 4000 | 92 | 820 | 56.5517 | 50000 | 14.5 | 1 | 53.95 | 53.95 | 63.3933 | 2020Q3 | https://www.beeslighting.com/44244WHLED30 | Bee's Lighting | 2020 | Yes
LED Lighting | Downlight | Kichler Lighting | True |  |  |  |  | Downlight Surface Mount Downlight Surface Mount Home Fixtures Flush Mount Lighting Zeo - 7 in. - LED Square Flush Mount Light - 820 Lumens - 3000K - White Finish Back Description When there's no room for shadows or dark spots, you can count on Kichler's 7 inch Zeo 3000K LED to deliver the optimal lighting performance you need. Utilizing edgelit technology, Zeo's optical diffuser completely fills with light, assuring maximum light distribution with no dark edges. This downlight features a square shape and White finish. Perfect for ambient or task lighting in residential or light commercial spaces. Zeo - 7 in. - LED Square Flush Mount Light - 820 Lumens - 3000K - White Finish | 4000 | 92 | 820 | 56.5517 | 50000 | 14.5 | 1 | 53.95 | 53.95 | 63.3933 | 2020Q3 | https://www.beeslighting.com/44245WHLED30 | Bee's Lighting | 2020 | Yes
LED Lighting | Downlight | Kichler Lighting | True |  |  |  |  | Downlight Surface Mount Downlight Surface Mount Home Fixtures Flush Mount Lighting Zeo - 10 in. - LED Round Disk Light - 1100 Lumens - 3000K - White Finish Back Description When there's no room for shadows or dark spots, you can count on Kichler's 10 inch Zeo 3000K LED to deliver the optimal lighting performance you need. Utilizing edgelit technology, Zeo's optical diffuser completely fills with light, assuring maximum light distribution with no dark edges. This ceiling light features a round shape and White finish. Perfect for ambient or task lighting in residential or light commercial spaces. Zeo - 10 in. - LED Round Disk Light - 1100 Lumens - 3000K - White Finish | 4000 | 93 | 1100 | 59.4595 | 50000 | 18.5 | 1 | 74.95 | 74.95 | 88.0691 | 2020Q3 | https://www.beeslighting.com/44246WHLED30 | Bee's Lighting | 2020 | Yes
LED Lighting | Downlight | Kichler Lighting | True |  |  |  |  | Downlight Surface Mount Downlight Surface Mount Home Fixtures Flush Mount Lighting Zeo - 10 in. - LED Square Flush Mount Light - 1100 Lumens - 3000K - White Finish Back Description When there's no room for shadows or dark spots, you can count on Kichler's 10 inch Zeo 3000K LED to deliver the optimal lighting performance you need. Utilizing edgelit technology, Zeo's optical diffuser completely fills with light, assuring maximum light distribution with no dark edges. This ceiling light features a square shape and White finish. Perfect for ambient or task lighting in residential or light commercial spaces. Zeo - 10 in. - LED Square Flush Mount Light - 1100 Lumens - 3000K - White Finish | 4000 | 92 | 1100 | 59.4595 | 50000 | 18.5 | 1 | 74.95 | 74.95 | 88.0691 | 2020Q3 | https://www.beeslighting.com/44247WHLED30 | Bee's Lighting | 2020 | Yes
LED Lighting | Downlight | Kichler Lighting | True |  |  |  |  | Downlight Surface Mount Downlight Surface Mount Home Fixtures Flush Mount Lighting Zeo - 13 in. - LED Round Disk Light - 1500 Lumens - 3000K - White Finish Back Description When there's no room for shadows or dark spots, you can count on Kichler's 13 inch Zeo 3000K LED to deliver the optimal lighting performance you need. Utilizing edgelit technology, Zeo's optical diffuser completely fills with light, assuring maximum light distribution with no dark edges. This ceiling light features a round shape and White finish. Perfect for ambient or task lighting in residential or light commercial spaces Zeo - 13 in. - LED Round Disk Light - 1500 Lumens - 3000K - White Finish | 4000 | 92 | 1500 | 62.5 | 50000 | 24 | 1 | 104.95 | 104.95 | 123.3203 | 2020Q3 | https://www.beeslighting.com/44248WHLED30 | Bee's Lighting | 2020 | Yes
LED Lighting | Downlight | Green Creative | [5 empty] | Downlight Recessed Downlight Recessed Home Fixtures Commercial Lighting Commercial Downlights 9in - Commercial LED Retrofit Downlight - 45W - 2700K Back Description This INNOFIT SERIES 9.5” Commercial Downlight has been designed and engineered for retrofit or new construction installation.This downlight features adjustable lumen output for three distinct lumen levels equivalent to various CFL lamp combinations.The CDL is universally compatible in existing architectural and commercial housings and features easy-fit installation with adjustable spring-action housing clips.Simply install this retrofit solution and turn ON the savings. For retrofit or new construction installation ENERGY STAR certified Adjustable lumen output - 3 defined light levels Universally compatible with 9.5'' housings Easy-fit installation Universal voltage 120-277V Comfortable diffused light UL Listed & UL Classified 9in - Commercial LED Retrofit Downlight - 45W - 2700K | 2700 | 82 | 2975 | 66.1111 | 40000 | 45 | 1 | 116.98 | 116.98 | 137.456 | 2020Q3 | https://www.beeslighting.com/45CDLA9.5-827-277V | Bee's Lighting | 2020 | Yes
LED Lighting | Downlight | Green Creative | [5 empty] | Downlight Recessed Downlight Recessed Home Fixtures Commercial Lighting Commercial Downlights 9in - Commercial LED Retrofit Downlight - 45W - 3000K Back Description This INNOFIT SERIES 9.5” Commercial Downlight has been designed and engineered for retrofit or new construction installation.This downlight features adjustable lumen output for three distinct lumen levels equivalent to various CFL lamp combinations.The CDL is universally compatible in existing architectural and commercial housings and features easy-fit installation with adjustable spring-action housing clips.Simply install this retrofit solution and turn ON the savings. For retrofit or new construction installation ENERGY STAR certified Adjustable lumen output - 3 defined light levels Universally compatible with 9.5'' housings Easy-fit installation Universal voltage 120-277V Comfortable diffused light UL Listed & UL Classified 9in - Commercial LED Retrofit Downlight - 45W - 3000K | 3000 | 83 | 3200 | 71.1111 | 40000 | 45 | 1 | 116.98 | 116.98 | 137.456 | 2020Q3 | https://www.beeslighting.com/45CDLA9.5-830-277V | Bee's Lighting | 2020 | Yes
LED Lighting | Downlight | Green Creative | [5 empty] | Downlight Recessed Downlight Recessed Home Fixtures Commercial Lighting Commercial Downlights 9in - Commercial LED Retrofit Downlight - 45W - 3500K Back Description This INNOFIT SERIES 9.5” Commercial Downlight has been designed and engineered for retrofit or new construction installation.This downlight features adjustable lumen output for three distinct lumen levels equivalent to various CFL lamp combinations.The CDL is universally compatible in existing architectural and commercial housings and features easy-fit installation with adjustable spring-action housing clips.Simply install this retrofit solution and turn ON the savings. For retrofit or new construction installation ENERGY STAR certified Adjustable lumen output - 3 defined light levels Universally compatible with 9.5'' housings Easy-fit installation Universal voltage 120-277V Comfortable diffused light UL Listed & UL Classified 9in - Commercial LED Retrofit Downlight - 45W - 3500K | 3500 | 83 | 3200 | 71.1111 | 40000 | 45 | 1 | 116.98 | 116.98 | 137.456 | 2020Q3 | https://www.beeslighting.com/45CDLA9.5-835-277V | Bee's Lighting | 2020 | Yes
LED Lighting | Downlight | Green Creative | [5 empty] | Downlight Recessed Downlight Recessed Home Fixtures Commercial Lighting Commercial Downlights 9in - Commercial LED Retrofit Downlight - 45W - 4000K Back Description This INNOFIT SERIES 9.5” Commercial Downlight has been designed and engineered for retrofit or new construction installation.This downlight features adjustable lumen output for three distinct lumen levels equivalent to various CFL lamp combinations.The CDL is universally compatible in existing architectural and commercial housings and features easy-fit installation with adjustable spring-action housing clips.Simply install this retrofit solution and turn ON the savings. For retrofit or new construction installation ENERGY STAR certified Adjustable lumen output - 3 defined light levels Universally compatible with 9.5'' housings Easy-fit installation Universal voltage 120-277V Comfortable diffused light UL Listed & UL Classified 9in - Commercial LED Retrofit Downlight - 45W - 4000K | 4000 | 86 | 3200 | 71.1111 | 40000 | 45 | 1 | 116.98 | 116.98 | 137.456 | 2020Q3 | https://www.beeslighting.com/45CDLA9.5-840-277V | Bee's Lighting | 2020 | Yes
LED Lighting | Downlight | Lithonia | True |  |  |  |  | Downlight Recessed Downlight Recessed Home Fixtures Recessed Lighting 4 in - 65W Equal - LED Retrofit Downlight - 700 Lumens - 10W - 3000K - White Back Description The 90 CRI Lithonia E series LED downlight 4BEMW LED 30K 90CRI M6 is a 4-inch recessed can light that replaces a 65-watt incandescent bulb. This Lithonia LED downlight consumes only 10 watts and produces 700 lumens and 3000K warm white color temperature. The baffled white trim comes with snap-on clips and 2-pin base with E26 adapter for easy mounting on new construction and remodel housings. Lithonia LED downlights are energy efficient for indoor and outdoor soffit lighting. 65W incandescent equal Round shape with baffle trim and white finish Standard 2-pin base with E26 adapter included Dimmable down to 10% 45° beam angle Energy Star and Title 24 rated 4 in - 65W Equal - LED Retrofit Downlight - 700 Lumens - 10W - 3000K - White | 2700 | 90 | 650 | 66.3265 | 54000 | 9.8 | 1 | 13.25 | 13.25 | 15.5693 | 2020Q3 | https://www.beeslighting.com/4BEMW-LED-30K-90CRI-M6 | Bee's Lighting | 2020 | Yes
LED Lighting | Downlight | Lithonia | True |  |  |  |  | Downlight Solid State Retrofit Downlight Solid State Retrofit Home Fixtures Recessed Lighting 4 in - 65W Equal - LED Retrofit Downlight - 570 Lumens - 10W - 3000K - White Back Description The E Series LED Recessed Module gives you optimized value and performance you can trust. E Series combines dependable performance and low cost with the virtually maintenance-free, energy-saving benefits of 35,000 hour-life LED. Ideal for both retrofitting and new construction in a variety of residential and light commercial settings such as multifamily residences, retail shops and offices. General lighting for retrofit into existing downlight cans or new construction and remodel applications. 4 in - 65W Equal - LED Retrofit Downlight - 570 Lumens - 10W - 3000K - White | 3000 | 82 | 570 | 57 | 35000 | 10 | 1 | 16.79 | 16.79 | 19.7289 | 2020Q3 | https://www.beeslighting.com/4BEMW-LED-30K-M6 | Bee's Lighting | 2020 | Yes
LED Lighting | Downlight | Lithonia | True |  |  |  |  | Downlight Solid State Retrofit Downlight Solid State Retrofit Home Fixtures Recessed Lighting 4 in - 65W Equal - LED Retrofit Downlight - 700 Lumens - 10W - 5000K - White Back Description The 90 CRI Lithonia E series LED downlight 4BEMW LED 50K 90CRI M6 is a 4-inch recessed can light that replaces a 65-watt incandescent bulb. This Lithonia LED downlight consumes only 10 watts and produces 700 lumens and 5000K cool white color temperature. The baffled white trim comes with snap-on clips and 2-pin base with E26 adapter for easy mounting on new construction and remodel housings. Lithonia LED downlights are energy efficient for indoor and outdoor soffit lighting. 65W incandescent equal Round shape with baffle trim and white finish Standard 2-pin base with E26 adapter included Dimmable down to 10% 45° beam angle Energy Star and Title 24 rated 4 in - 65W Equal - LED Retrofit Downlight - 700 Lumens - 10W - 5000K - White | 5000 | 82 | 650 | 65 | 35000 | 10 | 1 | 13.25 | 13.25 | 15.5693 | 2020Q3 | https://www.beeslighting.com/4BEMW-LED-50K-90CRI-M6 | Bee's Lighting | 2020 | Yes
LED Lighting | Downlight | Lithonia | True |  |  |  |  | Downlight Recessed Downlight Recessed Home Fixtures Recessed Lighting 4 in - 65W Equal - LED Direct Wire Downlight - Canless - 595 Lumens - 8W - 2700K - White Back Description This 4 Inch 8 Watt 4JBK ADJ 27K 90CRI MW M6 Lithonia can free LED downlight is designed for remodel installation light applications. The LED canless downlight fixture replaces up to 65 watt incandescent light and provides 595 lumens with color temperatures at 2700K. This all-in-one LED fixture includes an integrated junction box for direct wiring and requires no tools. It's ideal for applications in outdoor residential, hospitality, commercial and multifamily applications. 65 watt incandescent replacement No housing required Round adjustable gimbal with 180 degrees of rotation 120V voltage input 35 degrees of adjustable tilt in both directions Diffused lens provides even light distribution for general illumination Offers 595 lumens and uses 8.2 energy watts with color temperature 2700K Operates at 120 volts and is Energy Star listed Provides color rendering at a CRI of 90 Energy saving technology to last approximately 50,000 hours Matte white trim Dimming down to 10% Wide flood beam angle at >90° ETL listed, Title 24, Energy Star certified Warranty is 5 Years 4 in - 65W Equal - LED Direct Wire Downlight - Canless - 595 Lumens - 8W - 2700K - White | 3000 | 93 | 495 | 55 | 60000 | 9 | 1 | 25 | 25 | 29.376 | 2020Q3 | https://www.beeslighting.com/4JBK-ADJ-27K-90CRI-MW-M6 | Bee's Lighting | 2020 | Yes
LED Lighting | Downlight | Lithonia | True |  |  |  |  | Downlight Recessed Downlight Recessed Home Fixtures Recessed Lighting 4 in - 65W Equal - LED Direct Wire Downlight - Canless - 635 Lumens - 8W - 4000K - White Back Description The 4 in. 8 Watt 4JBK ADJ 40K 90CRI MW M6 Lithonia can free LED downlight is designed for remodel installation light applications. The LED canless downlight fixture replaces up to 65 watt incandescent light and provides 635 lumens with color temperature at 4000K. This all-in-one LED fixture includes an integrated junction box for direct wiring and requires no tools. It's ideal for applications in outdoor residential, hospitality, commercial and multifamily applications. 65 watt incandescent replacement can No housing required for canless LED downlight from Lithonia Round gimbal white finish style trim Wide flood beam angle at > 90° LED downlight is dimmable down to 10% High quality 90 CRI LED lighting Energy efficient and near zero maintenance Secure trim retention with two side-mounted spring clips for easy installation in plaster, sheet rock, or plywood ceilings An innovative “canless” design for fast and simple installation without the need for tools ETL certified, title 24, energy star, IC and airtight rated 5 year warranty 4 in - 65W Equal - LED Direct Wire Downlight - Canless - 635 Lumens - 8W - 4000K - White | 3000 | 93 | 495 | 55 | 60000 | 9 | 1 | 25 | 25 | 29.376 | 2020Q3 | https://www.beeslighting.com/4JBK-ADJ-40K-90CRI-MW-M6 | Bee's Lighting | 2020 | Yes
LED Lighting | Decorative | Green Creative | True |  | Decorative | B10 | E26 (Medium) | Damp Location Rated Damp Location Rated Home Bulbs Decorative Light Bulbs LED - 5.5W - Clear Straight Tip Torpedo - 60W Equal - 500 Lumens - 2700K Warm White - Medium Base Back Description These TITANIUM LED SERIES candles have been designed and engineered for demanding commercial decorative applications. With only 5.5W they offer the same light output as a 60W incandescent source and last 25 times longer. Their innovative crown lens creates a unique sparkling effect, and with 230 degrees of omnidirectional lighting, they are an ideal energy efficient alternative to incandescent light sources. 60W incandescent replacement ENERGY STAR certified High efficacy 91 LPW Innovative crown lens Omnidirectional light distribution (230º) Compact heat sink blends in with fixtures Dimmable with most existing fixtures 2700K CCT 25 000 hr lifetime LED - 5.5W - Clear Straight Tip Torpedo - 60W Equal - 500 Lumens - 2700K Warm White - Medium Base | 2700 | 81 | 500 | 89.2857 | 25000 | 5.6 | 1 | 8.22 | 8.22 | 9.6588 | 2020Q3 | https://www.beeslighting.com/5.5B11DIM-827-E26 | Bee's Lighting | 2020 | Yes
LED Lighting | Downlight | Access Lighting | True |  |  |  |  | Downlight Recessed Downlight Recessed Home Fixtures Vanity Lights Odyssey - 31 in. - Vanity Light - 1280 Lumens - Silver finish Back Description This Access Lighting Odyssey Series 52020-BS Cylinder¦Linear Sconce Fixtures is 1280 Lumens and 2900K Color Temperature, and Silver finish with Metal material.The 52020-BS is ideal for your home decoration. Access Lighting provides a large selection of light fixtures. Odyssey - 31 in. - Vanity Light - 1280 Lumens - Silver finish | 2700 | 81 | 979 | 80.9091 | 50000 | 12.1 | 1 | 48.5 | 48.5 | 56.9894 | 2020Q3 | https://www.beeslighting.com/52020-BS | Bee's Lighting | 2020 | Yes
LED Lighting | Downlight | Kichler Lighting | [5 empty] | Downlight Recessed Downlight Recessed Home Fixtures Chandeliers Trentino - 26 in. - 5 Lights - Chandelier - Brushed Brass Finish Back Description With Trentino, sleek metal cylinders are designed to maximize light distribution – while they make a striking mid-century modern impression. Each canister features a white interior, creating stark contrast and a robust lighting effect. Trentino - 26 in. - 5 Lights - Chandelier - Brushed Brass Finish | 2700 | 82 | 430 | 61.4286 | 50000 | 7 | 1 | 499.99 | 499.99 | 587.5076 | 2020Q3 | https://www.beeslighting.com/52160NBR | Bee's Lighting | 2020 | Yes
LED Lighting | Downlight | Maxim Lighting | True |  |  |  |  | Downlight Surface Mount Downlight Surface Mount Home Fixtures Flush Mount Lighting Wafer - 5 in. - LED Round Disk Light - 700 Lumens - 3000K - Bronze Finish Back Description , Maxim Lighting provides a large selection of light fixtures Wafer - 5 in. - LED Round Disk Light - 700 Lumens - 3000K - Bronze Finish | 3000 | 93 | 700 | 63.6364 | 36000 | 11 | 1 | 39.6 | 39.6 | 46.5315 | 2020Q3 | https://www.beeslighting.com/57710WTBZ | Bee's Lighting | 2020 | Yes
LED Lighting | Downlight | Maxim Lighting | True |  |  |  |  | Downlight Recessed Downlight Recessed Home Fixtures Flush Mount Lighting Wafer - 5 in. - LED Round Disk Light - 660 Lumens - 3000K - White Finish Back Description Westlake is a transitional style from Maxim Lighting International in Black, Rust Patina, Empire Bronze, or White finish. Wafer - 5 in. - LED Round Disk Light - 660 Lumens - 3000K - White Finish | 3000 | 94 | 570 | 57 | 50000 | 10 | 1 | 50.4 | 50.4 | 59.2219 | 2020Q3 | https://www.beeslighting.com/57711WTWT | Bee's Lighting | 2020 | Yes
LED Lighting | Downlight | Maxim Lighting | True |  |  |  |  | Downlight Recessed Downlight Recessed Home Fixtures Flush Mount Lighting Wafer - 7 in. - LED Round Disk Light - 950 Lumens - 3000K - White Finish Back Description Westlake is a transitional style from Maxim Lighting International in Black, Rust Patina, Empire Bronze, or White finish. Wafer - 7 in. - LED Round Disk Light - 950 Lumens - 3000K - White Finish | 3000 | 94 | 900 | 60 | 50000 | 15 | 1 | 54 | 54 | 63.4521 | 2020Q3 | https://www.beeslighting.com/57713WTWT | Bee's Lighting | 2020 | Yes
LED Lighting | Downlight | Maxim Lighting | True |  |  |  |  | Downlight Surface Mount Downlight Surface Mount Home Fixtures Flush Mount Lighting Wafer - 10 in. - LED Round Disk Light - 950 Lumens - 3000K - Bronze Finish Back Description Westlake is a transitional style from Maxim Lighting International in Black, Rust Patina, Empire Bronze, or White finish. Wafer - 10 in. - LED Round Disk Light - 950 Lumens - 3000K - Bronze Finish | 3000 | 93 | 1200 | 60 | 36000 | 20 | 1 | 59.4 | 59.4 | 69.7973 | 2020Q3 | https://www.beeslighting.com/57714WTBZ | Bee's Lighting | 2020 | Yes
LED Lighting | Downlight | Maxim Lighting | True |  |  |  |  | Downlight Surface Mount Downlight Surface Mount Home Fixtures Flush Mount Lighting Wafer - 5 in. - LED Square Disk Light - 700 Lumens - 30000K - Bronze Finish Back Description High tech LED modules are encased in die-cast housings finished in Polished Chrome. They support Frost glass cylinders with a Clear reveal on both ends. This classic design is a staple for contemporary pendants. Available in three sizes., Maxim Lighting provides a large selection of light fixtures Wafer - 5 in. - LED Square Disk Light - 700 Lumens - 30000K - Bronze Finish | 3000 | 91 | 600 | 60 | 40000 | 10 | 1 | 44 | 44 | 51.7017 | 2020Q3 | https://www.beeslighting.com/57720WTBZ | Bee's Lighting | 2020 | Yes
LED Lighting | Downlight | Maxim Lighting | True |  |  |  |  | Downlight Surface Mount Downlight Surface Mount Home Fixtures Flush Mount Lighting Wafer - 6 in. - LED Square Disk Light- 1050 Lumens - 3000K - Bronze Finish Back Description Wafer was designed for the discriminate consumer who wants the low profile look of recessed without the high cost. Manufactured of die cast aluminum, Wafer brings ultimate heat dissipation to its edge lit technology. Edge lighting gives very even light distribution while dispersing heat over a larger area. The result of this is longer LED life and better light diffusion., Maxim Lighting provides a large selection of light fixtures Wafer - 6 in. - LED Square Disk Light- 1050 Lumens - 3000K - Bronze Finish | 3000 | 91 | 900 | 60 | 40000 | 15 | 1 | 46.8 | 46.8 | 54.9918 | 2020Q3 | https://www.beeslighting.com/57722WTBZ | Bee's Lighting | 2020 | Yes
LED Lighting | Downlight | Maxim Lighting | True |  |  |  |  | Downlight Surface Mount Downlight Surface Mount Home Fixtures Flush Mount Lighting Wafer - 9 in. - LED Square Disk Light- 1400 Lumens - 3000K - Bronze Finish Back Description Wafer was designed for the discriminate consumer who wants the low profile look of recessed without the high cost. Manufactured of die cast aluminum, Wafer brings ultimate heat dissipation to its edge lit technology. Edge lighting gives very even light distribution while dispersing heat over a larger area. The result of this is longer LED life and better light diffusion., Maxim Lighting provides a large selection of light fixtures Wafer - 9 in. - LED Square Disk Light- 1400 Lumens - 3000K - Bronze Finish | 3000 | 91 | 1200 | 60 | 40000 | 20 | 1 | 63 | 63 | 74.0274 | 2020Q3 | https://www.beeslighting.com/57724WTBZ | Bee's Lighting | 2020 | Yes
LED Lighting | Downlight | Maxim Lighting | True |  |  |  |  | Downlight Surface Mount Downlight Surface Mount Home Fixtures Flush Mount Lighting Wafer - 15 in. - LED Round Disk Light - 2500 Lumens - 3000K - Bronze Finish Back Description A transitional look that works in a broad range of interiors featuring metal frames finished in either Oiled Rubbed Bronze for the traditional home or Satin Nickel for a more contemporary look. Simple Frost glass shades compliment the overall design., Maxim Lighting provides a large selection of light fixtures Wafer - 15 in. - LED Round Disk Light - 2500 Lumens - 3000K - Bronze Finish | 3000 | 93 | 2262 | 65.5652 | 50000 | 34.5 | 1 | 115.2 | 115.2 | 135.3645 | 2020Q3 | https://www.beeslighting.com/57736WTBZ | Bee's Lighting | 2020 | Yes
LED Lighting | Downlight | Maxim Lighting | True |  |  |  |  | Downlight Surface Mount Downlight Surface Mount Home Fixtures Flush Mount Lighting Wafer - 15 in. - LED Square Disk Light- 2500 Lumens - 3000K - Bronze Finish Back Description Wafer was designed for the discriminate consumer who wants the low profile look of recessed without the high cost. Manufactured of die cast aluminum, Wafer brings ultimate heat dissipation to its edge lit technology. Edge lighting gives very even light distribution while dispersing heat over a larger area. The result of this is longer LED life and better light diffusion., Maxim Lighting provides a large selection of light fixtures Wafer - 15 in. - LED Square Disk Light- 2500 Lumens - 3000K - Bronze Finish | 3000 | 93 | 2368 | 68.8372 | 50000 | 34.4 | 1 | 124.2 | 124.2 | 145.9398 | 2020Q3 | https://www.beeslighting.com/57738WTBZ | Bee's Lighting | 2020 | Yes
LED Lighting | Decorative | Green Creative | True |  | Other | B11 | E12 (Candelabra) | Damp Location Rated,Not for Use in Recessed Fixtures Damp Location Rated,Not for Use in Recessed Fixtures Home Bulbs Filament Light Bulbs LED Filament Bulb - 5W - Torpedo - 60W Equal - 500 Lumens - 2700K Warm White Back Description Theseries 5FB11DIM/827 filament torpedo candle bulb from Green Creative produces 500 lumens, consumes 5 watts and illuminates a warm white color temperature in 2700K. The 5FB11DIM/827 filament torpedo candle bulb replaces 60 watt incandescent bulbs. Moreover, the bulb has a base type E12 and is great for chandelier, general and ambient lighting. Vintage candle look fits all decorative applications Micro-designed driver - No heatsink required Dimmable led filament bulb Bulb has a rate life of 15,000 hours cETLus certified and Energy star LED Filament Bulb - 5W - Torpedo - 60W Equal - 500 Lumens - 2700K Warm White | 2700 | 84 | 500 | 100 | 15000 | 5 | 1 | 4.68 | 4.68 | 5.4992 | 2020Q3 | https://www.beeslighting.com/5FB11DIM-827 | Bee's Lighting | 2020 | Yes
LED Lighting | Decorative | Green Creative | True |  | Other | B11 | E12 (Candelabra) | Damp Location Rated,Not for Use in Recessed Fixtures Damp Location Rated,Not for Use in Recessed Fixtures Home Bulbs Filament Light Bulbs LED Filament Bulb - 5W - Torpedo - 60W Equal - 500 Lumens - 2700K Warm White - E26 Back Description Theseries 5FB11DIM/827/E26 filament torpedo candle bulb from Green Creative produces 500 lumens, consumes 5 watts and illuminates a Warm White color temperature in 2700K. The 5FB11DIM/827/E26 filament torpedo candle bulb replaces 60 watt incandescent bulbs. Moreover, the bulb has a base type E26 and is great for chandelier, general and ambient lighting. Vintage candle look fits all decorative applications Micro-designed driver - No heatsink required Dimmable led filament bulb Bulb has a rate life of 15,000 hours cETLus certified and Energy star LED Filament Bulb - 5W - Torpedo - 60W Equal - 500 Lumens - 2700K Warm White - E26 | 2700 | 84 | 500 | 100 | 15000 | 5 | 1 | 4.68 | 4.68 | 5.4992 | 2020Q3 | https://www.beeslighting.com/5FB11DIM-827-E26 | Bee's Lighting | 2020 | Yes
LED Lighting | Decorative | Green Creative | True |  | Globe | G40 | E26 (Medium) | Damp Location Rated,Not for Use in Recessed Fixtures Damp Location Rated,Not for Use in Recessed Fixtures Home Bulbs Filament Light Bulbs LED Filament Bulb - 5W - G40 - 40W Equal - 470 Lumens - 2700K Warm White Back Description The Titanium series 5FG40DIM/827 filament globe bulb from Green Creative produces 470 lumens, consumes 5 watts and illuminates a warm white color temperature in 2700K. The 5FG40DIM/827 filament globe bulb replaces 40 watt incandescent bulbs. Moreover, the bulb has a base type E26 and is great for chandelier, general and ambient lighting. Vintage globe look fits all applications Micro-designed driver - No heatsink required Dimmable led filament bulb Bulb has a rate life of 15,000 hours cULus certified, Energy Star and suitable for damp locations LED Filament Bulb - 5W - G40 - 40W Equal - 470 Lumens - 2700K Warm White | 2700 | 82 | 470 | 94 | 15000 | 5 | 1 | 9.98 | 9.98 | 11.7269 | 2020Q3 | https://www.beeslighting.com/5FG40DIM-827 | Bee's Lighting | 2020 | Yes
LED Lighting | Downlight | Satco | True |  |  |  |  | Downlight Surface Mount Downlight Surface Mount Home Fixtures Flush Mount Lighting Blink Luxe - 13 in. - LED Disk Lights - 1600 Lumens - 3000K - White Finish Back Description The Satco 62-1515 is a 12.8 Inches LED Ceiling Light Flush Mount Light with White finish features a Contemporary style Flush Mount fixture . This light provides 1600 lumens with warm white color temperature at 3000K. LED fixtures are more energy efficient and last much longer than traditional versions. Offers 1600 lumens and uses 26 energy watts with warm white color temperature 3000K. Operates at 120-277V volts Blink Luxe - 13 in. - LED Disk Lights - 1600 Lumens - 3000K - White Finish | 3000 | 91 | 1600 | 61.5385 | 50000 | 26 | 1 | 90 | 90 | 105.7535 | 2020Q3 | https://www.beeslighting.com/62-1515 | Bee's Lighting | 2020 | Yes
LED Lighting | Downlight | Satco | True |  |  |  |  | Downlight Surface Mount Downlight Surface Mount Home Fixtures Flush Mount Lighting Blink Luxe - 13 in. - LED Disk Lights - 1600 Lumens - 3000K - White Finish Back Description The Satco 62-1515 is a 12.8 Inches LED Ceiling Light Flush Mount Light with White finish features a Contemporary style Flush Mount fixture . This light provides 1600 lumens with warm white color temperature at 3000K. LED fixtures are more energy efficient and last much longer than traditional versions. Offers 1600 lumens and uses 26 energy watts with warm white color temperature 3000K. Operates at 120-277V volts Blink Luxe - 13 in. - LED Disk Lights - 1600 Lumens - 3000K - White Finish | 3000 | 91 | 1600 | 61.5385 | 50000 | 26 | 1 | 90 | 90 | 105.7535 | 2020Q3 | https://www.beeslighting.com/62-1519 | Bee's Lighting | 2020 | Yes
LED Lighting | Downlight | Satco | True |  |  |  |  | Downlight Surface Mount Downlight Surface Mount Home Fixtures Flush Mount Lighting Blink Luxe - 17 in. - LED Disk Lights - 2200 Lumens - 3000K - White Finish Back Description The Satco 62-1515 is a 12.8 Inches LED Ceiling Light Flush Mount Light with White finish features a Contemporary style Flush Mount fixture . This light provides 1600 lumens with warm white color temperature at 3000K. LED fixtures are more energy efficient and last much longer than traditional versions. Offers 1600 lumens and uses 26 energy watts with warm white color temperature 3000K. Operates at 120-277V volts Blink Luxe - 17 in. - LED Disk Lights - 2200 Lumens - 3000K - White Finish | 3000 | 91 | 2200 | 69.8413 | 50000 | 31.5 | 1 | 112 | 112 | 131.6043 | 2020Q3 | https://www.beeslighting.com/62-1523 | Bee's Lighting | 2020 | Yes
LED Lighting | Downlight | Satco | True |  |  |  |  | Downlight Surface Mount Downlight Surface Mount Home Fixtures Flush Mount Lighting Blink Luxe - 17 in. - LED Disk Lights - 2200 Lumens - 3000K - White Finish Back Description The Satco 62-1515 is a 12.8 Inches LED Ceiling Light Flush Mount Light with White finish features a Contemporary style Flush Mount fixture . This light provides 1600 lumens with warm white color temperature at 3000K. LED fixtures are more energy efficient and last much longer than traditional versions. Offers 1600 lumens and uses 26 energy watts with warm white color temperature 3000K. Operates at 120-277V volts Blink Luxe - 17 in. - LED Disk Lights - 2200 Lumens - 3000K - White Finish | 3000 | 91 | 2200 | 69.8413 | 50000 | 31.5 | 1 | 112 | 112 | 131.6043 | 2020Q3 | https://www.beeslighting.com/62-1527 | Bee's Lighting | 2020 | Yes
LED Lighting | Decorative | Westinghouse | True |  | Decorative | B10 | E26 (Medium) | Damp Location Rated,Recessed Fixtures Damp Location Rated,Recessed Fixtures Home Fixtures Wall Sconces Skybridge - 11 in. - LED Armed Sconce - 450 Lumens - 2700K - iron Finish Back Description The Skybridge three-light wall fixture is characterized by the striking combination of its bold, block arms and the linear spires formed by dimmable T9 filament LED bulbs (included). This modern-industrial wall light, with its uncluttered simplicity, brings structural cleanness and interesting illumination to any space Skybridge - 11 in. - LED Armed Sconce - 450 Lumens - 2700K - iron Finish | 2700 | 92 | 325 | 65 | 25000 | 5 | 1 | 40.92 | 40.92 | 48.0826 | 2020Q3 | https://www.beeslighting.com/6350700 | Bee's Lighting | 2020 | Yes
LED Lighting | Downlight | Westinghouse | [5 empty] | Downlight Recessed Downlight Recessed Home Fixtures Vanity Lights Shore - 15 in. - Vanity Light - Steel Finish Back Description Brighten your space with the North Shore three-light wall fixture. This fixture exudes nautical charm with its lantern-style shades and rugged, weathered steel finish. The textured look of clear seeded glass pulls the look together and the visible bulbs enhance the overall character. Shore - 15 in. - Vanity Light - Steel Finish | 2700 | 92 | 575 | 63.8889 | 40000 | 9 | 1 | 86.91 | 86.91 | 102.1226 | 2020Q3 | https://www.beeslighting.com/6350900 | Bee's Lighting | 2020 | Yes
LED Lighting | Downlight | Westinghouse | [5 empty] | Downlight Recessed Downlight Recessed Home Fixtures Wall Sconces Zane - 9 in. - Armed Sconce - Matte Black Finish Back Description The Zane one-light wall fixture adds dramatic, contemporary design to powder rooms, bedrooms, dining rooms and more. Each unique facet of this design adds visual interest. Strong lines and matte black finish create a deep, dark backdrop for the soft ripple of water glass. An exposed bulb illuminates the clear glass for shimmery effect Zane - 9 in. - Armed Sconce - Matte Black Finish | 2700 | 94 | 900 | 75 | 50000 | 12 | 1 | 51.54 | 51.54 | 60.5615 | 2020Q3 | https://www.beeslighting.com/6351900 | Bee's Lighting | 2020 | Yes
LED Lighting | Reflector | Westinghouse | True |  | Reflector (Flood/Spot) | PAR20 | E26 (Medium) | Damp Location Rated,Not Rated for Recessed Fixtures Damp Location Rated,Not Rated for Recessed Fixtures Home Fixtures Flush Mount Lighting 14 in. - Flush Mount Lights - Polished Brass Finish Back Description The Westinghouse 6628200 is a 13.5 inches Flush Mount Lights with Polished Brass finish features a transitional fixture. This 120 Watts Ceiling Lights is an excellent lighting solution for indoor residential application like bathrooms, kitchens, bedrooms and more. Ceiling Flush Mount Light having a 5 Years Warranty Suitable for installation in Dry or Damp locations 14 in. - Flush Mount Lights - Polished Brass Finish | 3000 | 94 | 500 | 62.5 | 15000 | 8 | 1 | 26.75 | 26.75 | 31.4323 | 2020Q3 | https://www.beeslighting.com/6628200 | Bee's Lighting | 2020 | Yes
LED Lighting | Downlight | Westinghouse | [5 empty] | Downlight Solid State Retrofit Downlight Solid State Retrofit Home Fixtures Flush Mount Lighting 9 in. - Ceiling Puff Lights - Polished Brass Finish Back Description The Westinghouse 6660900 is a 8.88 inches Ceiling Puff Lights with Polished Brass finish features a Contemporary fixture. This 120 Watts Ceiling Lights is an excellent lighting solution for indoor residential application like bathrooms, kitchens, bedrooms and more. Ceiling Flush Mount Light having a 5 Years Warranty Suitable for installation in Dry or Damp locations 9 in. - Ceiling Puff Lights - Polished Brass Finish | 2700 | 92 | 650 | 65 | 50000 | 10 | 1 | 27.63 | 27.63 | 32.4663 | 2020Q3 | https://www.beeslighting.com/6660900 | Bee's Lighting | 2020 | Yes
LED Lighting | Reflector | Westinghouse | True |  | Reflector (Flood/Spot) | PAR20 | E26 (Medium) | Damp Location Rated,Recessed Fixtures Damp Location Rated,Recessed Fixtures Home Fixtures Outdoor Lighting Outdoor Wall Lights 8 in. - Outdoor Bulkhead Lights - White Finish Back Description With an industrial edge to its contemporary design, this one-light wall fixture is a versatile choice for basic lighting. An elongated white glass lens, protected under a thin cage, provides substantial illumination. Designed with durability in mind, this steel fixture with white finish offers a clean design that complements any exterior. Mount this fixture vertically or horizontally in your front or back entryway or by your garage door. You can also use it to create an accent for your porch, deck, patio, balcony, or side entrance. Wherever you place it, you will enjoy the fixture's bright light and versatile look. 8 in. - Outdoor Bulkhead Lights - White Finish | 2700 | 83 | 525 | 75 | 25000 | 7 | 1 | 15 | 15 | 17.6256 | 2020Q3 | https://www.beeslighting.com/6783500 | Bee's Lighting | 2020 | Yes
LED Lighting | A-Type | TCP | True |  | General Purpose Replacement | A19 | E26 (Medium) | Damp Location Rated Damp Location Rated Home / Light Bulbs / LED / TCP - L15A19D2530K Energy Star; Durable Plastic Housing; Enclosed Fixture Rated; Damp Location Rated 15W A19 LED Lamp - Universal - 1600 Lumens - Warm White (3000K) - 80 CRI - 25000 Hours - E26 (Medium) - 120 to 130V TCP - L15A19D2530K | 3000 | 83 | 1600 | 106.6667 | 25000 | 15 | 1 | 7.67 | 7.67 | 9.0125 | 2020Q3 | https://shop.regencylighting.com/lamps/led/l15a19d2530k-tcp.html | Regency Lighting | 2020 | Yes
LED Lighting | Decorative | Green Creative | True |  | Globe | G25 | E26 (Medium) | Damp Location Rated,Recessed Fixtures Damp Location Rated,Recessed Fixtures Home Bulbs Decorative Light Bulbs LED - 6W - G25 Frosted Globe - 40W Equal - 450 Lumens - 2700K Warm White - Medium Base Back Description This dimmable G25 LED bulb has been designed and engineered for demanding commercial applications and is ENERGY STAR certified. With only 6W it offers the same output as a 40W incandescent bulb and lasts 25 times longer. This omnidirectional lamp is an ideal energy efficient alternative for decorative applications. 40W incandescent replacement ENERGY STAR certified 275° omnidirectional beam angle High efficacy 75 LPW in warm white Comfortable warm diffused light Instant ON and compatible with motion sensors UL listed & FCC compliant LED - 6W - G25 Frosted Globe - 40W Equal - 450 Lumens - 2700K Warm White - Medium Base | 2700 | 82 | 450 | 75 | 25000 | 6 | 1 | 7.98 | 7.98 | 9.3768 | 2020Q3 | https://www.beeslighting.com/6G25DIM-827 | Bee's Lighting | 2020 | Yes
LED Lighting | Downlight | Lithonia | True |  |  |  |  | Downlight Recessed Downlight Recessed Home Fixtures Recessed Lighting 6 in - 65W Equal - LED Direct Wire Downlight - Canless - 845 Lumens - 11W - 4000K - White Back Description The 6 in. 11 Watt 6JBK ADJ 40K 90CRI MW M6 Lithonia can free LED downlight is designed for remodel installation light applications. The LED canless downlight fixture replaces up to 65 watt incandescent light and provides 845 lumens with color temperature at 4000K. This all-in-one LED fixture includes an integrated junction box for direct wiring and requires no tools. It's ideal for applications in outdoor residential, hospitality, commercial and multifamily applications. 65 watt incandescent replacement can No housing required for canless LED downlight from Lithonia Round gimbal white finish style trim Wide flood beam angle at > 90° LED downlight is dimmable down to 10% High quality 90 CRI LED lighting Energy efficient and near zero maintenance Secure trim retention with two side-mounted spring clips for easy installation in plaster, sheet rock, or plywood ceilings An innovative “canless” design for fast and simple installation without the need for tools ETL certified, title 24, energy star, IC and airtight rated 5 year warranty 6 in - 65W Equal - LED Direct Wire Downlight - Canless - 845 Lumens - 11W - 4000K - White | 2700 | 93 | 614 | 56.3303 | 56000 | 10.9 | 1 | 28.14 | 28.14 | 33.0656 | 2020Q3 | https://www.beeslighting.com/6JBK-ADJ-40K-90CRI-MW-M6 | Bee's Lighting | 2020 | Yes
LED Lighting | A-Type | TCP | True |  | General Purpose Replacement | A19 | E26 (Medium) | Damp Location Rated Damp Location Rated Home / Light Bulbs / LED / TCP - L15A19D2541K Energy Star; Durable Plastic Housing; Enclosed Fixture Rated; Damp Location Rated 15W A19 LED Lamp - Universal - 1600 Lumens - Cool White (4100K) - 80 CRI - 25000 Hours - E26 (Medium) - 120 to 130V TCP - L15A19D2541K | 4000 | 83 | 1600 | 106.6667 | 25000 | 15 | 1 | 7.21 | 7.21 | 8.472 | 2020Q3 | https://shop.regencylighting.com/lamps/led/l15a19d2541k-tcp.html | Regency Lighting | 2020 | Yes
LED Lighting | Reflector | SloanLED | True |  | Reflector (Flood/Spot) | PAR38 | E26 (Medium) | Damp Location Rated,Not Rated for Recessed Fixtures Damp Location Rated,Not Rated for Recessed Fixtures Home Fixtures Product Accessories SloanLED Accessories Dimmer Module - 12V Back Description SloanLED dimmer module suitable for 701507-60C1, 60W1 60 W (701507-60W1), 60W2 60 W (701507-60W2), MOD277 60 W (701507-MOD277) and MODW(E) 60 W (701507-MODW(E) For 12 VDC SloanLED products. Functions with 701843 (sold seperately) Dimmer Module - 12V | 2700 | 93 | 1200 | 70.5882 | 40000 | 17 | 1 | 153.3 | 153.3 | 180.1334 | 2020Q3 | https://www.beeslighting.com/701817 | Bee's Lighting | 2020 | No
LED Lighting | Reflector | SloanLED | True |  | Reflector (Flood/Spot) | PAR38 | E26 (Medium) | Damp Location Rated,Wet Location Rated,Not Rated for Recessed Fixtures Damp Location Rated,Wet Location Rated,Not Rated for Recessed Fixtures Home Fixtures Product Accessories SloanLED Accessories Dimmer Control Box - 12V Back Description SloanLED dimmer control box suitable for 701507-60C1, 60W1 60 W (701507-60W1), 60W2 60 W (701507-60W2), MOD277 60 W (701507-MOD277) and MODW(E) 60 W (701507-MODW(E) For 12 VDC SloanLED products. Functions with 701817 (sold seperately) Dimmer Control Box - 12V | 4000 | 94 | 1200 | 70.5882 | 40000 | 17 | 1 | 162.9 | 162.9 | 191.4138 | 2020Q3 | https://www.beeslighting.com/701843 | Bee's Lighting | 2020 | No
LED Lighting | Reflector | SloanLED | True |  | Reflector (Flood/Spot) | PAR20 | E26 (Medium) | Wet Location Rated,Recessed Fixtures Wet Location Rated,Recessed Fixtures Home Fixtures Product Accessories SloanLED Accessories LED Power Supply - 100W - IP68 - 24 VDC - 100W Back Description SloanLED - 100 Watts - IP68 - LED Power Supply - 100W - IP68 - 24 VDC • Patented end cap design for easy electrical connections and installation • Auto-resetting – No fuses to replace or circuit breaker to reset. Short circuit protection automatically resets when short condition is corrected • Simple secondary hook-ups – No minimum load or load balancing required • Modular design – Cluster with standard J-boxes to create multiple 100 W legs • Rugged and compact • Nominal input voltage 100-277 VAC, 50-60 Hz • Maximum input current 2.0 A • Power output 100 W @ 24 VDC, Class 2 output (North America only) • Location rating Dry, damp, and wet locations • Operating temperature -30° C to +60° C • Protection class IP68 • Compatibility SloanLED 24 VDC products LED Power Supply - 100W - IP68 - 24 VDC - 100W | 4000 | 95 | 500 | 71.4286 | 25000 | 7 | 1 | 70 | 70 | 82.2527 | 2020Q3 | https://www.beeslighting.com/701895-24W | Bee's Lighting | 2020 | No
LED Lighting | Reflector | Westinghouse | True |  | Reflector (Flood/Spot) | PAR16 | GU10 | Damp Location Rated,Recessed Fixtures Damp Location Rated,Recessed Fixtures Home Fixtures Ceiling Fans Alloy 42 Inch Indoor Brushed Nickel Ceiling Fan with LED Light Kit Back Description Add a contemporary touch to any room with the Alloy indoor ceiling fan, designed with a low-profile silhouette. The 42 inch ceiling fan with light features reversible blades with beech and wengue finishes to coordinate with the brushed nickel ceiling fan. This ceiling fan with LED light kit provides bright illumination perfect for living rooms, bedrooms and more. Enjoy the sleek beauty and energy-efficient Alloy LED ceiling fan. Downrod Mount Alloy 42 Inch Indoor Brushed Nickel Ceiling Fan with LED Light Kit | 3000 | 84 | 500 | 76.9231 | 25000 | 6.5 | 1 | 118.5 | 118.5 | 139.2421 | 2020Q3 | https://www.beeslighting.com/7222500_3 | Bee's Lighting | 2020 | No
LED Lighting | Reflector | Westinghouse | True |  | Reflector (Flood/Spot) | PAR30L | E26 (Medium) | Damp Location Rated,Wet Location Rated,Recessed Fixtures Damp Location Rated,Wet Location Rated,Recessed Fixtures Home Fixtures Ceiling Fans Solana 48 Inch Brushed Nickel Ceiling Fan with LED Light Kit and Remote Control Back Description Indoors ceiling fans offer true air comfort with amazing energy efficiency, they can also add a stylish accent to complement your home's décor. Choosing Solana ceiling fan can Keep your home comfortable and stylish in summer and winter, which means it is useful for both cooling and heating. The Westinghouse 7223000 Solana collection 48-inch Brushed Nickel Finish indoor ceiling fan has a clean, cutting-edge look that suits modern decors. The Westinghouse indoor ceiling fan 7223000 includes integrated opal frosted glass light fixture, this fan offers sleek, sophisticated style. The versatile Solana ceiling fan with two curvilinear wengue plywood blades, is as functional as it is fashionable. It blends beautifully in any room. For additional convenience, the Solana includes a remote control allowing you to control your fan with the touch of a finger. It comes with Three fan speeds (high/medium/low) and a reversible switch allow maximum control over your interior climate to keep you comfortable year-round. In warm weather, you can run the fan counterclockwise to stay cooler. In the winter, you can run it clockwise to recirculate warm air from the ceiling, eliminating cold spots and drafts. Westinghouse is a trusted, global brand. The westinghouse ceiling fan assortment features a wide range of modern and traditional ceiling fans, as well as sleek and powerful industrial varieties. Whether you select a new ceiling fan or a replacement ceiling fan, Bees Lighting have a great selection of Indoor ceiling fans. You can choose from different styles ,sizes, finishes and prices selection to truly match your personal style. Designed for interior use ,Contemporary Ceiling Fan Style. Brushed nickel finish complements modern design. 2-wengue blades feature plywood construction for durability- Airflow: 4,698 CFM. 4 in. down rod with 3/4 in. diameter. The Solana features a 153-by-17-millimeter silicon steel motor with triple capacitor for powerful and quiet air circulation. Ideal for rooms up to 225 square feet (15 feet by 15 feet) with standard 8-foot ceilings. Comes with convenient remote control and 9-volt battery. Can be used with a dimmer. two candelabra-base 60-watt G16-1/2 light bulbs. Lifetime warranty on motor. Two-year warranty on all other parts. ETL Listed. Downrod Mount Solana 48 Inch Brushed Nickel Ceiling Fan with LED Light Kit and Remote Control | 3000 | 83 | 800 | 80 | 15000 | 10 | 1 | 205 | 205 | 240.8829 | 2020Q3 | https://www.beeslighting.com/7223000 | Bee's Lighting | 2020 | No
LED Lighting | Reflector | Westinghouse | True |  | Reflector (Flood/Spot) | PAR38 | E26 (Medium) | Damp Location Rated,Recessed Fixtures Damp Location Rated,Recessed Fixtures Home Fixtures Ceiling Fans Wengue 30 Inch Indoor Chrome Ceiling Fan with LED Light Kit Back Description The Westinghouse 7224100 Wengue ceiling fan has a sleek chrome finish and integrated opal frosted glass fixture that beguiles with ambient. The 7224100 features three reversible wengue/beech blades that make it easy to match your decor and add some allure to your home's interior. As capable as it is stylish, the Wengue relies on a silicon steel motor with dual capacitor to provide powerful, quiet circulation. Three fan speeds and a reversible switch help keep you comfortable year-round. In warm weather, run the fan counterclockwise to stay cool. In cold weather, run it clockwise to recirculate warm air from the ceiling, eliminating cold spots and drafts. 30-inch two-light indoor ceiling fan with three blades. Three fan speeds (high/medium/low) and reversible switch for customized comfort. Bold wengue/beech reversible blades. Lifetime warranty on motor and two-year warranty on all other parts. Downrod Mount Wengue 30 Inch Indoor Chrome Ceiling Fan with LED Light Kit | 3000 | 83 | 1200 | 80 | 15000 | 15 | 1 | 120.78 | 120.78 | 141.9212 | 2020Q3 | https://www.beeslighting.com/7224100 | Bee's Lighting | 2020 | No
LED Lighting | Reflector | Westinghouse | True |  | Reflector (Flood/Spot) | PAR30L | E26 (Medium) | Damp Location Rated,Recessed Fixtures Damp Location Rated,Recessed Fixtures Home Electrical Ceiling Fan Accessories Ceiling Fan Controls Ceiling Fan and Light Remote Control Back Description The Westinghouse 7787100 is a Ceiling Fan and Light Remote Control. Ceiling Fan and Light Remote Control | 2700 | 85 | 930 | 71.5385 | 25000 | 13 | 1 | 36.1 | 36.1 | 42.4189 | 2020Q3 | https://www.beeslighting.com/7787100 | Bee's Lighting | 2020 | Yes
LED Lighting | Reflector | Westinghouse | True |  | Reflector (Flood/Spot) | PAR16 | GU10 | Damp Location Rated,Recessed Fixtures Damp Location Rated,Recessed Fixtures Home Fixtures Ceiling Fans Casanova 52 Inch Indoor White Ceiling Fan Back Description The Westinghouse Casanova 7805300 is a Traditional and simple, this compact hugger-mount ceiling fan features a bright white finish and reversible white/white washed pine blades that complement any color scheme. This ceiling fan relies on a cold-rolled steel motor with triple capacitor to provide powerful, quiet circulation. It also features three fan speeds and a reversible switch for customized comfort. Run the ceiling fan counterclockwise to stay cool in the summer, or run it clockwise to recirculate warm air and eliminate cold spots in the winter. Flush Mount Casanova 52 Inch Indoor White Ceiling Fan | 2700 | 83 | 500 | 76.9231 | 25000 | 6.5 | 1 | 73.6 | 73.6 | 86.4828 | 2020Q3 | https://www.beeslighting.com/7805300 | Bee's Lighting | 2020 | No
LED Lighting | A-Type | TCP | True | Daylighting/Photocell, | General Purpose Replacement | A19 | E26 (Medium) | Damp Location Rated Damp Location Rated Home / Light Bulbs / LED / TCP - L15A19D2550K Energy Star; Durable Plastic Housing; Enclosed Fixture Rated; Damp Location Rated 15W A19 LED Lamp - Universal - 1600 Lumens - Daylight (5000K) - 80 CRI - 25000 Hours - E26 (Medium) - 120 to 130V TCP - L15A19D2550K | 5000 | 83 | 1600 | 106.6667 | 25000 | 15 | 1 | 7.21 | 7.21 | 8.472 | 2020Q3 | https://shop.regencylighting.com/lamps/led/l15a19d2550k-tcp.html | Regency Lighting | 2020 | Yes
LED Lighting | Decorative | Westinghouse | True |  | Decorative | B10 | E26 (Medium) | Damp Location Rated,Recessed Fixtures Damp Location Rated,Recessed Fixtures Home Fixtures Ceiling Fans Vector Elite Series 42 Inch Indoor Brushed Nickel Ceiling Fan with Light Kit Back Description The Westinghouse 7850700 Vector Elite ceiling fan is a brushed nickel and graphite finish, the Vector Elite will add contemporary, dramatic flair to your home. The fan's graphite and silver reversible blades are compatible with a variety of decors, and its three brushed nickel spotlights are adjustable for achieving the perfect ambiance.As functional as it is stylish, this ceiling fan relies on a silicon steel motor with triple capacitor to provide powerful, quiet circulation. It also features three fan speeds and a reversible switch for customized comfort. Run the ceiling fan counterclockwise to stay cool in the summer, or run it clockwise to recirculate warm air in the winter and eliminate cold spots. The Vector Elite is remote control adaptable for added convenience. 42-inch three-light indoor ceiling fan with three reversible blades. Three fan speeds (high/medium/low) and reversible switch for customized comfort. Reversible graphite/silver blades for versatile styling. Lifetime warranty on motor and two-year warranty on all other parts. Downrod Mount, Flush Mount Vector Elite Series 42 Inch Indoor Brushed Nickel Ceiling Fan with Light Kit | 2700 | 92 | 325 | 65 | 25000 | 5 | 1 | 135.21 | 135.21 | 158.877 | 2020Q3 | https://www.beeslighting.com/7850700 | Bee's Lighting | 2020 | No
LED Lighting | Reflector | Green Creative | True | Daylighting/Photocell, | Reflector (Flood/Spot) | PAR20 | E26 (Medium) | Damp Location Rated,Use With Timers,Use With Photo and/or Motion Sensors,Recessed Fixtures Damp Location Rated,Use With Timers,Use With Photo and/or Motion Sensors,Recessed Fixtures Home Bulbs LED Flood Light Bulbs 535 Lumens - LED PAR20 - 50W Equal - 2700K - 40 Deg. Flood - CRI 90 Back Description The Titanium series 8PAR20DIM/927FL40 from Green Creative produces 535 lumens, consumes 8 watts and illuminates a warm white color temperature in 2700K. The 8PAR20DIM/927FL40 replaces 50 watt halogen bulbs and has an E26 base type. Moreover, with $163 in savings, the 8PAR20DIM/927FL40 bulb is perfect for commercial applications that demand high performance lighting and accurate color rendering. Full-face REFINE optic and sleek design Suitable for use in enclosed fixtures Richer reds and natural skin tones (R9 65, R13 90) PAR20 shaped replacement lamp 40 degree flood Quality 90 CRI lighting Available in 120V Bulb has a rate life of 50,000 hours cULus certified, Energy Star and suitable for damp locations 535 Lumens - LED PAR20 - 50W Equal - 2700K - 40 Deg. Flood - CRI 90 | 2700 | 93 | 535 | 66.875 | 25000 | 8 | 1 | 11.78 | 11.78 | 13.842 | 2020Q3 | https://www.beeslighting.com/8PAR20DIM-927FL40 | Bee's Lighting | 2020 | Yes
LED Lighting | Downlight | Green Creative | True |  | General Purpose Replacement | A19 | E26 (Medium) | Damp Location Rated,Dim to Warm Damp Location Rated,Dim to Warm Home Bulbs A19 LED Light Bulbs 60W Equal - 9.5W - LED A19 bulb - 2200K-2700K Warm Dim Back Description The Titanium 4.0 series 9.5A19DIM/8CCTD from Green Creative produces 800 lumens, consumes 9.5 watts an illuminates and dims a warm white/amber/soft white color temperature from 2700K-2200K. The 9.5A19DIM/8CCTD replaces 60 watt incandescent bulbs and has an E26 base type. Moreover, with 149$ in savings, the 9A19DIM/840 bulb is perfect for general lighting, downlighting and uplighting applications. Not for use in enclosed fixtures Color equivalent to residential warm and amber color temperature Dimming designed to create the perfect ambience for any occasion Suitable for use in damp locations Ideal for lamps with shades cULus classified and Energy Star 60W Equal - 9.5W - LED A19 bulb - 2200K-2700K Warm Dim | 2700 | 80 | 800 | 84.2105 | 25000 | 9.5 | 1 | 8.98 | 8.98 | 10.5518 | 2020Q3 | https://www.beeslighting.com/9.5A19DIM-8CCTD | Bee's Lighting | 2020 | No
LED Lighting | Downlight | Enerlites | [5 empty] | Downlight Recessed Downlight Recessed Home Electrical Lighting Controls Light Switches 20 Amp Single Pole Rocker Switch - White Back Description The Enerlites 91200-W is a 20 amp single pole commercial grade rocker light switch 120/277 VAC with white color finish. This rocker switch features side mount wiring. The impact resistant thermoplastic body is built strong to endure years of use as well as being resistant to a wide temperature range. Heavy-duty impact-resistant thermoplastic construction for long service life in commercial applications Back and side-wiring terminals accept both solid and stranded wire to ease installation New architecturally-styled smooth-action concave rocker Environmental: flammability UL94, V2 Rating 20 Amp Single Pole Rocker Switch - White | 3000 | 93 | 400 | 61.5385 | 25000 | 6.5 | 1 | 6.4 | 6.4 | 7.5202 | 2020Q3 | https://www.beeslighting.com/91200-W | Bee's Lighting | 2020 | Yes
LED Lighting | Downlight | Green Creative | True | Daylighting/Photocell, | General Purpose Replacement | A19 | GU24 | Damp Location Rated,Use With Timers,Use With Photo and/or Motion Sensors,Recessed Fixtures Damp Location Rated,Use With Timers,Use With Photo and/or Motion Sensors,Recessed Fixtures Home Bulbs A19 LED Light Bulbs 60W Equal - 9W - LED A19 bulb - 2700K Warm White - GU24 Base Back Description The Titanium 4.0 series 9A19DIM/827/GU24 from Green Creative produces 800 lumens, consumes 9 watts and illuminates a Warm White color temperature in 2700K. The 9A19DIM/827/GU24 replaces 60 watt incandescent bulbs and 13W CFL bulbs. Moreover, the bulb has a base type GU24 and is a smart choice for general lighting, downlighting and uplighting. Not for use in enclosed fixtures Color equivalent to Warm White color temperature Suitable for use in damp locations cULus classified and Energy Star 60W Equal - 9W - LED A19 bulb - 2700K Warm White - GU24 Base | 2700 | 82 | 800 | 88.8889 | 25000 | 9 | 1 | 9.38 | 9.38 | 11.0219 | 2020Q3 | https://www.beeslighting.com/9A19DIM-827-GU24 | Bee's Lighting | 2020 | No
LED Lighting | Downlight | Green Creative | True | Daylighting/Photocell, | General Purpose Replacement | A19 | GU24 | Damp Location Rated,Use With Timers,Use With Photo and/or Motion Sensors,Recessed Fixtures Damp Location Rated,Use With Timers,Use With Photo and/or Motion Sensors,Recessed Fixtures Home Bulbs A19 LED Light Bulbs 60W Equal - 9W - LED A19 bulb - 3000K Soft White - GU24 Base Back Description The Titanium 4.0 series 9A19DIM/830/GU24 from Green Creative produces 800 lumens, consumes 9 watts and illuminates a Soft White color temperature in 3000K. The 9A19DIM/830/GU24 replaces 60 watt incandescent bulbs and 13W CFL bulbs. Moreover, the bulb has a base type GU24 and is a smart choice for general lighting, downlighting and uplighting. Not for use in enclosed fixtures Color equivalent to Cool White color temperature Suitable for use in damp locations cULus classified and Energy Star 60W Equal - 9W - LED A19 bulb - 3000K Soft White - GU24 Base | 3000 | 83 | 820 | 91.1111 | 25000 | 9 | 1 | 9.38 | 9.38 | 11.0219 | 2020Q3 | https://www.beeslighting.com/9A19DIM-830-GU24 | Bee's Lighting | 2020 | No
LED Lighting | Downlight | Green Creative | True | Daylighting/Photocell, | General Purpose Replacement | A19 | GU24 | Damp Location Rated,Use With Timers,Use With Photo and/or Motion Sensors,Recessed Fixtures Damp Location Rated,Use With Timers,Use With Photo and/or Motion Sensors,Recessed Fixtures Home Bulbs A19 LED Light Bulbs 60W Equal - 9W - LED A19 bulb - 4000K Cool White - GU24 Base Back Description The Titanium 4.0 series 9A19DIM/840/GU24 from Green Creative produces 850 lumens, consumes 9 watts and illuminates a Cool White color temperature in 4000K. The 9A19DIM/840/GU24 replaces 60 watt incandescent bulbs and 13W CFL bulbs. Moreover, the bulb has a base type GU24 and is a smart choice for general lighting, downlighting and uplighting. Not for use in enclosed fixtures Color equivalent to Cool White color temperature Suitable for use in damp locations 60W Equal - 9W - LED A19 bulb - 4000K Cool White - GU24 Base | 4000 | 85 | 860 | 95.5556 | 25000 | 9 | 1 | 9.38 | 9.38 | 11.0219 | 2020Q3 | https://www.beeslighting.com/9A19DIM-840-GU24 | Bee's Lighting | 2020 | No
LED Lighting | A-Type | TCP | True |  | General Purpose Replacement | A19 | E26 (Medium) | Damp Location Rated Damp Location Rated Home / Light Bulbs / LED / TCP - L15A21D1527K A19 LED Dimmable A-Lamp 15W A21 LED Lamp - Universal - 1600 Lumens - Warm White (2700K) - 80 CRI - 15000 Hours - E26 (Medium) - 120 to 130V TCP - L15A21D1527K | 2700 | 83 | 1600 | 106.6667 | 15000 | 15 | 1 | 7.21 | 7.21 | 8.472 | 2020Q3 | https://shop.regencylighting.com/lamps/led/l15a21d1527k-tcp.html | Regency Lighting | 2020 | Yes
LED Lighting | Reflector | Feit Electric | True | Occupancy, Daylighting/Photocell, | Reflector (Flood/Spot) | BR30 | E26 (Medium) | Damp Location Rated,Wireless Control,Recessed Fixtures Damp Location Rated,Wireless Control,Recessed Fixtures Home Smart Home Smart Lighting LED Wi-Fi Smart Bulb - 65W Equal - 8 Watts - 650 Lumens - 2700K Back Description The Feit Electric BR30/927CA/AG smart light bulb works with Alexa or Google Home. Easily turn lights on/off, dim, set groups and schedules. Control lighting with simple voice commands and an intuitive mobile app. Set up is simple. The bulbs connect directly to your WiFi at home and can be controlled from anywhere. Remote access Color Temperature: 2700K On/off and dim WiFi Enabled Scheduling Grouping 120V Bulb has a rate life of 25,000 hours Minimum System Requirements: iOS 9.3, Android 4.1 Suitable For Damp Locations LED Wi-Fi Smart Bulb - 65W Equal - 8 Watts - 650 Lumens - 2700K | 2700 | 92 | 650 | 81.25 | 25000 | 8 | 1 | 15.9 | 15.9 | 18.6831 | 2020Q3 | https://www.beeslighting.com/BR30-927CA-AG | Bee's Lighting | 2020 | Yes
LED Lighting | Reflector | Feit Electric | True | Occupancy, Daylighting/Photocell, | Reflector (Flood/Spot) | BR30 | E26 (Medium) | Damp Location Rated,Wireless Control,Recessed Fixtures Damp Location Rated,Wireless Control,Recessed Fixtures Home Smart Home Smart Lighting LED Wi-Fi Smart Bulb - 65W Equal - 8 Watts - 650 Lumens - 5000K Back Description The Feit Electric BR30-950CA-AG smart light bulb works with Alexa or Google Home. Easily turn lights on/off, dim, set groups and schedules. Control lighting with simple voice commands and an intuitive mobile app. Set up is simple. The bulbs connect directly to your WiFi at home and can be controlled from anywhere. Remote access Color Temperature: 5000K On/off and dim WiFi Enabled Scheduling Grouping 120V Bulb has a rate life of 25,000 hours Minimum System Requirements: iOS 9.3, Android 4.1 Suitable For Damp Locations LED Wi-Fi Smart Bulb - 65W Equal - 8 Watts - 650 Lumens - 5000K | 5000 | 96 | 650 | 81.25 | 25000 | 8 | 1 | 16.9 | 16.9 | 19.8582 | 2020Q3 | https://www.beeslighting.com/BR30-950CA-AG | Bee's Lighting | 2020 | Yes
LED Lighting | Reflector | Feit Electric | True | Occupancy, Daylighting/Photocell, Scene Controls, | Reflector (Flood/Spot) | BR30 | E26 (Medium) | Damp Location Rated,White-Tunable,Full-Color-Tunable,Wireless Control,Recessed Fixtures Damp Location Rated,White-Tunable,Full-Color-Tunable,Wireless Control,Recessed Fixtures Home Smart Home Smart Lighting LED Wi-Fi Smart Bulb - 65W Equal - 8 Watts - Tuneable White & Color Changing Back Description The Feit Electric BR30-RGBW-CA-AG smart light bulb works with Alexa or Google Home. Easily turn lights on/off, dim, set groups and schedules. Choose energizing daylight or wind down with relaxing soft white light. Get creative with color, it’s all up to you. Control lighting with simple voice commands and an intuitive mobile app. Set up is simple. The bulbs connect directly to your WiFi at home and can be controlled from anywhere. Remote access Color changing and tunable white Color Temperature: 2700K - 6500K On/off and dim WiFi Enabled Scheduling Grouping 120V Bulb has a rate life of 25,000 hours Minimum System Requirements: iOS 9.3, Android 4.1 Suitable For Damp Locations LED Wi-Fi Smart Bulb - 65W Equal - 8 Watts - Tuneable White & Color Changing | 2700 | 92 | 650 | 81.25 | 25000 | 8 | 1 | 16.1 | 16.1 | 18.9181 | 2020Q3 | https://www.beeslighting.com/BR30-RGBW-CA-AG | Bee's Lighting | 2020 | Yes
LED Lighting | Downlight | Cree Lighting | True |  |  | LED Retrofit Kit | LED Retrofit Kit | Downlight Solid State Retrofit Downlight Solid State Retrofit Home Fixtures Recessed Lighting 4 in - 75W Equal - LED Retrofit Downlight - 790 Lumens - 10.5W - 2700K - White - E26 - GU24 Back Description The Cree CR4T-790L-27K-12-E26GU24 LED downlight delivers 790 lumens of exceptional 90+ CRI light while achieving over 75 lumens per watt. This breakthrough performance is achieved by combining the high efficacy and high-quality light of Cree Technology. The CR4T-790L-27K-12-E26GU24 is available in 2700K color temperature and easily installs into most standard four-inch recessed IC or non-IC housings, making the CR4T perfect for use in both residential and light commercial, new construction or retrofit, applications. Delivers superior color accuracy with beautiful light characteristics and consistent color temperature. Produces light output equal to incumbent products while saving consumers up to 85% in energy costs. Designed to last up to 50,000 hours while maintaining color consistency over the life of the product. Suitable for insulated and non-insulated ceilings. ENERGY STAR® qualified. Suitable for wet locations. 5 year warranty 4 in - 75W Equal - LED Retrofit Downlight - 790 Lumens - 10.5W - 2700K - White - E26 - GU24 | 2700 | 91 | 790 | 75.2381 | 50000 | 10.5 | 1 | 12.86 | 12.86 | 15.111 | 2020Q3 | https://www.beeslighting.com/CR4T-790L-27K-12-E26GU24 | Bee's Lighting | 2020 | Yes
LED Lighting | Downlight | Cree Lighting | True |  |  | LED Retrofit Kit | LED Retrofit Kit | Downlight Solid State Retrofit Downlight Solid State Retrofit Home Fixtures Recessed Lighting 6 in - 100W Equal - LED Retrofit Downlight - 1100 Lumens - 14.5W - 3000K - White - E26 - GU24 Back Description The Cree CR6T-1100L-30K-12-E26GU24 LED downlight delivers 1100 lumens of exceptional 90+ CRI light while achieving over 76 lumens per watt. This breakthrough performance is achieved by combining the high efficacy and high-quality light of Cree Technology. The CR6T-1100L-30K-12-E26GU24 is available in 3000K color temperature and easily installs into most standard six-inch recessed IC or non-IC housings, making the CR6T perfect for use in both residential and light commercial, new construction or retrofit, applications. Delivers superior color accuracy with beautiful light characteristics and consistent color temperature. Produces light output equal to incumbent products while saving consumers up to 85% in energy costs. Designed to last up to 50,000 hours while maintaining color consistency over the life of the product. Suitable for insulated and non-insulated ceilings. ENERGY STAR® qualified. Suitable for wet locations. 5 year warranty 6 in - 100W Equal - LED Retrofit Downlight - 1100 Lumens - 14.5W - 3000K - White - E26 - GU24 | 3000 | 92 | 1100 | 75.8621 | 50000 | 14.5 | 1 | 15.43 | 15.43 | 18.1308 | 2020Q3 | https://www.beeslighting.com/CR6T-1100L-30K-12-E26GU24 | Bee's Lighting | 2020 | Yes
LED Lighting | Downlight | Cree Lighting | True |  |  | LED Retrofit Kit | LED Retrofit Kit | Downlight Solid State Retrofit Downlight Solid State Retrofit Home Fixtures Recessed Lighting 6 in - 150W Equal - LED Retrofit Downlight - 1600 Lumens - 21W - 3000K - White - E26 - GU24 Back Description The Cree CR6T-1600L-30K-12-E26GU24 LED downlight delivers 1600 lumens of exceptional 90+ CRI light while achieving over 76 lumens per watt. This breakthrough performance is achieved by combining the high efficacy and high-quality light of Cree Technology. The CR6T-1600L-30K-12-E26GU24 is available in 3000K color temperature and easily installs into most standard six-inch recessed IC or non-IC housings, making the CR6T perfect for use in both residential and light commercial, new construction or retrofit, applications. Delivers superior color accuracy with beautiful light characteristics and consistent color temperature. Produces light output equal to incumbent products while saving consumers up to 85% in energy costs. Designed to last up to 50,000 hours while maintaining color consistency over the life of the product. Suitable for insulated and non-insulated ceilings. ENERGY STAR® qualified. Suitable for wet locations. 5 year warranty 6 in - 150W Equal - LED Retrofit Downlight - 1600 Lumens - 21W - 3000K - White - E26 - GU24 | 3000 | 92 | 1600 | 76.1905 | 50000 | 21 | 1 | 20 | 20 | 23.5008 | 2020Q3 | https://www.beeslighting.com/CR6T-1600L-30K-12-E26GU24 | Bee's Lighting | 2020 | Yes
LED Lighting | Downlight | Cree Lighting | True |  |  | LED Retrofit Kit | LED Retrofit Kit | Downlight Solid State Retrofit Downlight Solid State Retrofit Home Fixtures Recessed Lighting 6 in - 150W Equal - LED Retrofit Downlight - 1600 Lumens - 21W - 4000K - White - E26 - GU24 Back Description The Cree CR6T-1600L-40K-12-E26GU24 LED downlight delivers 1600 lumens of exceptional 90+ CRI light while achieving over 76 lumens per watt. This breakthrough performance is achieved by combining the high efficacy and high-quality light of Cree Technology. The CR6T-1600L-40K-12-E26GU24 is available in 4000K color temperature and easily installs into most standard six-inch recessed IC or non-IC housings, making the CR6T perfect for use in both residential and light commercial, new construction or retrofit, applications. Delivers superior color accuracy with beautiful light characteristics and consistent color temperature. Produces light output equal to incumbent products while saving consumers up to 85% in energy costs. Designed to last up to 50,000 hours while maintaining color consistency over the life of the product. Suitable for insulated and non-insulated ceilings. ENERGY STAR® qualified. Suitable for wet locations. 5 year warranty 6 in - 150W Equal - LED Retrofit Downlight - 1600 Lumens - 21W - 4000K - White - E26 - GU24 | 4000 | 94 | 1600 | 76.1905 | 50000 | 21 | 1 | 20 | 20 | 23.5008 | 2020Q3 | https://www.beeslighting.com/CR6T-1600L-40K-12-E26GU24 | Bee's Lighting | 2020 | Yes
LED Lighting | Downlight | Euri Lighting | True | Daylighting/Photocell, |  |  |  | Downlight Recessed Downlight Recessed Home Fixtures Recessed Lighting 4 in - 65W Equal - LED Canless Downlight - Ultra Thin - 650 Lumens - 10W - Selectable White - White Back Description The DLC4S-10W105se 4 inch LED direct wire downlight from Euri Lighting produces 650 lumens at 10W to replace 65 watt incandescent bulbs. This LED canless downlight has a pre-wired connection for easy installation and runs on 120V input. The selectable color temperature from 2700K, 3000K, 3500K, 4000K and 5000K makes it ideal for residential and commercial downlight applications. 4 inch round trim with white finish Edge lit ultra thin downlight with 80+ CRI Selectable color temperature from warm white to daylight Energy star, IC rated and damp location rated Energy efficient with 35,000 hours LED life span 4 in - 65W Equal - LED Canless Downlight - Ultra Thin - 650 Lumens - 10W - Selectable White - White | 2700 | 81 | 650 | 65 | 35000 | 10 | 1 | 11.49 | 11.49 | 13.5012 | 2020Q3 | https://www.beeslighting.com/DLC4S-10W105se | Bee's Lighting | 2020 | Yes
LED Lighting | Downlight | Euri Lighting | True |  |  |  |  | Downlight Recessed Downlight Recessed Home Fixtures Commercial Lighting Commercial Downlights 6 in - Commercial LED Retrofit Downlight - 1500 Lumens - 12W - Selectable White - White Back Description The DLC6C-18W103swej 6 inch commercial LED downlight from Euri Lighting produces a maximum of 1500 lumens at 12W to replace 13 watt CFL bulbs. This LED recessed downlight has a direct connector for easy installation and runs on 120-277V input. The DLC6C-18W103swej has a selectable color temperature from 3000K, 3500K and 4000K which makes it ideal for commercial downlight applications. Commercial downlight with a round trim and white finish Adjustable 700/1000/1500 lumens at 7W/10W/12W 90+ CRI for excellent light quality IC rated and 35000 hours life span Energy star and wet location rated Title 24 JA8 Compliant 6 in - Commercial LED Retrofit Downlight - 1500 Lumens - 12W - Selectable White - White | 4000 | 94 | 1500 | 83.3333 | 50000 | 18 | 1 | 29.95 | 29.95 | 35.1924 | 2020Q3 | https://www.beeslighting.com/DLC6C-18W103swej | Bee's Lighting | 2020 | Yes
LED Lighting | Downlight | Euri Lighting | True | Daylighting/Photocell, |  |  |  | Downlight Recessed Downlight Recessed Home Fixtures Recessed Lighting 6 in - 100W Equal - LED Canless Downlight - Ultra Thin - 1000 Lumens - 12W - Selectable White - White Back Description The DLC6S-12W105se 6 inch LED direct wire downlight from Euri Lighting produces 1000 lumens at 12W to replace 100 watt incandescent bulbs. This LED canless downlight has a pre-wired connection for easy installation and runs on 120V input. The selectable color temperature from 2700K, 3000K, 3500K, 4000K and 5000K makes it ideal for residential and commercial downlight applications. 6 inch round trim with white finish Edge lit ultra thin downlight with 80+ CRI Selectable color temperature from warm white to daylight Energy star, IC rated and damp location rated Energy efficient with 35,000 hours LED life span 6 in - 100W Equal - LED Canless Downlight - Ultra Thin - 1000 Lumens - 12W - Selectable White - White | 2700 | 83 | 1000 | 83.3333 | 35000 | 12 | 1 | 17.95 | 17.95 | 21.0919 | 2020Q3 | https://www.beeslighting.com/DLC6S-12W105se | Bee's Lighting | 2020 | Yes
LED Lighting | Downlight | Euri Lighting | True | Daylighting/Photocell, |  |  |  | Downlight Recessed Downlight Recessed Home Fixtures Recessed Lighting 6 in - 100W Equal - LED Canless Downlight - Ultra Thin - 1000 Lumens - 12W - Selectable White - White - 6 Pack Back Description The 6 pack DLC6S-12W105se 6 inch LED direct wire downlight from Euri Lighting produces 1000 lumens at 12W to replace 100 watt incandescent bulbs. This LED canless downlight has a pre-wired connection for easy installation and runs on 120V input. The selectable color temperature from 2700K, 3000K, 3500K, 4000K and 5000K makes it ideal for residential and commercial downlight applications. 6 inch round trim with white finish Edge lit ultra thin downlight with 80+ CRI Selectable color temperature from warm white to daylight Energy star, IC rated and damp location rated Energy efficient with 35,000 hours LED life span 6 in - 100W Equal - LED Canless Downlight - Ultra Thin - 1000 Lumens - 12W - Selectable White - White - 6 Pack | 2700 | 83 | 1000 | 83.3333 | 35000 | 12 | 1 | 99.99 | 99.99 | 117.4921 | 2020Q3 | https://www.beeslighting.com/DLC6S-12W105se-6PK | Bee's Lighting | 2020 | Yes
LED Lighting | Downlight | Euri Lighting | True |  |  |  |  | Downlight Recessed Downlight Recessed Home Fixtures Commercial Lighting Commercial Downlights 8 in - Commercial LED Retrofit Downlight - 2000 Lumens - 22W - Selectable White - White Back Description The DLC8C-22W103swej 8 inch commercial LED downlight from Euri Lighting produces a maximum of 2000 lumens at 22W to replace 150 watt halogen bulbs. This LED recessed downlight has a direct connector for easy installation and runs on 120-277V input. The DLC8C-22W103swej has a selectable color temperature from 3000K, 3500K and 4000K which makes it ideal for commercial downlight applications. Commercial downlight with a round trim and white finish Adjustable 700/1500/2000 lumens at 10W/15W/22W 90+ CRI for excellent light quality IC rated and 35000 hours life span Energy star and wet location rated Title 24 JA8 Compliant 8 in - Commercial LED Retrofit Downlight - 2000 Lumens - 22W - Selectable White - White | 4000 | 94 | 2000 | 90.9091 | 50000 | 22 | 1 | 39.95 | 39.95 | 46.9428 | 2020Q3 | https://www.beeslighting.com/DLC8C-22W103swej | Bee's Lighting | 2020 | Yes
LED Lighting | Downlight | Energetic | True | Scene Controls, |  |  |  | Downlight Solid State Retrofit Downlight Solid State Retrofit Home Fixtures Recessed Lighting 4 in - 65W Equal - LED Retrofit Downlight - 900 Lumens - 12W - Tunable CCT - White 4 in - 65W Equal - LED Retrofit Downlight - 900 Lumens - 12W - Tunable CCT - White | 2700 | 92 | 900 | 75 | 50000 | 12 | 1 | 9.99 | 9.99 | 11.7386 | 2020Q3 | https://www.beeslighting.com/E3DL12P4-92765 | Bee's Lighting | 2020 | Yes
LED Lighting | Downlight | Energetic | True | Scene Controls, |  |  |  | Downlight Solid State Retrofit Downlight Solid State Retrofit Home Fixtures Recessed Lighting 5/6 in - 85W Equal - LED Retrofit Downlight - 1200 Lumens - 15W - Tunable CCT - White 5/6 in - 85W Equal - LED Retrofit Downlight - 1200 Lumens - 15W - Tunable CCT - White | 2700 | 92 | 1200 | 80 | 50000 | 15 | 1 | 10.99 | 10.99 | 12.9137 | 2020Q3 | https://www.beeslighting.com/E3DL15P56-92765 | Bee's Lighting | 2020 | Yes
LED Lighting | Reflector | Topaz | True |  | Reflector (Flood/Spot) | BR30 | E26 (Medium) | Damp Location Rated,Recessed Fixtures Damp Location Rated,Recessed Fixtures Home Bulbs LED Flood Light Bulbs 65W Equal - LED BR30 - 650 Lumens - 2700K Warm White - Dimmable - CRI 90 Back Description Featuring advanced thermal management, optics and chip on board LED technology, the Topaz indoor reflector series rivals traditional incandescent lighting. With energy savings up to 80%, these lamps are dimmable for ambiance control and additional energy savings. Rated for indoor use and applications ideally for track, downlighting and spotlights in residential, retail, hospitality and commercial environments. The LED BR LBR30/9/927/D-46 lamp is an ideal replacement for 65 watt incandescent lamps. Furthermore, this lamp consumes 9.5 watts, is 650 lumens and illuminates a 2700K warm white color temperature. Approximately 80% energy savings over halogen reflectors Not rated for enclosed fixtures Quality 90 CRI Dimmable down to 10% of total light output 105 degree flood Lasts up to 10X longer than traditional incandescent lamps Contains NO mercury cULus certified, Title 24 JA8, Energy Star and suitable for damp locations 65W Equal - LED BR30 - 650 Lumens - 2700K Warm White - Dimmable - CRI 90 | 2700 | 93 | 650 | 68.4211 | 25000 | 9.5 | 1 | 5.59 | 5.59 | 6.5685 | 2020Q3 | https://www.beeslighting.com/GLB-100127 | Bee's Lighting | 2020 | Yes
LED Lighting | Reflector | Topaz | True |  | Reflector (Flood/Spot) | BR30 | E26 (Medium) | Damp Location Rated,Recessed Fixtures Damp Location Rated,Recessed Fixtures Home Bulbs LED Flood Light Bulbs 65W Equal - LED BR30 - 750 Lumens - 4000K Cool White - Dimmable - CRI 80 Back Description Featuring advanced thermal management, optics and chip on board LED technology, the Topaz indoor reflector series rivals traditional incandescent lighting. With energy savings up to 80%, these lamps are dimmable for ambiance control and additional energy savings. Rated for indoor use and applications ideally for track, downlighting and spotlights in residential, retail, hospitality and commercial environments. The LED BR LBR30/9/840/D-46 lamp is an ideal replacement for 65 watt incandescent lamps. Furthermore, this lamp consumes 9.5 watts, is 750 lumens and illuminates a 4000K cool white color temperature. Approximately 80% energy savings over halogen reflectors Not rated for enclosed fixtures Dimmable down to 10% of total light output 105 degree flood Lasts up to 10X longer than traditional incandescent lamps Contains NO mercury cULus certified, Energy Star and suitable for damp locations 65W Equal - LED BR30 - 750 Lumens - 4000K Cool White - Dimmable - CRI 80 | 4000 | 83 | 800 | 84.2105 | 25000 | 9.5 | 1 | 5.59 | 5.59 | 6.5685 | 2020Q3 | https://www.beeslighting.com/GLB-100240 | Bee's Lighting | 2020 | Yes
LED Lighting | Reflector | Topaz | True | Daylighting/Photocell, | Reflector (Flood/Spot) | BR30 | E26 (Medium) | Damp Location Rated,Recessed Fixtures Damp Location Rated,Recessed Fixtures Home Bulbs LED Flood Light Bulbs 65W Equal - LED BR30 - 750 Lumens - 5000K Daylight - Dimmable - CRI 80 Back Description Featuring advanced thermal management, optics and chip on board LED technology, the Topaz indoor reflector series rivals traditional incandescent lighting. With energy savings up to 80%, these lamps are dimmable for ambiance control and additional energy savings. Rated for indoor use and applications ideally for track, downlighting and spotlights in residential, retail, hospitality and commercial environments. The LED BR LBR30/9/850/D-46 lamp is an ideal replacement for 65 watt incandescent lamps. Furthermore, this lamp consumes 9.5 watts, is 750 lumens and illuminates a 5000K daylight color temperature. Approximately 80% energy savings over halogen reflectors Not rated for enclosed fixtures Dimmable down to 10% of total light output 105 degree flood Lasts up to 10X longer than traditional incandescent lamps Contains NO mercury cULus certified, Energy Star and suitable for damp locations 65W Equal - LED BR30 - 750 Lumens - 5000K Daylight - Dimmable - CRI 80 | 5000 | 81 | 830 | 87.3684 | 25000 | 9.5 | 1 | 5.59 | 5.59 | 6.5685 | 2020Q3 | https://www.beeslighting.com/GLB-100250 | Bee's Lighting | 2020 | Yes
LED Lighting | Reflector | Topaz | True |  | Reflector (Flood/Spot) | BR30 | E26 (Medium) | Damp Location Rated,Recessed Fixtures Damp Location Rated,Recessed Fixtures Home Bulbs LED Flood Light Bulbs 65W Equal - LED BR30 - 650 Lumens - 3000K Soft White - Dimmable - CRI 90 Back Description Featuring advanced thermal management, optics and chip on board LED technology, the Topaz indoor reflector series rivals traditional incandescent lighting. With energy savings up to 80%, these lamps are dimmable for ambiance control and additional energy savings. Rated for indoor use and applications ideally for track, downlighting and spotlights in residential, retail, hospitality and commercial environments. The LED BR LBR30/9/930/D-46 lamp is an ideal replacement for 65 watt incandescent lamps. Furthermore, this lamp consumes 9.5 watts, is 650 lumens and illuminates a 3000K soft white color temperature. Approximately 80% energy savings over halogen reflectors Not rated for enclosed fixtures Quality 90 CRI Dimmable down to 10% of total light output 105 degree flood Lasts up to 10X longer than traditional incandescent lamps Contains NO mercury cULus certified, Title 24 JA8, Energy Star and suitable for damp locations 65W Equal - LED BR30 - 650 Lumens - 3000K Soft White - Dimmable - CRI 90 | 3000 | 92 | 650 | 68.4211 | 25000 | 9.5 | 1 | 5.59 | 5.59 | 6.5685 | 2020Q3 | https://www.beeslighting.com/GLB-100330 | Bee's Lighting | 2020 | Yes
LED Lighting | Reflector | Topaz | True |  | Reflector (Flood/Spot) | BR40 | E26 (Medium) | Damp Location Rated,Recessed Fixtures Damp Location Rated,Recessed Fixtures Home Bulbs LED Flood Light Bulbs 75W Equal - LED BR40 - 940 Lumens - 4000K Cool White - Dimmable - CRI 80 Back Description Featuring advanced thermal management, optics and chip on board LED technology, the Topaz indoor reflector series rivals traditional incandescent lighting. With energy savings up to 80%, these lamps are dimmable for ambiance control and additional energy savings. Rated for indoor use and applications ideally for track, downlighting and spotlights in residential, retail, hospitality and commercial environments. The LED BR LBR40/11/840/D-46 lamp is an ideal replacement for 75 watt incandescent lamps. Furthermore, this lamp consumes 11.5 watts, is 940 lumens and illuminates a 4000K cool white color temperature. Approximately 80% energy savings over halogen reflectors Not rated for enclosed fixtures 103 degree flood Dimmable down to 10% of total light output Lasts up to 10X longer than traditional incandescent lamps Contains no mercury cULus certified, Energy Star and suitable for damp locations 75W Equal - LED BR40 - 940 Lumens - 4000K Cool White - Dimmable - CRI 80 | 4000 | 82 | 1000 | 86.9565 | 25000 | 11.5 | 1 | 6.99 | 6.99 | 8.2135 | 2020Q3 | https://www.beeslighting.com/GLB-100340 | Bee's Lighting | 2020 | Yes
LED Lighting | Reflector | Topaz | True |  | Reflector (Flood/Spot) | BR40 | E26 (Medium) | None,Recessed Fixtures None,Recessed Fixtures Home Bulbs LED Flood Light Bulbs 85W Equal - LED BR40 - 1200 Lumens - 2700K Warm White - Dimmable - CRI 80 Back Description Featuring advanced thermal management, optics and chip on board LED technology, the Topaz indoor reflector series rivals traditional incandescent lighting. With energy savings up to 80%, these lamps are dimmable for ambiance control and additional energy savings. Rated for indoor use and applications ideally for track, downlighting and spotlights in residential, retail, hospitality and commercial environments. The LED BR LBR40/16/827/D-46 lamp is an ideal replacement for 85 watt incandescent lamps. Furthermore, this lamp consumes 16.5 watts, is 1200 lumens and illuminates a 2700K warm white color temperature. Approximately 80% energy savings over halogen reflectors Not rated for enclosed fixtures 103 degree flood Dimmable down to 10% of total light output Lasts up to 10X longer than traditional incandescent lamps Contains no mercury cULus certified, Energy Star and suitable for damp locations 85W Equal - LED BR40 - 1200 Lumens - 2700K Warm White - Dimmable - CRI 80 | 2700 | 82 | 1200 | 72.7273 | 25000 | 16.5 | 1 | 8.49 | 8.49 | 9.9761 | 2020Q3 | https://www.beeslighting.com/GLB-100427 | Bee's Lighting | 2020 | Yes
LED Lighting | Reflector | Topaz | True |  | Reflector (Flood/Spot) | BR40 | E26 (Medium) | Damp Location Rated,Recessed Fixtures Damp Location Rated,Recessed Fixtures Home Bulbs LED Flood Light Bulbs 75W Equal - LED BR40 - 940 Lumens - 3000K Soft White - Dimmable - CRI 80 Back Description Featuring advanced thermal management, optics and chip on board LED technology, the Topaz indoor reflector series rivals traditional incandescent lighting. With energy savings up to 80%, these lamps are dimmable for ambiance control and additional energy savings. Rated for indoor use and applications ideally for track, downlighting and spotlights in residential, retail, hospitality and commercial environments. The LED BR LBR40/11/830/D-46 lamp is an ideal replacement for 75 watt incandescent lamps. Furthermore, this lamp consumes 11.5 watts, is 940 lumens and illuminates a 3000K soft white color temperature. Approximately 80% energy savings over halogen reflectors Not rated for enclosed fixtures 103 degree flood Dimmable down to 10% of total light output Lasts up to 10X longer than traditional incandescent lamps Contains no mercury cULus certified, Energy Star and suitable for damp locations 75W Equal - LED BR40 - 940 Lumens - 3000K Soft White - Dimmable - CRI 80 | 3000 | 83 | 970 | 84.3478 | 25000 | 11.5 | 1 | 6.99 | 6.99 | 8.2135 | 2020Q3 | https://www.beeslighting.com/GLB-100430 | Bee's Lighting | 2020 | Yes
LED Lighting | Reflector | Topaz | True |  | Reflector (Flood/Spot) | BR40 | E26 (Medium) | None,Recessed Fixtures None,Recessed Fixtures Home Bulbs LED Flood Light Bulbs 85W Equal - LED BR40 - 1200 Lumens - 4000K Cool White - Dimmable - CRI 80 Back Description Featuring advanced thermal management, optics and chip on board LED technology, the Topaz indoor reflector series rivals traditional incandescent lighting. With energy savings up to 80%, these lamps are dimmable for ambiance control and additional energy savings. Rated for indoor use and applications ideally for track, downlighting and spotlights in residential, retail, hospitality and commercial environments. The LED BR LBR40/16/840/D-46 lamp is an ideal replacement for 85 watt incandescent lamps. Furthermore, this lamp consumes 16.5 watts, is 1200 lumens and illuminates a 4000K cool white color temperature. Approximately 80% energy savings over halogen reflectors Not rated for enclosed fixtures 103 degree flood Dimmable down to 10% of total light output Lasts up to 10X longer than traditional incandescent lamps Contains no mercury cULus certified, Energy Star and suitable for damp locations 85W Equal - LED BR40 - 1200 Lumens - 4000K Cool White - Dimmable - CRI 80 | 4000 | 82 | 1280 | 77.5758 | 25000 | 16.5 | 1 | 8.49 | 8.49 | 9.9761 | 2020Q3 | https://www.beeslighting.com/GLB-100440 | Bee's Lighting | 2020 | Yes
LED Lighting | Reflector | Topaz | True | Daylighting/Photocell, | Reflector (Flood/Spot) | BR40 | E26 (Medium) | Damp Location Rated,Recessed Fixtures Damp Location Rated,Recessed Fixtures Home Bulbs LED Flood Light Bulbs 75W Equal - LED BR40 - 940 Lumens - 5000K Daylight - Dimmable - CRI 80 Back Description Featuring advanced thermal management, optics and chip on board LED technology, the Topaz indoor reflector series rivals traditional incandescent lighting. With energy savings up to 80%, these lamps are dimmable for ambiance control and additional energy savings. Rated for indoor use and applications ideally for track, downlighting and spotlights in residential, retail, hospitality and commercial environments. The LED BR LBR40/11/850/D-46 lamp is an ideal replacement for 75 watt incandescent lamps. Furthermore, this lamp consumes 11.5 watts, is 940 lumens and illuminates a 5000K daylight color temperature. Approximately 80% energy savings over halogen reflectors Not rated for enclosed fixtures 103 degree flood Dimmable down to 10% of total light output Lasts up to 10X longer than traditional incandescent lamps Contains no mercury cULus certified, Energy Star and suitable for damp locations 75W Equal - LED BR40 - 940 Lumens - 5000K Daylight - Dimmable - CRI 80 | 5000 | 84 | 1050 | 91.3043 | 25000 | 11.5 | 1 | 6.99 | 6.99 | 8.2135 | 2020Q3 | https://www.beeslighting.com/GLB-100450 | Bee's Lighting | 2020 | Yes
LED Lighting | A-Type | TCP | False |  | General Purpose Replacement | A19 | E26 (Medium) | Damp Location Rated Damp Location Rated Home / Light Bulbs / LED / TCP - L16A19N1527K Energy Star; Durable Plastic Housing; Enclosed Fixture Rated; Damp Location Rated 15.5W A19 LED Lamp - Universal - 1600 Lumens - Warm White (2700K) - 80 CRI - 15000 Hours - E26 (Medium) - 120 to 130V - White TCP - L16A19N1527K | 2700 | 82 | 1600 | 106.6667 | 15000 | 15 | 48 | 288.96 | 6.02 | 7.0737 | 2020Q3 | https://shop.regencylighting.com/lamps/led/l16a19n1527k-tcp.html | Regency Lighting | 2020 | Yes
LED Lighting | A-Type | TCP | True |  | General Purpose Replacement | A19 | E26 (Medium) | Damp Location Rated Damp Location Rated Home / Light Bulbs / LED / TCP - LA19D10027E Enclosed Fixture Rated; Damp Location Rated; Energy Star 15.5W A19 LED Lamp - Universal - 1600 Lumens - Warm White (2700K) - 80 CRI - 25000 Hours - E26 (Medium) - 120 to 130V TCP - LA19D10027E | 2700 | 82 | 1600 | 106.6667 | 25000 | 15 | 1 | 8.09 | 8.09 | 9.5061 | 2020Q3 | https://shop.regencylighting.com/lamps/led/la19d10027e-qls.html | Regency Lighting | 2020 | Yes
LED Lighting | A-Type | TCP | True | Daylighting/Photocell, | General Purpose Replacement | A19 | E26 (Medium) | Damp Location Rated Damp Location Rated Description Featuring a shatter-resistant lens, this A19 LED bulb is convenient for general use, open or enclosed fixtures. 5000 Kelvin is ideal for commercial use Saves on replacement costs Dimmable 1600 Lumens - 5000 Kelvin - Medium Base - 120 Volt - TCP L15A19D2550K LED A19 - 15 Watt - 100 Watt Equal - Daylight White | 5000 | 83 | 1600 | 106.6667 | 25000 | 15 | 12 | 66 | 5.5 | 6.4627 | 2020Q3 | https://www.1000bulbs.com/product/202033/TCP-10079.html | 1000bulbs.com | 2020 | Yes
LED Lighting | Downlight | Lithonia | True |  |  |  |  | Downlight Recessed Downlight Recessed Home Fixtures Recessed Lighting 3 in - 45W Equal - LED Retrofit Downlight - 450 Lumens - 7.4W - 3000K - White Back Description Recessed LED kits include housing, trim, and wire connectors in one package. The LED kit is the most economical means to create a well lit environment with exceptional energy efficiency and near zero maintenance. The LED kit maintains at least 70% light output for 28,000 hours. 3 in - 45W Equal - LED Retrofit Downlight - 450 Lumens - 7.4W - 3000K - White | 3000 | 94 | 461 | 61.4667 | 36000 | 7.5 | 1 | 47.3 | 47.3 | 55.5793 | 2020Q3 | https://www.beeslighting.com/LK3BMW-LED-M4 | Bee's Lighting | 2020 | Yes
LED Lighting | Downlight | Nora Lighting | True |  |  |  |  | Downlight Solid State Retrofit Downlight Solid State Retrofit Home Fixtures Recessed Lighting 4 in - 75W Equal - LED Retrofit Downlight - 750 Lumens - 12W - 2700K - Black Back Description The NLCBC2-45127BB 4 inch LED retrofit downlight from Nora Lighting produces 750 lumens at 12W to replace 75 watt halogen bulbs. This LED downlight has a 2-pin base with E26 adapter for easy installation and runs on 120V input. The 2700K warm white color temperature makes it ideal for residential and commercial downlight applications. This recessed downlight has a round trim with black finish. The Nora Cobalt series LED recessed lights have 90+ CRI and are Energy Star and wet location rated. 4 in - 75W Equal - LED Retrofit Downlight - 750 Lumens - 12W - 2700K - Black | 2700 | 96 | 738 | 61.5 | 57000 | 12 | 1 | 69.48 | 69.48 | 81.6417 | 2020Q3 | https://www.beeslighting.com/NLCBC2-45127BB | Bee's Lighting | 2020 | Yes
LED Lighting | Downlight | Nora Lighting | True |  | General Purpose Replacement | A19 | E26 (Medium) | Damp Location Rated Damp Location Rated Home Fixtures Recessed Lighting 4 in - 75W Equal - LED Retrofit Downlight - 750 Lumens - 12W - 4000K - Black Back Description The NLCBC2-45140BB 4 inch LED retrofit downlight from Nora Lighting produces 750 lumens at 12W to replace 75 watt halogen bulbs. This LED downlight has a 2-pin base with E26 adapter for easy installation and runs on 120V input. The 4000K cool white color temperature makes it ideal for residential and commercial downlight applications. This recessed downlight has a round trim with black finish. The Nora Cobalt series LED recessed lights have 90+ CRI and are Energy Star and wet location rated. 4 in - 75W Equal - LED Retrofit Downlight - 750 Lumens - 12W - 4000K - Black | 5000 | 85 | 800 | 84.2105 | 15000 | 9.5 | 1 | 69.48 | 69.48 | 81.6417 | 2020Q3 | https://www.beeslighting.com/NLCBC2-45140BB | Bee's Lighting | 2020 | No
LED Lighting | Downlight | Nora Lighting | True |  |  |  |  | Downlight Solid State Retrofit Downlight Solid State Retrofit Home Fixtures Recessed Lighting 5 in - 75W Equal - LED Retrofit Downlight - 750 Lumens - 12W - 2700K - Black Back Description The NLCBC2-55127BB 5 inch LED retrofit downlight from Nora Lighting produces 750 lumens at 12W to replace 75 watt halogen bulbs. This LED downlight has a 2-pin base with E26 adapter for easy installation and runs on 120V input. The 2700K warm white color temperature makes it ideal for residential and commercial downlight applications. This recessed downlight has a round trim with black finish. The Nora Cobalt series LED recessed lights have 90+ CRI and are Energy Star and wet location rated. 5 in - 75W Equal - LED Retrofit Downlight - 750 Lumens - 12W - 2700K - Black | 2700 | 97 | 750 | 62.5 | 57000 | 12 | 1 | 69.48 | 69.48 | 81.6417 | 2020Q3 | https://www.beeslighting.com/NLCBC2-55127BB | Bee's Lighting | 2020 | Yes
LED Lighting | Downlight | Nora Lighting | True |  |  |  |  | Downlight Solid State Retrofit Downlight Solid State Retrofit Home Fixtures Recessed Lighting 5 in - 75W Equal - LED Retrofit Downlight - 750 Lumens - 12W - 2700K - Bronze Back Description The NLCBC2-55127BZBZ 5 inch LED retrofit downlight from Nora Lighting produces 750 lumens at 12W to replace 75 watt halogen bulbs. This LED downlight has a 2-pin base with E26 adapter for easy installation and runs on 120V input. The 2700K warm white color temperature makes it ideal for residential and commercial downlight applications. This recessed downlight has a round trim with bronze finish. The Nora Cobalt series LED recessed lights have 90+ CRI and are Energy Star and wet location rated. 5 in - 75W Equal - LED Retrofit Downlight - 750 Lumens - 12W - 2700K - Bronze | 2700 | 97 | 750 | 62.5 | 57000 | 12 | 1 | 69.48 | 69.48 | 81.6417 | 2020Q3 | https://www.beeslighting.com/NLCBC2-55127BZBZ | Bee's Lighting | 2020 | Yes
LED Lighting | Downlight | Nora Lighting | True |  |  |  |  | Downlight Solid State Retrofit Downlight Solid State Retrofit Home Fixtures Recessed Lighting 6 in - 75W Equal - LED Retrofit Downlight - 750 Lumens - 12W - 2700K - Black Back Description The NLCBC2-65127BB 6 inch LED retrofit downlight from Nora Lighting produces 750 lumens at 12W to replace 75 watt halogen bulbs. This LED downlight has a 2-pin base with E26 adapter for easy installation and runs on 120V input. The 2700K warm white color temperature makes it ideal for residential and commercial downlight applications. This recessed downlight has a round trim with black finish. The Nora Cobalt series LED recessed lights have 90+ CRI and are Energy Star and wet location rated. 6 in - 75W Equal - LED Retrofit Downlight - 750 Lumens - 12W - 2700K - Black | 2700 | 97 | 750 | 62.5 | 57000 | 12 | 1 | 69.48 | 69.48 | 81.6417 | 2020Q3 | https://www.beeslighting.com/NLCBC2-65127BB | Bee's Lighting | 2020 | Yes
LED Lighting | Downlight | Nora Lighting | True |  |  |  |  | Downlight Solid State Retrofit Downlight Solid State Retrofit Home Fixtures Recessed Lighting 6 in - 75W Equal - LED Retrofit Downlight - 750 Lumens - 12W - 2700K - Bronze Back Description The NLCBC2-65127BZBZ 6 inch LED retrofit downlight from Nora Lighting produces 750 lumens at 12W to replace 75 watt halogen bulbs. This LED downlight has a 2-pin base with E26 adapter for easy installation and runs on 120V input. The 2700K warm white color temperature makes it ideal for residential and commercial downlight applications. This recessed downlight has a round trim with bronze finish. The Nora Cobalt series LED recessed lights have 90+ CRI and are Energy Star and wet location rated. 6 in - 75W Equal - LED Retrofit Downlight - 750 Lumens - 12W - 2700K - Bronze | 2700 | 97 | 750 | 62.5 | 57000 | 12 | 1 | 69.48 | 69.48 | 81.6417 | 2020Q3 | https://www.beeslighting.com/NLCBC2-65127BZBZ | Bee's Lighting | 2020 | Yes
LED Lighting | A-Type | TCP | True |  | General Purpose Replacement | A19 | E26 (Medium) | Damp Location Rated Damp Location Rated Description This 15-Watt LED A19 bulb provides a similar brightness as a 100-Watt incandescent, allowing you to instantly save on energy. Shatter-resistant housing 4000 Kelvin color Dimmable 1600 Lumens - 4100 Kelvin - Medium Base - 120 Volt - TCP L15A19D2541K LED A19 - 15 Watt - 100 Watt Equal - Cool White | 4000 | 83 | 1600 | 106.6667 | 25000 | 15 | 12 | 66 | 5.5 | 6.4627 | 2020Q3 | https://www.1000bulbs.com/product/202034/TCP-10080.html | 1000bulbs.com | 2020 | Yes
LED Lighting | A-Type | TCP | True |  | General Purpose Replacement | A19 | E26 (Medium) | Damp Location Rated Damp Location Rated Description Complement your living room or lobby with this LED A19 bulb to experience quality lighting that reduces maintenance costs. Excellent for pendants, ceiling fans, and sconces Low heat, saves on energy Lasts up to 25,000 hours Dimmable 1600 Lumens - 2700 Kelvin - Medium Base - 120 Volt - TCP L15A19D2527K LED A19 - 15 Watt - 100 Watt - Incandescent Match | 2700 | 83 | 1600 | 106.6667 | 25000 | 15 | 12 | 66 | 5.5 | 6.4627 | 2020Q3 | https://www.1000bulbs.com/product/203443/TCP-10125.html | 1000bulbs.com | 2020 | Yes
LED Lighting | A-Type | TCP | True |  | General Purpose Replacement | A19 | E26 (Medium) | Damp Location Rated Damp Location Rated Description Lower replacement costs by switching inefficient 100-Watt incandescents for this long-lasting 15-Watt LED bulb and have dependable lighting for up to 25,000 hours. Excellent for enclosed and open fixtures Brightness can be dimmed Shatter-resistant build 1600 Lumens - 3000 Kelvin - Medium Base - 120 Volt - TCP L15A19D2530K LED A19 - 15 Watt - 100 Watt Equal - Halogen Match | 3000 | 83 | 1600 | 106.6667 | 25000 | 15 | 12 | 66.12 | 5.51 | 6.4745 | 2020Q3 | https://www.1000bulbs.com/product/203444/TCP-10126.html | 1000bulbs.com | 2020 | Yes
LED Lighting | Reflector | Progress Lighting | True |  | Reflector (Flood/Spot) | PAR30S | E26 (Medium) | Wet Location Rated,Recessed Fixtures Wet Location Rated,Recessed Fixtures Home Fixtures Flush Mount Lighting LED Flush Mount - 11 in - LED Flush Mount Light - 1452 Lumens - 3000K - Nickel Finish Back Description One-light 11" LED Flush Mount series featuring an etched glass bowl in a Brushed Nickel finish LED Flush Mount - 11 in - LED Flush Mount Light - 1452 Lumens - 3000K - Nickel Finish | 5000 | 85 | 840 | 84 | 25000 | 10 | 1 | 90.27 | 90.27 | 106.0707 | 2020Q3 | https://www.beeslighting.com/P350051-009-30 | Bee's Lighting | 2020 | No
LED Lighting | Reflector | Progress Lighting | True |  | Reflector (Flood/Spot) | PAR30S | E26 (Medium) | Wet Location Rated,Recessed Fixtures Wet Location Rated,Recessed Fixtures Home Fixtures Flush Mount Lighting LED Flush Mount - 11 in - LED Flush Mount Light - 1452 Lumens - 3000K - Bronze Finish Back Description One-light 11" LED Flush Mount series featuring an etched glass bowl in an Antique Bronze finish LED Flush Mount - 11 in - LED Flush Mount Light - 1452 Lumens - 3000K - Bronze Finish | 5000 | 85 | 840 | 84 | 25000 | 10 | 1 | 90.27 | 90.27 | 106.0707 | 2020Q3 | https://www.beeslighting.com/P350051-020-30 | Bee's Lighting | 2020 | No
LED Lighting | Reflector | Progress Lighting | True |  | Reflector (Flood/Spot) | R20 | E26 (Medium) | Damp Location Rated,Recessed Fixtures Damp Location Rated,Recessed Fixtures Home Fixtures Flush Mount Lighting Blakely - 17 In. - 2 Lights - Semi-Flush Mount Light - Black Finish Back Description The Blakely collection two-light semi-flush reversible fixture is a fashion-forward design style. A rectangular frame celebrates geometric interplay with clean, straight lines. Finished in Graphite with satin brass accents, the Blakely collection is ideal for Modern and Traditional interiors. Blakely - 17 In. - 2 Lights - Semi-Flush Mount Light - Black Finish | 5000 | 85 | 525 | 80.7692 | 25000 | 6.5 | 1 | 292.38 | 292.38 | 343.5578 | 2020Q3 | https://www.beeslighting.com/P350120-143 | Bee's Lighting | 2020 | No
LED Lighting | Reflector | Progress Lighting | True |  | Reflector (Flood/Spot) | BR40 | E26 (Medium) | Damp Location Rated,Recessed Fixtures Damp Location Rated,Recessed Fixtures Home Fixtures Flush Mount Lighting Point Dume - 17 in - 3 Lights - Semi-flush Mount Light - Silver Finish Back Description Designer Jeffrey Alan Mark’s striking use of intricately cut metalwork lends a Moroccan edge to the Yerba Collection Geometric details of mid-century modern style combine with sculpted elements in a luxurious Silver Ridge finish, making Yerba relaxed, yet vibrant and exotic The semi-flush ceiling light has pierced openings that cast dramatically dappled light, giving a multi-layered depth and movement to any space This family of fixtures is part of the Jeffrey Alan Marks Point Dume™ lighting collection which celebrates a curated mix of yesterday and today, distilling both industrial and artisanal influences Point Dume - 17 in - 3 Lights - Semi-flush Mount Light - Silver Finish | 5000 | 84 | 1200 | 72.7273 | 25000 | 16.5 | 1 | 425.26 | 425.26 | 499.6969 | 2020Q3 | https://www.beeslighting.com/P350140-134 | Bee's Lighting | 2020 | No
LED Lighting | Reflector | Progress Lighting | True |  | Reflector (Flood/Spot) | PAR38 | E26 (Medium) | Damp Location Rated,Not Rated for Recessed Fixtures Damp Location Rated,Not Rated for Recessed Fixtures Home Fixtures Pendant Lighting Union Square - 38 in. - 5 Lights - Pendant Light - Stainless Steel Finish Back Description Union Square features a reproduction gas lantern inspiration. The five-light linear chandelier in a Stainless Steel finish complements the natural polished material. This fixture is ideal for Vintage Bulbs (sold separately), providing character and visual appeal to the form. Ideal for Coastal, Farmhouse and Urban Industrial architecture design styles. Perfect for interior or exterior applications. The minimalist, angular form of Union Square gets its inspiration from historic gas lanterns Mechanical details such as exaggerated knobs and enlarged riveting refer back to the five-light island?s industrial-age predecessors Ideal for a kitchen island or in the dining room over a modern or farmhouse dining table A perfect complement to Modern Farmhouse and Urban Industrial interiors Uses five 60-watt max. medium base bulbs including LED equivalent (sold separately), vintage style bulbs recommended Progress Lighting products are designed for exceptional quality, reliability, and functionality Unfussy Stainless Steel finish Union Square - 38 in. - 5 Lights - Pendant Light - Stainless Steel Finish | 3000 | 92 | 1100 | 91.6667 | 25000 | 12 | 1 | 398.64 | 398.64 | 468.4174 | 2020Q3 | https://www.beeslighting.com/P400145-135 | Bee's Lighting | 2020 | No
LED Lighting | Decorative | Progress Lighting | True |  | Globe | G16.5 | E26 (Medium) | Damp Location Rated Damp Location Rated Home Fixtures Chandeliers Foster - 25 in. - 5 Lights - Chandelier - Black Finish Back Description The airy, antique frame of the Foster five-light chandelier allows exposed, vintage bulbs to shine light upon the memories being made below at a dining table or kitchen island. The squared lines, rounded metal arms, and mixed metal elements draw inspiration from the industrial and rustic settings for which it is perfect for illuminating. Ideal for installing over a library table, in an office, den, or wherever a touch of antique detailing is desired Squared lines and mixed metal elements are ideal for industrial and rustic settings Five-light chandelier with rounded, iron metal arms holding the bulbs in an open, circular design Exposed bulbs held by decorative sockets perch on the circular center frame, adding a vintage charm Gilded Iron finish complements the fixture?s clean ironwork styling Uses five 60-watt max medium base bulbs, or the LED equivalents, that are sold separately Progress Lighting products are designed for exceptional quality, reliability, and functionality Foster - 25 in. - 5 Lights - Chandelier - Black Finish | 2700 | 82 | 450 | 100 | 15000 | 4.5 | 1 | 323.2 | 323.2 | 379.7725 | 2020Q3 | https://www.beeslighting.com/P400153-071 | Bee's Lighting | 2020 | No
LED Lighting | Decorative | Progress Lighting | True |  | Globe | G16.5 | E26 (Medium) | Damp Location Rated Damp Location Rated Home Fixtures Chandeliers Foster - 30 in. - 6 Lights - Chandelier - Black Finish Back Description Exposed bulbs adorn the Gilded Finish frame of the Foster six-light chandelier as it emits light on a dining table or kitchen island below. Rounded, iron metal arms hold the bulbs in an open, circular design, creating both substance and form for gazing eyes to dine on. Perfect for installing over a library table, in an office, or den, or wherever a touch of antique detailing is desired Squared lines and mixed metal elements are ideal for industrial and rustic settings Six-light chandelier with rounded iron metal arms holding the bulbs in an open, circular design Exposed bulbs held by decorative sockets perch on the circular center frame, adding a vintage charm Gilded Iron finish complements the fixture?s clean ironwork styling Uses six 60-watt max medium base bulbs, or the LED equivalents, that are sold separately Progress Lighting products are designed for exceptional quality, reliability, and functionality Foster - 30 in. - 6 Lights - Chandelier - Black Finish | 2700 | 82 | 450 | 100 | 15000 | 4.5 | 1 | 390.2 | 390.2 | 458.5001 | 2020Q3 | https://www.beeslighting.com/P400154-071 | Bee's Lighting | 2020 | No
LED Lighting | Decorative | Progress Lighting | True |  | Globe | G16.5 | E26 (Medium) | Damp Location Rated Damp Location Rated Home Fixtures Chandeliers Gulliver - 30 in. - 5 Lights - Chandelier - Silver Finish Back Description The five-light chandelier in the Gulliver Collection features arching and delicate details that curve to create an airy design. Dual toned frame color combinations in a Galvanized finish with antique white accents The hand painted wood grained texture finished to emulate weathered driftwood complements Rustic and Modern Farmhouse home decor, as well as Urban Industrial and Coastal interior settings. Gulliver?s deftly painted two-toned metal frame reads like a rustic wood finish The distinguished five-light chandelier is ideal for foyers, entryways, kitchens and breakfast nooks ? and positioned over farmhouse dining tables Its rustic styling is ideal for Coastal or Farmhouse spaces Galvanized Finish with banding that resembles sun-bleached wood Uses five, 60-watt max candelabra bulbs or LED equivalent (sold separately) vintage bulbs are an option for a rustic look Progress Lighting products are designed for exceptional quality, reliability, and functionality Gulliver - 30 in. - 5 Lights - Chandelier - Silver Finish | 2700 | 82 | 450 | 100 | 15000 | 4.5 | 1 | 459.2 | 459.2 | 539.5777 | 2020Q3 | https://www.beeslighting.com/P400158-141 | Bee's Lighting | 2020 | No
LED Lighting | Decorative | Progress Lighting | True |  | Globe | G16.5 | E26 (Medium) | Damp Location Rated Damp Location Rated Home Fixtures Chandeliers Gulliver - 30 in. - 5 Lights - Chandelier - Black Finish Back Description The five-light chandelier in the Gulliver Collection features arching and delicate details that curve to create an airy design. Dual toned frame color combinations in a Graphite finish with weathered oak accents The hand painted wood grained texture complements Rustic and Modern Farmhouse home decor, as well as Urban Industrial and Coastal interior settings. Gulliver?s deftly painted two-toned metal frame reads like a rustic wood finish The distinguished five-light chandelier is ideal for foyers, entryways, kitchens and breakfast nooks ? and positioned over farmhouse dining tables Its rustic styling is ideal for Coastal or Farmhouse spaces Graphite Finish with banding that resembles weathered gray-stained wood Uses five, 60-watt max candelabra bulbs or LED equivalent (sold separately) vintage bulbs are an option for a rustic look Progress Lighting products are designed for exceptional quality, reliability, and functionality Gulliver - 30 in. - 5 Lights - Chandelier - Black Finish | 2700 | 82 | 450 | 100 | 15000 | 4.5 | 1 | 459.2 | 459.2 | 539.5777 | 2020Q3 | https://www.beeslighting.com/P400158-143 | Bee's Lighting | 2020 | No
LED Lighting | Downlight | Progress Lighting | [5 empty] | Downlight Solid State Retrofit Downlight Solid State Retrofit Home Fixtures Pendant Lighting Trestle - 33 In. - 4 Lights - Pendant Light - Black Finish Back Description Fixtures within the Trestle collection offer a handsome look for industrial or rustic living spaces. Featuring a hand painted cage with geometric elements, pendant and linear options can revive a look over kitchen island or bar, as well as dining and living spaces. The Gilded Iron finish is enhanced by hand-painted oak accent. Four-light island light. Handsome look for industrial or rustic living spaces. Hand painted cage with geometric elements. Hand-painted oak accent. Trestle - 33 In. - 4 Lights - Pendant Light - Black Finish | 3000 | 92 | 1100 | 61.1111 | 50000 | 18 | 1 | 410.8 | 410.8 | 482.7059 | 2020Q3 | https://www.beeslighting.com/P4720-71 | Bee's Lighting | 2020 | Yes
LED Lighting | Reflector | Progress Lighting | True |  | Reflector (Flood/Spot) | PAR38 | E26 (Medium) | Wet Location Rated,Recessed Fixtures Wet Location Rated,Recessed Fixtures Home Fixtures Outdoor Lighting Outdoor Ceiling Lights Port Royal - 14 in. - Outdoor Hanging Lantern - Black Finish Back Description This hanging lantern distills both industrial and artisan influences with its signature ribbed black frame constructed from durable corrosion-resistant, composite polymer. Inside the ribs rests an elongated, clear glass shade that adds to the light fixture's modern flair. The design's blend of industrial and coastal inspiration makes it a perfect light fixture for updating your favorite spaces in and around your home. DURASHIELD by Progress Lighting is built to last. Constructed from a composite material with UV protection, DURASHIELD holds up even in the harshest weather conditions. This high-performance finish has a 5-year warranty and is resistant to rust, corrosion, and fading. Inside the ribs rests an elongated, clear glass shade that adds to the light fixture's modern flair. This hanging lantern distills both industrial and artisan influences with its signature ribbed black frame constructed from durable corrosion-resistant, composite polymer materials. Ideal for any foyer, entryway, patio, or porch in urban industrial, farmhouse, or coastal settings. Port Royal - 14 in. - Outdoor Hanging Lantern - Black Finish | 4000 | 83 | 1350 | 90 | 25000 | 15 | 1 | 121.5 | 121.5 | 142.7672 | 2020Q3 | https://www.beeslighting.com/P550061-031 | Bee's Lighting | 2020 | No
LED Lighting | Reflector | Progress Lighting | True |  | Reflector (Flood/Spot) | PAR38 | E26 (Medium) | Wet Location Rated,Recessed Fixtures Wet Location Rated,Recessed Fixtures Home Fixtures Outdoor Lighting Outdoor Ceiling Lights Z-1060 LED - 4 in. - LED Outdoor Flush Mount - 66 Lumens - 3000K - Black Finish Back Description Get even more of the home décor compliments you love with this classic lighting design. A minimalist, yet welcoming demeanor is manifested with a cylinder-shaped, etched opal glass shade. The shade hangs in place from a round black backplate making the design perfect for casting a welcoming glow. A minimalist, yet welcoming demeanor is manifested with a cylinder-shaped, etched opal glass shade. The shade hangs in place from a round black backplate making the design perfect for casting a welcoming glow. Get even more of the home décor compliments you love with the classic lighting design's minimalist, yet welcoming demeanor. Z-1060 LED - 4 in. - LED Outdoor Flush Mount - 66 Lumens - 3000K - Black Finish | 5000 | 85 | 1350 | 90 | 25000 | 15 | 1 | 83.7 | 83.7 | 98.3507 | 2020Q3 | https://www.beeslighting.com/P550071-031-30 | Bee's Lighting | 2020 | No
LED Lighting | Downlight | Progress Lighting | [5 empty] | Downlight Surface Mount Downlight Surface Mount Home Fixtures Outdoor Lighting Outdoor Wall Lights Z-1030 LED - 20 in. - LED Outdoor Armed Sconce - 624 Lumens - 3000K - White Finish Back Description A modern medium outdoor LED sconce with an architectural-inspired open linear frame and clear glass diffuser. Finished in Metallic Gray. A modern outdoor LED sconce. LED source provides energy efficient source with low maintenance and cost savings benefits 624 lumens 66 lumens/watt per module (source) Z-1030 LED - 20 in. - LED Outdoor Armed Sconce - 624 Lumens - 3000K - White Finish | 4000 | 86 | 1120 | 74.6667 | 50000 | 15 | 1 | 157.2 | 157.2 | 184.7161 | 2020Q3 | https://www.beeslighting.com/P560056-030-30 | Bee's Lighting | 2020 | Yes
LED Lighting | Downlight | Progress Lighting | True |  |  |  |  | Downlight Surface Mount Downlight Surface Mount Home Fixtures Flush Mount Lighting Intrinsic - 6 in - LED Flush Mount Light - 650 Lumens - 3000K - White Finish Back Description Elevate your design vision with just the flip of a switch with our Intrinsic Surface Mount LED Collection The simple, classic design of these light fixtures can easily be installed into a variety of style applications in both residential and commercial settings We offer two different sizes of surface mounts, both coated in a crisp white finish, to meet your unique design needs Each smooth trim ring surrounds an integrated LED light fixture ready to emit general ambient lighting wherever it calls home in your design plan Intrinsic - 6 in - LED Flush Mount Light - 650 Lumens - 3000K - White Finish | 3000 | 95 | 660 | 55 | 35000 | 12 | 1 | 14.4 | 14.4 | 16.9206 | 2020Q3 | https://www.beeslighting.com/P810012-028-30 | Bee's Lighting | 2020 | Yes
LED Lighting | Downlight | Progress Lighting | True |  |  | Other | Other | Downlight Surface Mount Downlight Surface Mount Home Fixtures Flush Mount Lighting Emblem - 7 in - LED Flush Mount Light - 1080 Lumens - 3000K - Bronze Finish Back Description Revel in the brilliant combination of easy installation and a sleek, modern lighting aesthetic offered by our Emblem Surface Mount LED Collection A symbol of clean, classic designs with smooth, eye-appealing curvature, Emblem provides you with familiar lighting shapes and functional features engineered for both outstanding performance and unparalleled longevity An excellent choice for general ambient lighting, each polished design features a smooth, slightly tapered trim ring surrounding a single, integrated LED light source Each trim ring is available in two different sizes and finishes to help meet your unique design needs Enjoy the unmatched level of glare control offered by the fixture’s diffused polycarbonate lens that also hides any unwanted LED pixilation Each light fixture is home to an integrated AC LED light engine that seamlessly installs to a variety of ceiling pan junction boxes to give you added flexibility when it comes to creating your design vision The surface mount will also satiate the cravings of any environmentally-aware and cost-savvy buyer with the fixture's long-lasting, 50,000-hour LED life span and 80% energy savings Emblem - 7 in - LED Flush Mount Light - 1080 Lumens - 3000K - Bronze Finish | 3000 | 94 | 1080 | 69.6774 | 50000 | 15.5 | 1 | 37.8 | 37.8 | 44.4165 | 2020Q3 | https://www.beeslighting.com/P810014-020-30 | Bee's Lighting | 2020 | Yes
LED Lighting | Downlight | Progress Lighting | True |  |  | Other | Other | Downlight Surface Mount Downlight Surface Mount Home Fixtures Flush Mount Lighting Emblem - 7 in - LED Flush Mount Light - 1080 Lumens - 3000K - White Finish Back Description Revel in the brilliant combination of easy installation and a sleek, modern lighting aesthetic offered by our Emblem Surface Mount LED Collection A symbol of clean, classic designs with smooth, eye-appealing curvature, Emblem provides you with familiar lighting shapes and functional features engineered for both outstanding performance and unparalleled longevity An excellent choice for general ambient lighting, each polished design features a smooth, slightly tapered trim ring surrounding a single, integrated LED light source Each trim ring is available in two different sizes and finishes to help meet your unique design needs Enjoy the unmatched level of glare control offered by the fixture’s diffused polycarbonate lens that also hides any unwanted LED pixilation Each light fixture is home to an integrated AC LED light engine that seamlessly installs to a variety of ceiling pan junction boxes to give you added flexibility when it comes to creating your design vision The surface mount will also satiate the cravings of any environmentally-aware and cost-savvy buyer with the fixture's long-lasting, 50,000-hour LED life span and 80% energy savings Emblem - 7 in - LED Flush Mount Light - 1080 Lumens - 3000K - White Finish | 3000 | 95 | 1170 | 75.4839 | 50000 | 15.5 | 1 | 36 | 36 | 42.3014 | 2020Q3 | https://www.beeslighting.com/P810014-028-30 | Bee's Lighting | 2020 | Yes
LED Lighting | Downlight | Progress Lighting | True |  |  |  |  | Downlight Surface Mount Downlight Surface Mount Home Fixtures Flush Mount Lighting Everlume - 5 in - LED Flush Mount Light - 800 Lumens - 3000K - White Finish Back Description Edgelit technology creates a large glare-free and evenly illuminated surface for a variety of applications for both residential and commercial settings Offering a low-profile design Everlume - 5 in - LED Flush Mount Light - 800 Lumens - 3000K - White Finish | 3000 | 94 | 800 | 69.5652 | 50000 | 11.5 | 1 | 45 | 45 | 52.8767 | 2020Q3 | https://www.beeslighting.com/P810024-030-30 | Bee's Lighting | 2020 | Yes
LED Lighting | Downlight | Progress Lighting | True |  |  | Other | Other | Downlight Surface Mount Downlight Surface Mount Home Fixtures Flush Mount Lighting Emblem - 6 In - LED Flush Mount Light - 750 Lumens - 3000K - White Back Description Revel in the brilliant combination of easy installation and a sleek, modern lighting aesthetic offered by our Emblem Surface Mount LED Collection A symbol of clean, classic designs with smooth, eye-appealing curvature, Emblem provides you with familiar lighting shapes and functional features engineered for both outstanding performance and unparalleled longevity An excellent choice for general ambient lighting, each polished design features a smooth, slightly tapered trim ring surrounding a single, integrated LED light source Each trim ring is available in two different sizes and finishes to help meet your unique design needs Enjoy the unmatched level of glare control offered by the fixture’s diffused polycarbonate lens that also hides any unwanted LED pixilation Each light fixture is home to an integrated AC LED light engine that seamlessly installs to a variety of ceiling pan junction boxes to give you added flexibility when it comes to creating your design vision The surface mount will also satiate the cravings of any environmentally-aware and cost-savvy buyer with the fixture's long-lasting, 50,000-hour LED life span and 80% energy savings Emblem - 6 In - LED Flush Mount Light - 750 Lumens - 3000K - White | 3000 | 94 | 750 | 60 | 50000 | 12.5 | 1 | 32.76 | 32.76 | 38.4943 | 2020Q3 | https://www.beeslighting.com/P810027-028-30 | Bee's Lighting | 2020 | Yes
LED Lighting | Downlight | Progress Lighting | True |  |  |  |  | Downlight Surface Mount Downlight Surface Mount Home Fixtures Flush Mount Lighting LED Flush Mount - 6 in - LED Flush Mount Light - 644 Lumens - 3000K - Nickel Finish Back Description The P8247 delivers a solution for flush mount, for both residential and commercial markets In addition, the P8247 is wet located, Title 24 - JA8 - 2016 and is a cost effective solution for fire rated application The P8247 luminaire unites performance, cost and safety benefits Brushed Nickel finish LED Flush Mount - 6 in - LED Flush Mount Light - 644 Lumens - 3000K - Nickel Finish | 3000 | 92 | 644 | 61.3333 | 50000 | 10.5 | 1 | 61.02 | 61.02 | 71.7009 | 2020Q3 | https://www.beeslighting.com/P8247-09-30K | Bee's Lighting | 2020 | Yes
LED Lighting | Downlight | Topaz | True |  |  |  |  | Downlight Recessed Downlight Recessed Home Fixtures Recessed Lighting 4 in - 50W Equal - LED Ultra Thin Downlight - Canless - 550 Lumens - 9W - 3000K - White Back Description Topaz LED Slim Recessed Downlight fixtures are designed for new or remodel applications and feature a low profile design that facilitates mounting in confined ceiling areas or soffits. This easy to install slim fixture does not require a separate housing, the recess fixture mounts directly into the ceiling. Simply wire and mount the J-box, connect the low voltage cable to the fixture then secure the fixture into the ceiling with the attached spring clips. The Topaz LED Slim Recessed Downlight fixture is IC Rated and Damp location rated and is dimmable with leading edge incandescent style or LED dimmers. Available in 4" and 6" sizes and square or round models. Low profile design Easy to install, saving labor and extra housing costs Spring clips hold fixture firmly to ceiling IC Rated & Damp location rated Edge Lit LED technology Remote J-box with low voltage cable provides flexibility in mounting Dimmable with leading edge incandescent style or LED dimmers* Does not require a separate housing, recess mount directly into ceiling. Simply wire and mount J-box, connect low voltage cable to fixture then secure into ceiling with spring clips 4 in - 50W Equal - LED Ultra Thin Downlight - Canless - 550 Lumens - 9W - 3000K - White | 4000 | 91 | 550 | 61.1111 | 50000 | 9 | 1 | 13.99 | 13.99 | 16.4388 | 2020Q3 | https://www.beeslighting.com/RDL-43RND-9-WH-D-50 | Bee's Lighting | 2020 | Yes
LED Lighting | Downlight | MaxLite | True |  |  |  |  | Downlight Recessed Downlight Recessed Home Fixtures Commercial Lighting Commercial Downlights 8in - Commercial LED Retrofit Downlight - 38W - 4000K Back Description The ENERGY STAR qualified eight-inch ECO Series LED Recessed Retrofit Downlight combines low up-front cost, minimal labor, best-in-class energy efficiency, and architectural-quality light to deliver an exceptional value for customers. The ECO Series retrofit offers out-of-the-box dimming compatibility using 0-10-volt controls and features a one-piece design that is quick and easy to install into existing recessed frames Universal voltage (120V-277V) Mounts into existing recessed frame cULus listed for damp location use Dimmable 0-10V to 10% 8in - Commercial LED Retrofit Downlight - 38W - 4000K | 4000 | 85 | 3150 | 78.75 | 50000 | 40 | 1 | 87.14 | 87.14 | 102.3929 | 2020Q3 | https://www.beeslighting.com/RRECO84040W-V2 | Bee's Lighting | 2020 | Yes
LED Lighting | Downlight | Topaz | True |  |  |  |  | Downlight Solid State Retrofit Downlight Solid State Retrofit Home Fixtures Recessed Lighting 4 in - 65W Equal - LED Retrofit Downlight - 620 Lumens - 8W - 3000K - White Back Description Topaz provides a well-designed and long life solution for retrofitting standard recessed incandescent or LED housing with the Nextwave Series LED Retrofit Units. High performing and simple to install. Available in 4” and 5/6” sizes with 90+ CRI for superior color rendering without the high heat or UV cast by halogens. Select models are UL rated for wet locations. The versatile Topaz Nextwave Retrofit Units are Energy Star approved and confidently backed by our 5-year limited warranty. 4 in - 65W Equal - LED Retrofit Downlight - 620 Lumens - 8W - 3000K - White | 3000 | 85 | 620 | 74.6988 | 35000 | 8.3 | 1 | 19.95 | 19.95 | 23.442 | 2020Q3 | https://www.beeslighting.com/RTL-437WH-90-D | Bee's Lighting | 2020 | Yes
LED Lighting | Downlight | Topaz | True |  |  |  |  | Downlight Solid State Retrofit Downlight Solid State Retrofit Home Fixtures Recessed Lighting 4 in - 65W Equal - LED Retrofit Downlight - 715 Lumens - 10W - 3000K - Square - White Back Description Topaz provides a well-designed and long life solution for retrofitting standard recessed incandescent or LED housing with the Nextwave Series LED Retrofit Units. High performing and simple to install. Available in 4” and 5/6” sizes with 90+ CRI for superior color rendering without the high heat or UV cast by halogens. Select models are UL rated for wet locations. The versatile Topaz Nextwave Retrofit Units are Energy Star approved and confidently backed by our 5-year limited warranty. 4 in - 65W Equal - LED Retrofit Downlight - 715 Lumens - 10W - 3000K - Square - White | 3000 | 85 | 695 | 63.1818 | 35000 | 11 | 1 | 16.95 | 16.95 | 19.9169 | 2020Q3 | https://www.beeslighting.com/RTL-43SQ-WH-90-D | Bee's Lighting | 2020 | Yes
LED Lighting | Downlight | Topaz | True |  |  |  |  | Downlight Solid State Retrofit Downlight Solid State Retrofit Home Fixtures Recessed Lighting 4 in - 65W Equal - LED Retrofit Downlight - 665 Lumens - 8W - 4000K - White Back Description Topaz provides a well-designed and long life solution for retrofitting standard recessed incandescent or LED housing with the Nextwave Series LED Retrofit Units. High performing and simple to install. Available in 4” and 5/6” sizes with 90+ CRI for superior color rendering without the high heat or UV cast by halogens. Select models are UL rated for wet locations. The versatile Topaz Nextwave Retrofit Units are Energy Star approved and confidently backed by our 5-year limited warranty. 4 in - 65W Equal - LED Retrofit Downlight - 665 Lumens - 8W - 4000K - White | 4000 | 85 | 620 | 74.6988 | 35000 | 8.3 | 1 | 19.95 | 19.95 | 23.442 | 2020Q3 | https://www.beeslighting.com/RTL-447WH-90-D | Bee's Lighting | 2020 | Yes
LED Lighting | Downlight | Topaz | True |  |  |  |  | Downlight Solid State Retrofit Downlight Solid State Retrofit Home Fixtures Recessed Lighting 5/6 in - 100W Equal - LED Retrofit Downlight - 1025 Lumens - 12W - 3000K - White Back Description Topaz provides a well-designed and long life solution for retrofitting standard recessed incandescent or LED housing with the Nextwave Series LED Retrofit Units. High performing and simple to install. Available in 4” and 5/6” sizes with 90+ CRI for superior color rendering without the high heat or UV cast by halogens. Select models are UL rated for wet locations. The versatile Topaz Nextwave Retrofit Units are Energy Star approved and confidently backed by our 5-year limited warranty. 5/6 in - 100W Equal - LED Retrofit Downlight - 1025 Lumens - 12W - 3000K - White | 3000 | 87 | 1025 | 78.8462 | 35000 | 13 | 1 | 23.95 | 23.95 | 28.1422 | 2020Q3 | https://www.beeslighting.com/RTL-637WH-90-D | Bee's Lighting | 2020 | Yes
LED Lighting | Downlight | Topaz | True |  |  |  |  | Downlight Solid State Retrofit Downlight Solid State Retrofit Home Fixtures Recessed Lighting 5/6 in - 100W Equal - LED Retrofit Downlight - 1250 Lumens - 15W - 4000K - White Back Description Topaz provides a well-designed and long life solution for retrofitting standard recessed incandescent or LED housing with the Nextwave Series LED Retrofit Units. High performing and simple to install. Available in 4” and 5/6” sizes with 90+ CRI for superior color rendering without the high heat or UV cast by halogens. Select models are UL rated for wet locations. The versatile Topaz Nextwave Retrofit Units are Energy Star approved and confidently backed by our 5-year limited warranty. 5/6 in - 100W Equal - LED Retrofit Downlight - 1250 Lumens - 15W - 4000K - White | 4000 | 87 | 1155 | 72.1875 | 35000 | 16 | 1 | 16.95 | 16.95 | 19.9169 | 2020Q3 | https://www.beeslighting.com/RTL-643WH-90-D | Bee's Lighting | 2020 | Yes
LED Lighting | Downlight | Topaz | True |  |  |  |  | Downlight Solid State Retrofit Downlight Solid State Retrofit Home Fixtures Recessed Lighting 5/6 in - 100W Equal - LED Retrofit Downlight - 1100 Lumens - 12W - 4000K - White Back Description Topaz provides a well-designed and long life solution for retrofitting standard recessed incandescent or LED housing with the Nextwave Series LED Retrofit Units. High performing and simple to install. Available in 4” and 5/6” sizes with 90+ CRI for superior color rendering without the high heat or UV cast by halogens. Select models are UL rated for wet locations. The versatile Topaz Nextwave Retrofit Units are Energy Star approved and confidently backed by our 5-year limited warranty. 5/6 in - 100W Equal - LED Retrofit Downlight - 1100 Lumens - 12W - 4000K - White | 4000 | 87 | 1025 | 78.8462 | 35000 | 13 | 1 | 23.95 | 23.95 | 28.1422 | 2020Q3 | https://www.beeslighting.com/RTL-647WH-90-D | Bee's Lighting | 2020 | Yes
LED Lighting | Decorative | Satco | True |  | Globe | G16.5 | E12 (Candelabra) | Damp Location Rated Damp Location Rated Home Bulbs Decorative Light Bulbs 40W Equal - 4.5W - LED Filament CA11 bulb - 3000K Warm White - 90 CRI Back Description This Satco S11364 LED G16.5 bulb produces 350 lumens, with only 4.5 watt power consumption. The S11364 replaces 40 watt incandescent bulbs and has a Candelabra base type. Moreover the bulb illuminates a residential color temperature in 2700K. Solid State LED lighting G16.5 replacement lamp Approved for enclosed fixtures Long life 40W Equal - 4.5W - LED Filament CA11 bulb - 3000K Warm White - 90 CRI | 2700 | 93 | 360 | 80 | 15000 | 4.5 | 1 | 6.95 | 6.95 | 8.1665 | 2020Q3 | https://www.beeslighting.com/S11364 | Bee's Lighting | 2020 | Yes
LED Lighting | Decorative | Satco | True |  | Globe | G25 | E26 (Medium) | Damp Location Rated Damp Location Rated Home Bulbs Decorative Light Bulbs 40W Equal - 5.5W - LED G25 bulb - 3000K - Warm White - 90 CRI Back Description This Satco S11366 LED G25 bulb produces 500 lumens, with only 5.5 watt power consumption. The S11366 replaces 40 watt incandescent bulbs and has E26 Medium base type. Moreover the bulb illuminates a residential color temperature in 3000K. Solid State LED lighting G25 replacement lamp Approved for enclosed fixtures Long life 40W Equal - 5.5W - LED G25 bulb - 3000K - Warm White - 90 CRI | 3000 | 93 | 500 | 90.9091 | 15000 | 5.5 | 1 | 8.95 | 8.95 | 10.5166 | 2020Q3 | https://www.beeslighting.com/S11366 | Bee's Lighting | 2020 | Yes
LED Lighting | Decorative | Satco | True |  | Globe | G40 | E26 (Medium) | Damp Location Rated Damp Location Rated Home Bulbs Decorative Light Bulbs 60W Equal - 8W - LED Filament G40 bulb - 3000K Warm White - 90 CRI Back Description This Satco S11368 LED Filament G40 bulb produces 800 lumens, with only 8 watt power consumption. The S11368 replaces 60 watt incandescent bulbs and has an E26 base type. Moreover the bulb illuminates a residential color temperature in 3000K. Solid State LED lighting G40 replacement lamp Approved for enclosed fixtures Long life 60W Equal - 8W - LED Filament G40 bulb - 3000K Warm White - 90 CRI | 3000 | 93 | 800 | 100 | 15000 | 8 | 1 | 10.95 | 10.95 | 12.8667 | 2020Q3 | https://www.beeslighting.com/S11368 | Bee's Lighting | 2020 | Yes
LED Lighting | Decorative | Satco | True |  | Decorative | B10 | E26 (Medium) | Damp Location Rated Damp Location Rated Home Bulbs Filament Light Bulbs 40W Equal - 4.3W - LED Filament B11 bulb - 2700K Warm White - 90 CRI Back Description This Satco S11374 LED Filament B11 bulb produces 350 lumens, with only 4.3 watt power consumption. The S11374 replaces 40 watt incandescent bulbs and has a B11 base type. Moreover the bulb illuminates a residential color temperature in 2300K. Solid State LED lighting B11 replacement lamp Approved for enclosed fixtures Long life 40W Equal - 4.3W - LED Filament B11 bulb - 2700K Warm White - 90 CRI | 3000 | 93 | 350 | 81.3953 | 15000 | 4.3 | 1 | 7.95 | 7.95 | 9.3416 | 2020Q3 | https://www.beeslighting.com/S11374 | Bee's Lighting | 2020 | Yes
LED Lighting | Downlight | Satco | True |  |  |  |  | Downlight Recessed Downlight Recessed Home Fixtures Recessed Lighting 4 in - 75W Equal - LED Canless Downlight - 840 Lumens - 12W - 3000K - White Back Description 12WLED/DW/GBL/4/930/RND/RD/WH 12 watt LED Direct Wire Downlight; Gimbaled; 4 inch; 3000K; 120 volt; Dimmable; Round; Remote Driver; White Solid State LED Edge-lit technology Long life Integrated j-box for direct wire installation Dimmable IC Rated 4 in - 75W Equal - LED Canless Downlight - 840 Lumens - 12W - 3000K - White | 4000 | 94 | 850 | 70.8333 | 50000 | 12 | 1 | 36.95 | 36.95 | 43.4177 | 2020Q3 | https://www.beeslighting.com/S11618 | Bee's Lighting | 2020 | Yes
LED Lighting | Downlight | Satco | True |  |  |  |  | Downlight Recessed Downlight Recessed Home Fixtures Recessed Lighting 4 in - 75W Equal - LED Canless Downlight - 850 Lumens - 12W - 3000K - Square - White Back Description 12WLED/DW/GBL/4/930/SQ/RD/WH 12 watt LED Direct Wire Downlight; Gimbaled; 4 inch; 3000K; 120 volt; Dimmable; Square; Remote Driver; White Solid State LED Edge-lit technology Long life Integrated j-box for direct wire installation Dimmable IC Rated 4 in - 75W Equal - LED Canless Downlight - 850 Lumens - 12W - 3000K - Square - White | 4000 | 94 | 850 | 70.8333 | 50000 | 12 | 1 | 38.95 | 38.95 | 45.7678 | 2020Q3 | https://www.beeslighting.com/S11621 | Bee's Lighting | 2020 | Yes
LED Lighting | Downlight | Satco | True |  |  |  |  | Downlight Recessed Downlight Recessed Home Fixtures Recessed Lighting 3 in - 75W Equal - LED Canless Downlight - 840 Lumens - 12W - 3000K - White Back Description 12WLED/DW/DNL/3.5/930/RND/RD/WH 12 watt LED Direct Wire Downlight; 3.5 inch; 3000K; 120 volt; Dimmable; Round; Remote Driver; White Solid State LED Edge-lit technology Long life Integrated j-box for direct wire installation Dimmable IC Rated 3 in - 75W Equal - LED Canless Downlight - 840 Lumens - 12W - 3000K - White | 4000 | 93 | 840 | 70 | 50000 | 12 | 1 | 34.95 | 34.95 | 41.0676 | 2020Q3 | https://www.beeslighting.com/S11630 | Bee's Lighting | 2020 | Yes
LED Lighting | Downlight | Satco | True |  |  |  |  | Downlight Recessed Downlight Recessed Home Fixtures Recessed Lighting 3 in - 75W Equal - LED Canless Downlight - 840 Lumens - 12W - 3000K - Square - White Back Description 12WLED/DW/DNL/3.5/930/SQ/RD/WH 12 watt LED Direct Wire Downlight; 3.5 inch; 3000K; 120 volt; Dimmable; Square; Remote Driver; White Solid State LED Edge-lit technology Long life Integrated j-box for direct wire installation Dimmable IC Rated 3 in - 75W Equal - LED Canless Downlight - 840 Lumens - 12W - 3000K - Square - White | 4000 | 93 | 840 | 70 | 50000 | 12 | 1 | 36.95 | 36.95 | 43.4177 | 2020Q3 | https://www.beeslighting.com/S11633 | Bee's Lighting | 2020 | Yes
LED Lighting | Downlight | Satco | True |  |  |  |  | Downlight Recessed Downlight Recessed Home Fixtures Recessed Lighting 4 in - 45W Equal - LED Canless Downlight - 490 Lumens - 7W - 2700K - White Back Description 7WLED/DW/GBL/4/27K/120V 7 watt LED Direct Wire Downlight; Gimbaled; 4 inch; 2700K; 120 volt; Dimmable Solid State LED lighting Long life Integrated j-box for direct wire installation Dimmable IC Rated 4 in - 45W Equal - LED Canless Downlight - 490 Lumens - 7W - 2700K - White | 2700 | 91 | 490 | 70 | 40000 | 7 | 1 | 22.95 | 22.95 | 26.9671 | 2020Q3 | https://www.beeslighting.com/S11708 | Bee's Lighting | 2020 | Yes
LED Lighting | Downlight | Satco | True |  |  |  |  | Downlight Recessed Downlight Recessed Home Fixtures Recessed Lighting 6 in - 65W Equal - LED Canless Downlight - 720 Lumens - 9W - 2700K - White Back Description 9WLED/DW/GBL/6/27K/120V 9 watt LED Direct Wire Downlight; Gimbaled; 6 inch; 2700K; 120 volt; Dimmable Solid State LED lighting Long life Integrated j-box for direct wire installation Dimmable IC Rated 6 in - 65W Equal - LED Canless Downlight - 720 Lumens - 9W - 2700K - White | 2700 | 91 | 720 | 80 | 40000 | 9 | 1 | 30.95 | 30.95 | 36.3674 | 2020Q3 | https://www.beeslighting.com/S11712 | Bee's Lighting | 2020 | Yes
LED Lighting | Downlight | Satco | True |  |  |  |  | Downlight Recessed Downlight Recessed Home Fixtures Commercial Lighting LED Strip Light Fixtures 24 in - LED Linear Recessed Fixture - 1500 Lumens - 20W - 3000K/4000K/5000K Back Description The Satco S11722 LED linear recessed fixture offers a new design for downlight fixtures. This direct wire LED linear downlight is 24 inches long and is able to emit 1500 lumens with a switchable color temperature feature that changes between 3000K, 4000K and 5000K CCTs. Energy Star compliant Title 24 Compliant Switchable color temperatures Dimmable LED fixture 5 year warranty Recessed mount 24 in - LED Linear Recessed Fixture - 1500 Lumens - 20W - 3000K/4000K/5000K | 3000 | 94 | 1500 | 75 | 40000 | 20 | 1 | 73.95 | 73.95 | 86.8941 | 2020Q3 | https://www.beeslighting.com/S11722 | Bee's Lighting | 2020 | Yes
LED Lighting | Downlight | Satco | True |  |  |  |  | Downlight Recessed Downlight Recessed Home Fixtures Commercial Lighting LED Strip Light Fixtures 48 in - LED Linear Recessed Fixture - 3000 Lumens - 40W - 3000K/4000K/5000K Back Description The Satco S11724 LED linear recessed fixture offers a new design for downlight fixtures. This direct wire LED linear downlight is 48 inches long and is able to emit 3000 lumens with a switchable color temperature feature that changes between 3000K, 4000K and 5000K CCTs. Energy Star compliant Title 24 Compliant Switchable color temperatures Dimmable LED fixture 5 year warranty Recessed mount 48 in - LED Linear Recessed Fixture - 3000 Lumens - 40W - 3000K/4000K/5000K | 3000 | 93 | 3000 | 75 | 40000 | 40 | 1 | 117.95 | 117.95 | 138.5958 | 2020Q3 | https://www.beeslighting.com/S11724 | Bee's Lighting | 2020 | Yes
LED Lighting | Downlight | Satco | True | Scene Controls, |  |  | Other | Downlight Solid State Retrofit Downlight Solid State Retrofit Home Fixtures Recessed Lighting 4 in - 65W Equal - LED Retrofit Downlight - 600 Lumens - 7W - Tunable White - White Back Description The S11800 4 inch LED retrofit downlight from Satco produces 600 lumens at 7W to replace 65 watt incandescent bulbs. This LED downlight has a 2-pin base with E26 adapter for easy installation and runs on 120V input. The 2700K-5000K tunable white color temperature makes it ideal for residential and commercial downlight applications. This retrofit downlight has a baffle trim with white finish 90+ CRI with selectable color temperature Energy Star with California Title 24 certification Wet location rated 50000 hours rate life 4 in - 65W Equal - LED Retrofit Downlight - 600 Lumens - 7W - Tunable White - White | 2700 | 94 | 600 | 85.7143 | 50000 | 7 | 1 | 18.95 | 18.95 | 22.267 | 2020Q3 | https://www.beeslighting.com/S11800 | Bee's Lighting | 2020 | Yes
LED Lighting | Downlight | Satco | True | Scene Controls, |  |  | Other | Downlight Solid State Retrofit Downlight Solid State Retrofit Home Fixtures Recessed Lighting 5/6 in - 85W Equal - LED Retrofit Downlight - 800 Lumens - 9W - Tunable White - White Back Description The S11801 5/6 inch LED retrofit downlight from Satco produces 800 lumens at 9W to replace 85 watt incandescent bulbs. This LED downlight has a 2-pin base with E26 adapter for easy installation and runs on 120V input. The 2700K-5000K tunable white color temperature makes it ideal for residential and commercial downlight applications. This recessed downlight has a baffle trim with white finish 90+ CRI with selectable color temperature Energy Star with California Title 24 certification Wet location rated 50000 hours rate life 5/6 in - 85W Equal - LED Retrofit Downlight - 800 Lumens - 9W - Tunable White - White | 2700 | 93 | 800 | 88.8889 | 50000 | 9 | 1 | 22.95 | 22.95 | 26.9671 | 2020Q3 | https://www.beeslighting.com/S11801 | Bee's Lighting | 2020 | Yes
LED Lighting | Downlight | Satco | True | Scene Controls, |  |  |  | Downlight Recessed Downlight Recessed Home Fixtures Commercial Lighting Commercial Downlights 4 in - Commercial LED Downlight - 600/800/1020 Lumens - 8.5/11/14.5W - Selectable White - White Back Description The S11810 4 inch commercial LED downlight from Satco produces 600/800/1020 lumens at 8.5/11/14.5W to replace either 50W halogen or 13W CFL bulbs. This LED commercial downlight has a pre-wired connection and runs on 120-277V input. The 2700K-5000K tunable white color temperature makes it ideal for commercial downlight applications. This recessed downlight has a white open reflector with white trim 90+ CRI with selectable color temperature Energy Star and damp location rated Adjustable lumen output up to 1020 lumens 50000 hours rate life Remote driver and J box with knockouts 4 in - Commercial LED Downlight - 600/800/1020 Lumens - 8.5/11/14.5W - Selectable White - White | 2700 | 82 | 1020 | 70.3448 | 50000 | 14.5 | 1 | 43.95 | 43.95 | 51.6429 | 2020Q3 | https://www.beeslighting.com/S11810 | Bee's Lighting | 2020 | Yes
LED Lighting | Downlight | Satco | True | Scene Controls, |  |  |  | Downlight Recessed Downlight Recessed Home Fixtures Commercial Lighting Commercial Downlights 6 in - Commercial LED Downlight - 900/1200/1750 Lumens - 11/16/23W - Selectable White - White Back Description The S11811 6 inch commercial LED downlight from Satco produces 900/1200/1750 lumens at 11/16/23W to replace either 150 watt halogen or 13W CFL bulbs. This LED commercial downlight has a pre-wired connection and runs on 120-277V input. The 2700K-5000K tunable white color temperature makes it ideal for residential and commercial downlight applications. This recessed downlight has a white open reflector with white trim 90+ CRI with selectable color temperature Energy Star and damp location rated Adjustable lumen output up to 1750 lumens 50000 hours rate life Remote driver and J box with knockouts 6 in - Commercial LED Downlight - 900/1200/1750 Lumens - 11/16/23W - Selectable White - White | 2700 | 85 | 1750 | 76.087 | 50000 | 23 | 1 | 50.95 | 50.95 | 59.8682 | 2020Q3 | https://www.beeslighting.com/S11811 | Bee's Lighting | 2020 | Yes
LED Lighting | Downlight | Satco | True | Scene Controls, |  |  |  | Downlight Recessed Downlight Recessed Home Fixtures Commercial Lighting Commercial Downlights 8 in - Commercial LED Downlight - 1600/2000/2450 Lumens - 19/26/32W - Tunable White - White Back Description The S11812 8 inch commercial LED downlight from Satco produces 1600/2000/2450 lumens at 19/26/32W to replace either 150W halogen or 13W CFL bulbs. This LED commercial downlight has a pre-wired connection and runs on 120-277V input. The 2700K-5000K tunable white color temperature makes it ideal for commercial downlight applications. This recessed downlight has a white open reflector with white trim 90+ CRI with selectable color temperature Energy Star and damp location rated Adjustable lumen output up to 2450 lumens 50000 hours rate life Remote driver and J box with knockouts 8 in - Commercial LED Downlight - 1600/2000/2450 Lumens - 19/26/32W - Tunable White - White | 2700 | 85 | 2450 | 76.5625 | 50000 | 32 | 1 | 72.95 | 72.95 | 85.7191 | 2020Q3 | https://www.beeslighting.com/S11812 | Bee's Lighting | 2020 | Yes
LED Lighting | Downlight | Satco | True | Scene Controls, |  |  |  | Downlight Recessed Downlight Recessed Home Fixtures Commercial Lighting Commercial Downlights 10 in - Commercial LED Downlight - 2500/3000/3500 Lumens - 33/40/46W - Selectable White - White Back Description The S11813 10 inch commercial LED downlight from Satco produces 2500/3000/3500 lumens 33/40/46 to replace either 150W halogen or 70W HID bulbs. This LED commercial downlight has a pre-wired connection and runs on 120-277V input. The 2700K-5000K tunable white color temperature makes it ideal for commercial downlight applications. This recessed downlight has a white open reflector with white trim 90+ CRI with selectable color temperature Energy Star and damp location rated Adjustable lumen output up to 3500 lumens 50000 hours rate life Remote driver and J box with knockouts 10 in - Commercial LED Downlight - 2500/3000/3500 Lumens - 33/40/46W - Selectable White - White | 2700 | 82 | 3500 | 76.087 | 50000 | 46 | 1 | 86.95 | 86.95 | 102.1696 | 2020Q3 | https://www.beeslighting.com/S11813 | Bee's Lighting | 2020 | Yes
LED Lighting | Downlight | Satco | True | Scene Controls, |  |  |  | Downlight Recessed Downlight Recessed Home Fixtures Commercial Lighting Commercial Downlights 4 in - Commercial LED Downlight - 600/800/1020 Lumens - 8.5/11/14.5W - Tunable White - White Back Description The S11814 4 inch commercial LED downlight retrofit from Satco produces 600/800/1020 lumens at 8.5/11/14.5W to replace either 50W halogen or 13W CFL bulbs. This LED commercial has a a pre-wired connecttion and runs on 120-277V input. The 2700K-5000K tunable white color temperature makes it ideal commercial downlight applications. This recessed downlight has a silver open reflector with white trim 90+ CRI with selectable color temperature Energy Star and damp location rated Adjustable lumen output up to 1020 lumens 50000 hours rate life Remote driver and J box with knockouts 4 in - Commercial LED Downlight - 600/800/1020 Lumens - 8.5/11/14.5W - Tunable White - White | 2700 | 82 | 1020 | 70.3448 | 50000 | 14.5 | 1 | 53.95 | 53.95 | 63.3933 | 2020Q3 | https://www.beeslighting.com/S11814 | Bee's Lighting | 2020 | Yes
LED Lighting | Downlight | Satco | True | Scene Controls, |  |  |  | Downlight Recessed Downlight Recessed Home Fixtures Commercial Lighting Commercial Downlights 6 in - Commercial LED Downlight - 900/1200/1750 Lumens - 11/16/23W - Tunable White - White Back Description The S11815 6 inch commercial LED downlight from Satco produces 900/1200/1750 lumens at 11/16/23W to replace either 150 watt halogen or 13W CFL bulbs. This LED commercial downlight has a pre-wired connection and runs on 120-277V input. The 2700K-5000K tunable white color temperature makes it ideal for commercial downlight applications. This recessed downlight has a silver open reflector with white trim 90+ CRI with selectable color temperature Energy Star and damp location rated Adjustable lumen output up to 1750 lumens 50000 hours rate life Remote driver and J box with knockouts 6 in - Commercial LED Downlight - 900/1200/1750 Lumens - 11/16/23W - Tunable White - White | 2700 | 84 | 1750 | 76.087 | 50000 | 23 | 1 | 62.95 | 62.95 | 73.9687 | 2020Q3 | https://www.beeslighting.com/S11815 | Bee's Lighting | 2020 | Yes
LED Lighting | Downlight | Satco | True | Scene Controls, |  |  |  | Downlight Recessed Downlight Recessed Home Fixtures Commercial Lighting Commercial Downlights 8 in - Commercial LED Downlight - 1600/2000/2450 Lumens - 19/26/32W - Tunable White - White Back Description The S11816 8 inch commercial LED downlight from Satco produces 1600/2000/2450 lumens at 19/26/32W to replace either 150W halogen or 13W CFL bulbs. This LED commercial downlight has a pre-wired connection and runs on 120-277V input. The 2700K-5000K tunable white color temperature makes it ideal for commercial downlight applications. This recessed downlight has a silver open reflector with white trim 90+ CRI with selectable color temperature Energy Star and damp location rated Adjustable lumen output up to 2450 lumens 50000 hours rate life Remote driver and J box with knockouts 8 in - Commercial LED Downlight - 1600/2000/2450 Lumens - 19/26/32W - Tunable White - White | 2700 | 85 | 2450 | 76.5625 | 50000 | 32 | 1 | 84.95 | 84.95 | 99.8195 | 2020Q3 | https://www.beeslighting.com/S11816 | Bee's Lighting | 2020 | Yes
LED Lighting | Downlight | Satco | True | Scene Controls, |  |  |  | Downlight Recessed Downlight Recessed Home Fixtures Commercial Lighting Commercial Downlights 10 in - Commercial LED Downlight - 2500/3000/3500 Lumens - 33/40/46W - Tunable White - White Back Description The S11817 10 inch commercial LED downlight from Satco produces 2500/3000/3500 lumens at 33/40/46W to replace 150W halogen or 70W HID bulbs. This LED commercial downlight has a a pre-wired connection and runs on 120-277V input. The 2700K-5000K tunable white color temperature makes it ideal for residential and commercial downlight applications. This recessed downlight has a silver open reflector with white trim 90+ CRI with selectable color temperature Energy Star and damp location rated Adjustable lumen output up to 3500 lumens 50000 hours rate life Remote driver and J box with knockouts 10 in - Commercial LED Downlight - 2500/3000/3500 Lumens - 33/40/46W - Tunable White - White | 2700 | 83 | 3500 | 76.087 | 50000 | 46 | 1 | 110.95 | 110.95 | 130.3705 | 2020Q3 | https://www.beeslighting.com/S11817 | Bee's Lighting | 2020 | Yes
LED Lighting | Downlight | Satco | True |  |  |  |  | Downlight Surface Mount Downlight Surface Mount Home Fixtures Flush Mount Lighting Blink - 13 in. - LED Round Disk Lights -1500 Lumens - 3000K - Black Finish Back Description Beautiful pendants cast in White Gypsum or Grey Concrete with a perforated woven pattern that allows light to penetrate through the sides as well as down. The material itself is paintable so you can customize for a perfect fit., Maxim Lighting provides a large selection of light fixtures Blink - 13 in. - LED Round Disk Lights -1500 Lumens - 3000K - Black Finish | 3000 | 91 | 1700 | 68 | 50000 | 25 | 1 | 79 | 79 | 92.8281 | 2020Q3 | https://www.beeslighting.com/S21541 | Bee's Lighting | 2020 | Yes
LED Lighting | Decorative | Satco | True |  | Decorative | B10 | E26 (Medium) | Damp Location Rated Damp Location Rated Home Bulbs Filament Light Bulbs LED Filament Bulb - 5.5W - Chandelier Bulb - 60W Equal - 500 Lumens - 2700K Warm White Back Description This Satco S21707 LED filament torpedo candle bulb produces 500 lumens, with only 5.5 watt power consumption. The S21707 replaces 60 watt incandescent bulbs and has an E26 base type. Moreover, the bulb illuminates a warm white color temperature in 2700K. Approved for enclosed fixtures Direct replacements for clear and soft white incandescent lamps LED replacements use 80% less energy Bulb has a rate life of 15,000 hours cULus certified, Energy Star and suitable for damp locations LED Filament Bulb - 5.5W - Chandelier Bulb - 60W Equal - 500 Lumens - 2700K Warm White | 2700 | 82 | 500 | 90.9091 | 15000 | 5.5 | 1 | 8.95 | 8.95 | 10.5166 | 2020Q3 | https://www.beeslighting.com/S21707 | Bee's Lighting | 2020 | Yes
LED Lighting | A-Type | TCP |  |  | General Purpose Replacement | A19 | E26 (Medium) | Damp Location Rated Damp Location Rated Description With a lifetime much longer than its 100-Watt incandescent equivalent, this LED A19 bulb will minimize your time spent on bulb replacements. Powerful brightness, great for high ceilings Color creates a relaxing environment Saves 85% in energy No warm-up time 1600 Lumens - 2700 Kelvin - Medium Base - 120 Volt - TCP L16A19N1527K LED A19 - 15.5 Watt - 100 Watt - Incandescent Match | 2700 | 82 | 1600 | 106.6667 | 15000 | 15 | 12 | 55.2 | 4.6 | 5.4052 | 2020Q3 | https://www.1000bulbs.com/product/203501/TCP-10114.html | 1000bulbs.com | 2020 | Yes
LED Lighting | Decorative | Satco | True |  | Decorative | B10 | E12 (Candelabra) | Damp Location Rated Damp Location Rated Home Bulbs Decorative Light Bulbs 40W Equal - 3.5W - LED B11 bulb - 3000K Warm White - 95 CRI Back Description This Satco S28574 LED B11 bulb produces 300 lumens, with only 3.5 watt power consumption. The S28574 replaces 40 watt incandescent bulbs and has a Candelabra base type. Moreover the bulb illuminates a residential color temperature in 3000K. Solid State LED lighting B11 replacement lamp Approved for enclosed fixtures Long life 40W Equal - 3.5W - LED B11 bulb - 3000K Warm White - 95 CRI | 3000 | 95 | 300 | 85.7143 | 25000 | 3.5 | 1 | 7.95 | 7.95 | 9.3416 | 2020Q3 | https://www.beeslighting.com/S28574 | Bee's Lighting | 2020 | Yes
LED Lighting | Decorative | Satco | True |  | Decorative | B10 | E26 (Medium) | Damp Location Rated Damp Location Rated Home Bulbs Decorative Light Bulbs 40W Equal - 3.5W - LED B11 bulb - 3000K Warm White - 95 CRI Back Description This Satco S28575 LED B11 bulb produces 300 lumens, with only 3.5 watt power consumption. The S28575 replaces 40 watt incandescent bulbs and has a Candelabra base type. Moreover the bulb illuminates a residential color temperature in 3000K. Solid State LED lighting B11 replacement lamp Approved for enclosed fixtures Long life 40W Equal - 3.5W - LED B11 bulb - 3000K Warm White - 95 CRI | 3000 | 95 | 300 | 85.7143 | 25000 | 3.5 | 1 | 7.95 | 7.95 | 9.3416 | 2020Q3 | https://www.beeslighting.com/S28575 | Bee's Lighting | 2020 | Yes
LED Lighting | Decorative | Satco | True |  | Globe | G25 | E26 (Medium) | Damp Location Rated Damp Location Rated Home Bulbs Decorative Light Bulbs 40W Equal - 4W - LED G25 bulb - 3000K Warm White - 93 CRI Back Description This Satco S28576 LED G25 bulb produces 360 lumens, with only 4 watt power consumption. The S28576 replaces 40 watt incandescent bulbs and has a Globe base type. Moreover the bulb illuminates a residential color temperature in 3000K. Solid State LED lighting G25 replacement lamp Approved for enclosed fixtures Long life 40W Equal - 4W - LED G25 bulb - 3000K Warm White - 93 CRI | 3000 | 93 | 360 | 90 | 25000 | 4 | 1 | 8.95 | 8.95 | 10.5166 | 2020Q3 | https://www.beeslighting.com/S28576 | Bee's Lighting | 2020 | Yes
LED Lighting | Decorative | Satco | True |  | Globe | G25 | E26 (Medium) | Damp Location Rated Damp Location Rated Home Bulbs Decorative Light Bulbs 40W Equal - 4W - LED G25 bulb - 4000K Cool White - 96 CRI Back Description This Satco S28618 LED G25 bulb produces 360 lumens, with only 4 watt power consumption. The S28618 replaces 40 watt incandescent bulbs and has a Globe base type. Moreover the bulb illuminates a residential color temperature in 4000K. Solid State LED lighting G25 replacement lamp Approved for enclosed fixtures Long life 40W Equal - 4W - LED G25 bulb - 4000K Cool White - 96 CRI | 4000 | 96 | 360 | 90 | 25000 | 4 | 1 | 8.95 | 8.95 | 10.5166 | 2020Q3 | https://www.beeslighting.com/S28576_2 | Bee's Lighting | 2020 | Yes
LED Lighting | Decorative | Satco | True |  | Decorative | B10 | E26 (Medium) | Damp Location Rated Damp Location Rated Home Bulbs Decorative Light Bulbs LED - 3.5W - Clear Straight Tip Torpedo - 40W Equal - 300 Lumens - 2700K Warm White - E26 Base Back Description This Satco S28617 LED B11 bulb produces 300 lumens, with only 3.5 watt power consumption. The S28617 replaces 40 watt incandescent bulbs and has E26 Medium base type. Moreover the bulb illuminates a residential color temperature in 2700K. Solid State LED lighting B11 replacement lamp Approved for enclosed fixtures Long life LED - 3.5W - Clear Straight Tip Torpedo - 40W Equal - 300 Lumens - 2700K Warm White - E26 Base | 2700 | 93 | 300 | 85.7143 | 25000 | 3.5 | 1 | 7.95 | 7.95 | 9.3416 | 2020Q3 | https://www.beeslighting.com/S28617 | Bee's Lighting | 2020 | Yes
LED Lighting | Downlight | Satco | True |  |  |  |  | Downlight Surface Mount Downlight Surface Mount Home Fixtures Flush Mount Lighting Blink - 7 in. - LED Round Disk Lights - 820 Lumens - 3000K - White Finish Back Description The crystal clear, large-scale glass pendants attest to the craft of hand-blown glass with their impressive scale. These hand crafted glass pendants embody simplicity and minimalism. Accented with Satin Nickel hardware, the style pairs well in a variety of settings., Maxim Lighting provides a large selection of light fixtures Blink - 7 in. - LED Round Disk Lights - 820 Lumens - 3000K - White Finish | 3000 | 92 | 820 | 60.7407 | 50000 | 13.5 | 1 | 37.9 | 37.9 | 44.534 | 2020Q3 | https://www.beeslighting.com/S29331 | Bee's Lighting | 2020 | Yes
LED Lighting | Downlight | Satco | True |  |  |  |  | Downlight Surface Mount Downlight Surface Mount Home Fixtures Flush Mount Lighting Blink - 9 in. - LED Sqare Disk Lights -1150 Lumens - 3000K - White Finish Back Description Beautiful pendants cast in White Gypsum or Grey Concrete with a perforated woven pattern that allows light to penetrate through the sides as well as down. The material itself is paintable so you can customize for a perfect fit., Maxim Lighting provides a large selection of light fixtures Blink - 9 in. - LED Sqare Disk Lights -1150 Lumens - 3000K - White Finish | 3000 | 92 | 1150 | 62.1622 | 50000 | 18.5 | 1 | 49 | 49 | 57.5769 | 2020Q3 | https://www.beeslighting.com/S29343 | Bee's Lighting | 2020 | Yes
LED Lighting | Downlight | Satco | True |  |  |  |  | Downlight Solid State Retrofit Downlight Solid State Retrofit Home Fixtures Recessed Lighting 4 in - 50W Equal - LED Retrofit Downlight - 600 Lumens - 9.5W - 2700K - White Back Description 9.5WLED/DIR/4/90'/27K/120V 9.5 watt LED Directional Retrofit Downlight - Gimbaled; 4"; 2700K; 90' Beam spread; 120 volts; Dimmable Solid State LED lighting Directional Downlight Retrofit Gimbaled Long life Dimmable California T24 Compliant 4 in - 50W Equal - LED Retrofit Downlight - 600 Lumens - 9.5W - 2700K - White | 2700 | 92 | 600 | 63.1579 | 50000 | 9.5 | 1 | 18.95 | 18.95 | 22.267 | 2020Q3 | https://www.beeslighting.com/S29466 | Bee's Lighting | 2020 | Yes
LED Lighting | Decorative | Satco | True |  | Globe | G25 | E26 (Medium) | Damp Location Rated Damp Location Rated Home Bulbs Decorative Light Bulbs 40W Equal - 4W - LED G25 bulb - 2700K Warm White - 94 CRI Back Description This Satco S29878 LED G25 bulb produces 500 lumens, with only 5.5 watt power consumption. The S29878 replaces 60 watt incandescent bulbs and has a Globe base type. Moreover the bulb illuminates a residential color temperature in 2700K. Solid State LED lighting G25 replacement lamp Approved for enclosed fixtures Long life 40W Equal - 4W - LED G25 bulb - 2700K Warm White - 94 CRI | 2700 | 94 | 360 | 90 | 25000 | 4 | 1 | 8.95 | 8.95 | 10.5166 | 2020Q3 | https://www.beeslighting.com/S29619 | Bee's Lighting | 2020 | Yes
LED Lighting | Downlight | Satco | True |  |  | LED Retrofit Kit |  | Downlight Solid State Retrofit Downlight Solid State Retrofit Home Fixtures Recessed Lighting 5/6 in - 65W Equal - LED Retrofit Downlight - 840 Lumens - 10.5W - 5000K Back Description 10.5WLED/RDL/5-6/50K/120V 10.5 watt LED Downlight Retrofit; 5"-6"; 5000K; 120 volts; Dimmable Solid State LED lighting Downlight Retrofit Long life Dimmable 5/6 in - 65W Equal - LED Retrofit Downlight - 840 Lumens - 10.5W - 5000K | 5000 | 95 | 800 | 76.1905 | 50000 | 10.5 | 1 | 14.95 | 14.95 | 17.5668 | 2020Q3 | https://www.beeslighting.com/S29727 | Bee's Lighting | 2020 | Yes
LED Lighting | Downlight | Satco | True |  |  |  |  | Downlight Recessed Downlight Recessed Home Fixtures Recessed Lighting 4 in - 45W Equal - LED Canless Downlight - 450 Lumens - 7W - 2700K - White Back Description The S39011 4 inch LED canless downlight from Satco produces 450 lumens at 7W to replace 45 watt incandescent bulbs. This LED canless downlight has a pre-wired connection and runs on 120V input. The 2700K warm white color temperature makes it ideal for residential downlight applications. This canless downlight has an open baffle trim with white finish 90+ CRI and 2700K warm white Energy Star and Title 24 certification Wet location rated 40000 hours rate life and 5 years warranty 4 in - 45W Equal - LED Canless Downlight - 450 Lumens - 7W - 2700K - White | 2700 | 91 | 450 | 64.2857 | 40000 | 7 | 1 | 15.95 | 15.95 | 18.7419 | 2020Q3 | https://www.beeslighting.com/S39011 | Bee's Lighting | 2020 | Yes
LED Lighting | Downlight | Satco | True |  |  |  |  | Downlight Recessed Downlight Recessed Home Fixtures Recessed Lighting 5/6 in - 65W Equal - LED Canless Downlight - 620 Lumens - 9W - 2700K - White Back Description The S39026 5/6 inch LED Canless downlight from Satco produces 620 lumens at 9W to replace 65 watt incandescent bulbs. This LED canless downlight has pre-wired base which make it easier to install and runs on 120V input. The 2700K warm white color temperature makes it ideal for residential downlight applications. This canless downlight has an open baffle trim with white finish 90+ CRI and 2700K warm white Energy Star and Title 24 certification Wet location rated 40000 hours rate life and 5 years warranty 5/6 in - 65W Equal - LED Canless Downlight - 620 Lumens - 9W - 2700K - White | 2700 | 92 | 620 | 68.8889 | 40000 | 9 | 1 | 22.95 | 22.95 | 26.9671 | 2020Q3 | https://www.beeslighting.com/S39026 | Bee's Lighting | 2020 | Yes
LED Lighting | Downlight | Satco | True |  |  |  |  | Downlight Recessed Downlight Recessed Home Fixtures Recessed Lighting 6 in - 65W Equal - LED Ultra Thin Downlight - Canless - 800 Lumens - 11.6W - 2700K - White Back Description The Satco S39061 6 in. LED recessed canless downlight offers an energy efficient 65W incandescent replacement. The 11.6WLED/DW/EL/5-6/27K/120V emits 800 lumens on a 2700K color temperature while only using 11.6 watts of power. 6 inch Canless downlight Slim design 40,000 LED Rate Life 120V Dimmable Downlight 5 Year Warranty 6 in - 65W Equal - LED Ultra Thin Downlight - Canless - 800 Lumens - 11.6W - 2700K - White | 2700 | 92 | 730 | 62.931 | 40000 | 11.6 | 1 | 24.95 | 24.95 | 29.3172 | 2020Q3 | https://www.beeslighting.com/S39061 | Bee's Lighting | 2020 | Yes
LED Lighting | Downlight | Satco | True |  |  |  | Other | Downlight Solid State Retrofit Downlight Solid State Retrofit Home Fixtures Recessed Lighting 4 in - 50W Equal - LED Retrofit Downlight - 600 Lumens - 7W - 2700K - White Back Description 7WLED/DIR/4/90'/27K/120V7 watt LED Directional Retrofit Downlight - Gimbaled; 4"; 2700K; 90' Beam spread; 120 volts; Dimmable; White Finish Solid State LED lighting Directional Downlight Retrofit Gimbaled Long life Dimmable 4 in - 50W Equal - LED Retrofit Downlight - 600 Lumens - 7W - 2700K - White | 2700 | 92 | 600 | 85.7143 | 50000 | 7 | 1 | 18.95 | 18.95 | 22.267 | 2020Q3 | https://www.beeslighting.com/S39466 | Bee's Lighting | 2020 | Yes
LED Lighting | Downlight | Satco | True |  |  |  | Other | Downlight Solid State Retrofit Downlight Solid State Retrofit Home Fixtures Recessed Lighting 5/6 in - 65W Equal - LED Retrofit Downlight - 800 Lumens - 9W - 2700K - White Back Description 9WLED/DIR/5-6/27K/120V 9 watt LED Directional Retrofit Downlight - Gimbaled; 5"-6"; 2700K; 120 volts; Dimmable; White Finish Solid State LED lighting Directional Downlight Retrofit Gimbaled Long life Dimmable 5/6 in - 65W Equal - LED Retrofit Downlight - 800 Lumens - 9W - 2700K - White | 2700 | 92 | 800 | 88.8889 | 50000 | 9 | 1 | 21.95 | 21.95 | 25.7921 | 2020Q3 | https://www.beeslighting.com/S39472 | Bee's Lighting | 2020 | Yes
LED Lighting | Downlight | Satco | True |  |  | Other | Other | Downlight Solid State Retrofit Downlight Solid State Retrofit Home Fixtures Recessed Lighting 4 in - 65W Equal - LED Retrofit Downlight - 600 Lumens - 8.5W - 3000K - Brush Nickel Back Description 8.5WLED/RDL/4/30K/BN/120V 8.5 watt LED Downlight Retrofit; 4"; 3000K; 120 volts; Dimmable; Brushed Nickel Finish Solid State LED lighting Downlight Retrofit Long life Dimmable 4 in - 65W Equal - LED Retrofit Downlight - 600 Lumens - 8.5W - 3000K - Brush Nickel | 3000 | 92 | 600 | 63.1579 | 50000 | 9.5 | 1 | 18.95 | 18.95 | 22.267 | 2020Q3 | https://www.beeslighting.com/S39744 | Bee's Lighting | 2020 | Yes
LED Lighting | Downlight | Satco | True |  |  | Other | Other | Downlight Solid State Retrofit Downlight Solid State Retrofit Home Fixtures Recessed Lighting 5/6 in - 50W Equal - LED Retrofit Downlight - 800 Lumens - 10.5W - 3000K - Brushed Nickel Back Description This 5 or 6 Inch 10.5 Watt Satco LED retrofit recessed ceiling light features a retrofit style in a white finish. This can light fixture replaces a 65 watt incandescent light and provides 800 lumens with soft white color temperature at 3000K. This high-hat led lights uses the latest in LED technology to provide long lasting output. It's ideal for applications in offices, retail, residential, and hospitality and is approved for damp and wet locations such as bathrooms or outdoors. LED trim fixtures are more energy efficient and last much longer than traditional incandescent versions. Offers 800 lumens and uses 10.5 energy watts with soft white color temperature (3000K) Suitable for installation in wet and damp locations Operates at 120 volts and is Energy Star listed Provides color rendering at a high CRI of 90 Energy saving technology to last approximately 50,000 hours 5/6 in - 50W Equal - LED Retrofit Downlight - 800 Lumens - 10.5W - 3000K - Brushed Nickel | 3000 | 93 | 800 | 72.7273 | 50000 | 11 | 1 | 19.95 | 19.95 | 23.442 | 2020Q3 | https://www.beeslighting.com/S39745 | Bee's Lighting | 2020 | Yes
LED Lighting | Downlight | Satco | True |  |  | Other | Other | Downlight Solid State Retrofit Downlight Solid State Retrofit Home Fixtures Recessed Lighting 5/6 in - 50W Equal - LED Retrofit Downlight - 700 Lumens - 10.5W - 3000K - Bronze Back Description This 5 or 6 Inch 10.5 Watt Satco LED retrofit recessed ceiling light features a retrofit style in a white finish. This can light fixture replaces a 50 watt incandescent light and provides 700 lumens with soft white color temperature at 3000K. This high-hat led lights uses the latest in LED technology to provide long lasting output. It's ideal for applications in offices, retail, residential, and hospitality and is approved for damp and wet locations such as bathrooms or outdoors. LED trim fixtures are more energy efficient and last much longer than traditional incandescent versions. Offers 700 lumens and uses 10.5 energy watts with soft white color temperature (3000K) Suitable for installation in wet and damp locations Operates at 120 volts and is Energy Star listed Provides color rendering at a high CRI of 90 Energy saving technology to last approximately 50,000 hours 5/6 in - 50W Equal - LED Retrofit Downlight - 700 Lumens - 10.5W - 3000K - Bronze | 3000 | 93 | 800 | 72.7273 | 50000 | 11 | 1 | 23.95 | 23.95 | 28.1422 | 2020Q3 | https://www.beeslighting.com/S39848 | Bee's Lighting | 2020 | Yes
LED Lighting | Reflector | Satco | True |  | Reflector (Flood/Spot) | PAR16 | E26 (Medium) | Damp Location Rated,Recessed Fixtures Damp Location Rated,Recessed Fixtures Home Bulbs LED Flood Light Bulbs LED A15 Bulb - 5W - 40W Equal - 450 Lumens - 2700k Warm White Back Description This Satco S8585 LED PAR16 bulb produces 360 lumens, with only 4 watt power consumption. The S8585 replaces 45 watt incandescent bulbs and has an E26 Medium base type. Moreover, the bulb illuminates a white color temperature in 3000K. PAR 16 shaped replacement lamp LED with a traditional incandescent look and feel Available in 120V Bulb has a rate life of 25,000 hours UL listed for totally enclosed fixtures LED A15 Bulb - 5W - 40W Equal - 450 Lumens - 2700k Warm White | 3000 | 95 | 360 | 90 | 25000 | 4 | 1 | 10.95 | 10.95 | 12.8667 | 2020Q3 | https://www.beeslighting.com/S8585 | Bee's Lighting | 2020 | Yes
LED Lighting | Reflector | Satco | True | Daylighting/Photocell, | Reflector (Flood/Spot) | PAR20 | E26 (Medium) | Wet Location Rated,Recessed Fixtures Wet Location Rated,Recessed Fixtures Home Bulbs LED Flood Light Bulbs LED PAR20 Bulb - 5W - 50W Equal - 470 Lumens - 5000K Daylight Back Description This Satco S8598 LED PAR20 bulb produces 470 lumens, with only 7 watt power consumption. The S8598 replaces 40 watt incandescent bulbs and has an E26 base type. Moreover, the bulb illuminates a white color temperature in 5000K. PAR20 shaped replacement lamp LED with a traditional incandescent look and feel Available in 120V Bulb has a rate life of 25,000 hours UL listed for totally enclosed fixtures LED PAR20 Bulb - 5W - 50W Equal - 470 Lumens - 5000K Daylight | 5000 | 94 | 470 | 67.1429 | 25000 | 7 | 1 | 7.95 | 7.95 | 9.3416 | 2020Q3 | https://www.beeslighting.com/S8598 | Bee's Lighting | 2020 | Yes
LED Lighting | Reflector | Satco | True |  | Reflector (Flood/Spot) | MR16 | GU5.3 | Damp Location Rated,Recessed Fixtures Damp Location Rated,Recessed Fixtures Home Bulbs LED Flood Light Bulbs LED - 8W - MR16 - 75W Equal - 490 Lumens - 2700K Warm White - 90 CRI - 40 Deg. Flood Back Description This Satco S8640 LED MR16 bulb produces 490 lumens, with only 8 watt power consumption. The S8640 replaceswatt halogen bulbs and has an GU5.3 base type. Moreover, the bulb illuminates a warm white color temperature in 2700K. Is rated for damp locations. Approved for enclosed fixtures Can be used for track, downlight, accent and wall wash lighting Silver back MR16 reflector 40 degree flood Quality 90 CRI lighting Bulb has a rate life of 25,000 hours No UV or IR radiation cULus certified and damp location rated LED - 8W - MR16 - 75W Equal - 490 Lumens - 2700K Warm White - 90 CRI - 40 Deg. Flood | 2700 | 93 | 490 | 61.25 | 25000 | 8 | 1 | 10.95 | 10.95 | 12.8667 | 2020Q3 | https://www.beeslighting.com/S8640 | Bee's Lighting | 2020 | Yes
LED Lighting | Reflector | Satco | True |  | Reflector (Flood/Spot) | MR16 | GU5.3 | Damp Location Rated,Recessed Fixtures Damp Location Rated,Recessed Fixtures Home Bulbs LED Flood Light Bulbs LED - 8W - MR16 - 75W Equal - 490 Lumens - 4000K Cool White - 90 CRI - 40 Deg. Flood Back Description This Satco S8643 LED MR16 bulb produces 490 lumens, with only 8 watt power consumption. The S8643 replaces 75 watt halogen bulbs and has an GU5.3 base type. Moreover, the bulb illuminates a Cool White color temperature in 4000K. Is rated for damp locations. Approved for enclosed fixtures Can be used for track, downlight, accent and wall wash lighting Silver back MR16 reflector 40 degree flood Quality 90 CRI lighting Bulb has a rate life of 25,000 hours No UV or IR radiation cULus certified and damp location rated LED - 8W - MR16 - 75W Equal - 490 Lumens - 4000K Cool White - 90 CRI - 40 Deg. Flood | 4000 | 92 | 490 | 61.25 | 25000 | 8 | 1 | 10.95 | 10.95 | 12.8667 | 2020Q3 | https://www.beeslighting.com/S8643 | Bee's Lighting | 2020 | Yes
LED Lighting | Reflector | Satco | True | Daylighting/Photocell, | Reflector (Flood/Spot) | MR16 | GU5.3 | Damp Location Rated,Recessed Fixtures Damp Location Rated,Recessed Fixtures Home Bulbs LED Flood Light Bulbs LED - 8W - MR16 - 75W Equal - 490 Lumens - 5000K Cool White - 90 CRI - 40 Deg. Flood Back Description This Satco S8644 LED MR16 bulb produces 490 lumens, with only 8 watt power consumption. The S8644 replaces 75 watt halogen bulbs and has an GU5.3 base type. Moreover, the bulb illuminates a daylight color temperature in 5000K. Is rated for damp locations. Approved for enclosed fixtures Can be used for track, downlight, accent and wall wash lighting Silver back MR16 reflector 40 degree flood Quality 90 CRI lighting Bulb has a rate life of 25,000 hours No UV or IR radiation cULus certified and damp location rated LED - 8W - MR16 - 75W Equal - 490 Lumens - 5000K Cool White - 90 CRI - 40 Deg. Flood | 5000 | 92 | 490 | 61.25 | 25000 | 8 | 1 | 10.95 | 10.95 | 12.8667 | 2020Q3 | https://www.beeslighting.com/S8644 | Bee's Lighting | 2020 | Yes
LED Lighting | A-Type | Satco | True |  | General Purpose Replacement | A19 | E26 (Medium) | Damp Location Rated,Recessed Fixtures Damp Location Rated,Recessed Fixtures Description Add a soft white light to your room with this energy efficient LED A19 bulb that replaces higher wattage incandescent lamps. Great for restrooms or covered patios Lasts up to 25,000 hours Fully dimmable 1600 Lumens - 2700 Kelvin - Medium Base - 120 Volt - Satco S29815 LED A19 - 15 Watt - 100 Watt - Incandescent Match | 2700 | 82 | 1600 | 106.6667 | 25000 | 15 | 6 | 33.78 | 5.63 | 6.6155 | 2020Q3 | https://www.1000bulbs.com/product/203598/SATCO-S29815.html | 1000bulbs.com | 2020 | Yes
LED Lighting | A-Type | Satco | True |  | General Purpose Replacement | A19 | E26 (Medium) | Damp Location Rated,Recessed Fixtures Damp Location Rated,Recessed Fixtures Description Invigorate work space with the 4000 Kelvin cool white color of this A19 LED bulb and enjoy up to 25,000 hours of service. Strong brightness of 1600 Lumens Durable, shatter-resistant plastic Able to withstand vibration 1600 Lumens - 4000 Kelvin - Medium Base - 120 Volt - Satco S29817 LED A19 - 15 Watt - 100 Watt Equal - Cool White | 4000 | 85 | 1600 | 106.6667 | 25000 | 15 | 6 | 33.78 | 5.63 | 6.6155 | 2020Q3 | https://www.1000bulbs.com/product/203608/SATCO-S29817.html | 1000bulbs.com | 2020 | Yes
LED Lighting | A-Type | Euri Lighting | True |  | General Purpose Replacement | A19 | E26 (Medium) | Recessed Fixtures,Damp Location Rated Recessed Fixtures,Damp Location Rated Description Save up to 85 percent in energy costs when replacing incandescent bulbs with this Euri Lighting LED A19. 4000 Kelvin color temperature Suitable for enclosed fixtures Bright 1600 Lumen output 1600 Lumens - 4000 Kelvin - Medium Base - 120 Volt - Euri Lighting EA19-15W2040e LED A19 - 15 Watt - 100 Watt Equal - Cool White | 4000 | 84 | 1600 | 106.6667 | 25000 | 15 | 50 | 144.5 | 2.89 | 3.3959 | 2020Q3 | https://www.1000bulbs.com/product/219396/IRT-10306.html | 1000bulbs.com | 2020 | Yes
LED Lighting | A-Type | Euri Lighting | True | Daylighting/Photocell, | General Purpose Replacement | A19 | E26 (Medium) | Recessed Fixtures,Damp Location Rated Recessed Fixtures,Damp Location Rated Description Save up to 85 percent in energy costs when replacing incandescent bulbs with this Euri Lighting LED A19. 5000 Kelvin color temperature Suitable for enclosed fixtures Bright 1600 Lumen output 1600 Lumens - 5000 Kelvin - Medium Base - 120 Volt - Euri Lighting EA19-15W2050e LED A19 - 15 Watt - 100 Watt Equal - Daylight White | 5000 | 85 | 1600 | 106.6667 | 25000 | 15 | 50 | 144.5 | 2.89 | 3.3959 | 2020Q3 | https://www.1000bulbs.com/product/219398/IRT-10307.html | 1000bulbs.com | 2020 | Yes
LED Lighting | Downlight | Satco | True |  |  | Other | Other | Downlight Recessed Downlight Recessed Home Fixtures Commercial Lighting Commercial Downlights 10in - Commercial LED Retrofit Downlight - 50W - 4000K Back Description The 50WLED/CDL/10/4K/100-277 10 inch LED commercial retrofit downlight from Satco features quick connect for easy installation and solid state lighting. Moreover, the 50WLED/CDL/10/4K/100-277 downlight has an illumination of 4000 lumens, 4000K color temperature and power consumption of 50 watts. Perfect for commercial lighting. LED 10 inch retrofit downlight Has round downlight shape Rate life of 50,000 hours External driver for simple retrofitting Quick connect feature for easy installation UL certified, ROHS and energy star LED downlight Has a five year warranty 10in - Commercial LED Retrofit Downlight - 50W - 4000K | 4000 | 94 | 3170 | 63.4 | 50000 | 50 | 1 | 166.95 | 166.95 | 196.1727 | 2020Q3 | https://www.beeslighting.com/S8708 | Bee's Lighting | 2020 | Yes
LED Lighting | A-Type | TCP | True |  | General Purpose Replacement | A19 | E26 (Medium) | Damp Location Rated Damp Location Rated LED A-Style Light Bulbs TCP dimmable 15 watt 2700K LED bulb generates as much or more light than most 100 watt traditional incandescent bulbs. Rated for use in enclosed fixtures No lead or mercury means easy and environmentally safe disposal Saves 85 watts in electricity compared to a 100 watt incandescent Very long life - Rated to still put out 70% as much light after 25,000 hours of operation as it does when brand new Turn off the fixture before replacing the bulb. Rated for use in enclosed fixtures No lead or mercury means easy and environmentally safe disposal Saves 85 watts in electricity compared to a 100 watt incandescent Very long life - Rated to still put out 70% as much light after 25,000 hours of operation as it does when brand new TCP Dimmable 15 Watt 2700K A-19 LED Bulb, Enclosed Fixture Rated | 2700 | 83 | 1600 | 106.6667 | 25000 | 15 | 12 | 6.49 | 0.54083 | 0.6355 | 2020Q3 | https://www.bulbs.com/product/L15A19D2527K | Bulbs.com | 2020 | Yes
LED Lighting | Reflector | Satco | True |  | Reflector (Flood/Spot) | PAR16 | GU10 | Damp Location Rated,Recessed Fixtures Damp Location Rated,Recessed Fixtures Home Bulbs LED Flood Light Bulbs LED - 6.5W - MR16 - GU10 Base - 50W Equal - 500 Lumens - 3000K Warm White - 80 CRI - 40 Deg. Flood Back Description This Satco S9383 LED MR16 bulb produces 500 lumens, with only 6.5 watt power consumption. The S9383 replaceswatt halogen bulbs and has an GU10 base type. Moreover, the bulb illuminates a Soft White color temperature in 3000K. Approved for enclosed fixtures Can be used for track, downlight, accent and wall wash lighting 40 degree flood Bulb has a rate life of 25,000 hours cULus certified and Energy Star LED - 6.5W - MR16 - GU10 Base - 50W Equal - 500 Lumens - 3000K Warm White - 80 CRI - 40 Deg. Flood | 3000 | 83 | 500 | 76.9231 | 25000 | 6.5 | 1 | 8.95 | 8.95 | 10.5166 | 2020Q3 | https://www.beeslighting.com/S9383 | Bee's Lighting | 2020 | Yes
LED Lighting | Reflector | Satco | True | Daylighting/Photocell, | Reflector (Flood/Spot) | PAR16 | GU10 | Damp Location Rated,Recessed Fixtures Damp Location Rated,Recessed Fixtures Home Bulbs LED Flood Light Bulbs LED - 6.5W - MR16 - GU10 Base - 50W Equal - 500 Lumens - 5000K Cool White - 80 CRI - 40 Deg. Flood Back Description This Satco S9385 LED MR16 bulb produces 500 lumens, with only 6.5 watt power consumption. The S9385 replaceswatt halogen bulbs and has an GU10 base type. Moreover, the bulb illuminates a Daylight color temperature in 5000K. Approved for enclosed fixtures Can be used for track, downlight, accent and wall wash lighting 40 degree flood Bulb has a rate life of 25,000 hours cULus certified, Energy Star and damp location rated LED - 6.5W - MR16 - GU10 Base - 50W Equal - 500 Lumens - 5000K Cool White - 80 CRI - 40 Deg. Flood | 5000 | 85 | 500 | 76.9231 | 25000 | 6.5 | 1 | 8.95 | 8.95 | 10.5166 | 2020Q3 | https://www.beeslighting.com/S9385 | Bee's Lighting | 2020 | Yes
LED Lighting | Downlight | Satco | True |  |  |  |  | Downlight Solid State Retrofit Downlight Solid State Retrofit Home Fixtures Recessed Lighting 4 in - 45W Equal - LED Retrofit Downlight - 600 Lumens - 9W - 2700K - White Back Description 9WLED/DIR/4/90'/27K/120V 9 watt LED Directional Retrofit Downlight - Gimbaled; 4"; 2700K; 90' Beam spread; 120 volts; Dimmable Solid State LED lighting Directional Downlight Retrofit Gimbaled Long life Dimmable 4 in - 45W Equal - LED Retrofit Downlight - 600 Lumens - 9W - 2700K - White | 2700 | 93 | 600 | 66.6667 | 50000 | 9 | 1 | 13.97 | 13.97 | 16.4153 | 2020Q3 | https://www.beeslighting.com/S9466 | Bee's Lighting | 2020 | Yes
LED Lighting | Reflector | Satco | True |  | Reflector (Flood/Spot) | PAR20 | E26 (Medium) | Wet Location Rated,Recessed Fixtures Wet Location Rated,Recessed Fixtures Home Bulbs LED Flood Light Bulbs 470 Lumens - LED PAR20 - 50W Equal - 2700K - 40 Deg. Flood - CRI 90 Back Description This Satco S9485 LED PAR20 bulb produces 470 lumens, with only 7 watt power consumption. The S9485 replaces 50 watt incandescent bulbs and has an E26 base type. Moreover the bulb illuminates a warm white color temperature in 2700K. Solid State LED lighting California T24 JA8-2016-E Qualified PAR20 replacement lamp 40 degree flood Approved for enclosed fixtures Available in 120V Quality 90 CRI lighting Bulb has a rate life of 25,000 hours Wet location rated 470 Lumens - LED PAR20 - 50W Equal - 2700K - 40 Deg. Flood - CRI 90 | 2700 | 93 | 470 | 67.1429 | 25000 | 7 | 1 | 7.95 | 7.95 | 9.3416 | 2020Q3 | https://www.beeslighting.com/S9485 | Bee's Lighting | 2020 | Yes
LED Lighting | Reflector | Satco | True |  | Reflector (Flood/Spot) | PAR38 | E26 (Medium) | Wet Location Rated,Recessed Fixtures Wet Location Rated,Recessed Fixtures Home Bulbs LED Flood Light Bulbs 1000 Lumens - LED PAR38 - 90W Equal - 2700K - 40 Deg. Flood - CRI 90 Back Description This Satco S9488 LED PAR38 bulb produces 1000 lumens, with 15 watt power consumption. The S9488 replaces 300 watt halogen bulbs and has an E26 base type. Moreover the bulb illuminates a warm white color temperature in 2700K. PAR38 replacement lamp 40 degree flood Not rated for enclosed fixtures Dimmable 1000 Lumens - LED PAR38 - 90W Equal - 2700K - 40 Deg. Flood - CRI 90 | 2700 | 93 | 1000 | 66.6667 | 25000 | 15 | 1 | 14.95 | 14.95 | 17.5668 | 2020Q3 | https://www.beeslighting.com/S9488 | Bee's Lighting | 2020 | Yes
LED Lighting | Reflector | Satco | True |  | Reflector (Flood/Spot) | MR16 | GU5.3 | Damp Location Rated,Recessed Fixtures Damp Location Rated,Recessed Fixtures Home Bulbs LED Flood Light Bulbs LED - 6.5W - MR16 - 50W Equal - 500 Lumens - 2700K Warm White - 80 CRI - 40 Deg. Flood Back Description This Satco S9495 LED MR16 bulb produces 500 lumens, with only 6.5 watt power consumption. The S9495 replaces 50 watt halogen bulbs and has an GU5.3 base type. Moreover, the bulb illuminates a Warm White color temperature in 2700K. Is rated for damp locations. Approved for enclosed fixtures Can be used for track, downlight, accent and wall wash lighting Silver back MR16 reflector 40 degree flood Bulb has a rate life of 25,000 hours cULus certified, damp location rated and Energy Star LED - 6.5W - MR16 - 50W Equal - 500 Lumens - 2700K Warm White - 80 CRI - 40 Deg. Flood | 2700 | 83 | 500 | 76.9231 | 25000 | 6.5 | 1 | 8.95 | 8.95 | 10.5166 | 2020Q3 | https://www.beeslighting.com/S9495 | Bee's Lighting | 2020 | Yes
LED Lighting | Reflector | Satco | True |  | Reflector (Flood/Spot) | MR16 | GU5.3 | Damp Location Rated,Recessed Fixtures Damp Location Rated,Recessed Fixtures Home Bulbs LED Flood Light Bulbs LED - 6.5W - MR16 - 50W Equal - 500 Lumens - 3000K Warm White - 80 CRI - 40 Deg. Flood Back Description This Satco S9496 LED MR16 bulb produces 500 lumens, with only 6.5 watt power consumption. The S9496 replaces 50 watt halogen bulbs and has an GU5.3 base type. Moreover, the bulb illuminates a Soft White color temperature in 3000K. Approved for enclosed fixtures Can be used for track, downlight, accent and wall wash lighting Silver back MR16 reflector 40 degree flood Bulb has a rate life of 25,000 hours cULus certified and Energy Star LED - 6.5W - MR16 - 50W Equal - 500 Lumens - 3000K Warm White - 80 CRI - 40 Deg. Flood | 3000 | 83 | 520 | 80 | 25000 | 6.5 | 1 | 8.95 | 8.95 | 10.5166 | 2020Q3 | https://www.beeslighting.com/S9496 | Bee's Lighting | 2020 | Yes
LED Lighting | Reflector | Satco | True |  | Reflector (Flood/Spot) | MR16 | GU5.3 | Damp Location Rated,Recessed Fixtures Damp Location Rated,Recessed Fixtures Home Bulbs LED Flood Light Bulbs LED - 6.5W - MR16 - 50W Equal - 500 Lumens - 3500K Neutral White - 80 CRI - 40 Deg. Flood Back Description This Satco S9497 LED MR16 bulb produces 500 lumens, with only 6.5 watt power consumption. The S9497 replaces 50 watt halogen bulbs and has an GU5.3 base type. Moreover, the bulb illuminates a Neutral White color temperature in 3500K. Approved for enclosed fixtures Can be used for track, downlight, accent and wall wash lighting Silver back MR16 reflector 40 degree flood Bulb has a rate life of 25,000 hours cULus certified and Energy Star LED - 6.5W - MR16 - 50W Equal - 500 Lumens - 3500K Neutral White - 80 CRI - 40 Deg. Flood | 3500 | 84 | 530 | 81.5385 | 25000 | 6.5 | 1 | 8.95 | 8.95 | 10.5166 | 2020Q3 | https://www.beeslighting.com/S9497 | Bee's Lighting | 2020 | Yes
LED Lighting | Reflector | Satco | True |  | Reflector (Flood/Spot) | MR16 | GU5.3 | Damp Location Rated,Recessed Fixtures Damp Location Rated,Recessed Fixtures Home Bulbs LED Flood Light Bulbs LED - 6.5W - MR16 - 50W Equal - 500 Lumens - 4000K Cool White - 80 CRI - 40 Deg. Flood Back Description This Satco S9498 LED MR16 bulb produces 500 lumens, with only 6.5 watt power consumption. The S9498 replaces 50 watt halogen bulbs and has an GU5.3 base type. Moreover, the bulb illuminates a Cool White color temperature in 4000K. Approved for enclosed fixtures Can be used for track, downlight, accent and wall wash lighting Silver back MR16 reflector 40 degree flood Bulb has a rate life of 25,000 hours cULus certified and Energy Star LED - 6.5W - MR16 - 50W Equal - 500 Lumens - 4000K Cool White - 80 CRI - 40 Deg. Flood | 4000 | 84 | 540 | 83.0769 | 25000 | 6.5 | 1 | 8.95 | 8.95 | 10.5166 | 2020Q3 | https://www.beeslighting.com/S9498 | Bee's Lighting | 2020 | Yes
LED Lighting | Reflector | Satco | True | Daylighting/Photocell, | Reflector (Flood/Spot) | MR16 | GU5.3 | Damp Location Rated,Recessed Fixtures Damp Location Rated,Recessed Fixtures Home Bulbs LED Flood Light Bulbs LED - 6.5W - MR16 - 50W Equal - 500 Lumens - 5000K Cool White - 80 CRI - 40 Deg. Flood Back Description This Satco S9499 LED MR16 bulb produces 500 lumens, with only 6.5 watt power consumption. The S9499 replaces 50 watt halogen bulbs and has an GU5.3 base type. Moreover, the bulb illuminates a Daylight color temperature in 5000K. Approved for enclosed fixtures Can be used for track, downlight, accent and wall wash lighting Silver back MR16 reflector 40 degree flood Bulb has a rate life of 25,000 hours cULus certified and Energy Star LED - 6.5W - MR16 - 50W Equal - 500 Lumens - 5000K Cool White - 80 CRI - 40 Deg. Flood | 5000 | 85 | 560 | 86.1538 | 25000 | 6.5 | 1 | 8.95 | 8.95 | 10.5166 | 2020Q3 | https://www.beeslighting.com/S9499 | Bee's Lighting | 2020 | Yes
LED Lighting | A-Type | TCP | True |  | General Purpose Replacement | A19 | E26 (Medium) | Damp Location Rated Damp Location Rated LED A-Style Light Bulbs TCP dimmable 15 watt 3000K LED bulb generates as much or more light than most 100 watt traditional incandescent bulbs. Rated for use in enclosed fixtures No lead or mercury means easy and environmentally safe disposal Saves 85 watts in electricity compared to a 100 watt incandescent Very long life - Rated to still put out 70% as much light after 25,000 hours of operation as it does when brand new Turn off the fixture before replacing the bulb. Rated for use in enclosed fixtures No lead or mercury means easy and environmentally safe disposal Saves 85 watts in electricity compared to a 100 watt incandescent Very long life - Rated to still put out 70% as much light after 25,000 hours of operation as it does when brand new TCP Dimmable 15 Watt 3000K A-19 LED Bulb, Enclosed Fixture Rated | 3000 | 83 | 1600 | 106.6667 | 25000 | 15 | 12 | 6.49 | 0.54083 | 0.6355 | 2020Q3 | https://www.bulbs.com/product/L15A19D2530K | Bulbs.com | 2020 | Yes
LED Lighting | A-Type | TCP | True |  | General Purpose Replacement | A19 | E26 (Medium) | Damp Location Rated Damp Location Rated LED A-Style Light Bulbs TCP dimmable 15 watt LED bulb generates as much or more light than most 100 watt traditional incandescent bulbs. Rated for use in enclosed fixtures No lead or mercury means easy and environmentally safe disposal Saves 85 watts in electricity compared to a 100 watt incandescent Very long life - Rated to still put out 70% as much light after 25,000 hours of operation as it does when brand new Turn off the fixture before replacing the bulb. Rated for use in enclosed fixtures No lead or mercury means easy and environmentally safe disposal Saves 85 watts in electricity compared to a 100 watt incandescent Very long life - Rated to still put out 70% as much light after 25,000 hours of operation as it does when brand new TCP Dimmable 15 Watt 4100K A-19 LED Bulb, Enclosed Fixture Rated | 4000 | 83 | 1600 | 106.6667 | 25000 | 15 | 12 | 6.49 | 0.54083 | 0.6355 | 2020Q3 | https://www.bulbs.com/product/L15A19D2541K | Bulbs.com | 2020 | Yes
LED Lighting | A-Type | TCP | True |  | General Purpose Replacement | A19 | E26 (Medium) | Damp Location Rated Damp Location Rated LED A-Style Light Bulbs TCP dimmable 15 watt LED bulb generates as much or more light than most 100 watt traditional incandescent bulbs. Rated for use in enclosed fixtures No lead or mercury means easy and environmentally safe disposal Saves 85 watts in electricity compared to a 100 watt incandescent Very long life - Rated to still put out 70% as much light after 25,000 hours of operation as it does when brand new Turn off the fixture before replacing the bulb. Rated for use in enclosed fixtures No lead or mercury means easy and environmentally safe disposal Saves 85 watts in electricity compared to a 100 watt incandescent Very long life - Rated to still put out 70% as much light after 25,000 hours of operation as it does when brand new TCP Dimmable 15W 5000K A-19 LED Bulb, Enclosed Fixture Rated | 5000 | 83 | 1600 | 106.6667 | 25000 | 15 | 12 | 6.49 | 0.54083 | 0.6355 | 2020Q3 | https://www.bulbs.com/product/L15A19D2550K | Bulbs.com | 2020 | Yes
LED Lighting | A-Type | Green Creative | True |  | General Purpose Replacement | A21 | E26 (Medium) | Damp Location Rated,Recessed Fixtures Damp Location Rated,Recessed Fixtures Wattage11 Watt15 Watt9 Watt Color Temp.2700K3000K4000K Product Description When you need a lot of light without adding to your energy bill, consider this 15W LED A21 bulb from the energy experts at Green Creative. This item is ideal for all of your general lighting requirements indoors or out. You'll enjoy 2700K of warm white light for up to 25,000 hours, and it's compatible with most LED or incandescent dimmers. Product Features: Directly replaces 100W incandescent bulbs Color accuracy of 92 CRI Compatible with most E26 base fixtures Classic A21 form factor, offers 1:1 replacement ratio 210-degree beam angle Suitable for use in damp locations Can be installed in fully enclosed fixtures Compatible with LED and incandescent forward and reverse phase dimmers Tile 20 and Title 24 JA8 compliant Energy Star certified Lifespan of up to 25,000 hours Limited three-year warranty Applications: General indoor or outdoor lighting Wall sconces Ceiling fixtures Pendant lights Wall and floor lamps Alternate Product Versions $9.98 EACASE of 6 add Green Creative 98142 - 11 Watt LED A19 3000K - E26 11A19DIM/930 - 75 Watt Incandescent Equivalent - 1150 Lumens - 92 CRI - 120V - Dimmable $12.58 EACASE of 6 add Green Creative 98562 - 9W LED A19 - 2700K 9A19/927/277V - 800 Lumens - 92 CRI - 60W Incandescent Equivalent - 240° - 120-277V $7.98 add Green Creative 98560 - 9W LED A19 - 3000K 9A19DIM/930 - 820 Lumens - 92 CRI - 60W Incandescent Equivalent - 240° - 120V $7.98 add Green Creative 98561 - 9W LED A19 - 4000K 9A19DIM/940 - 860 Lumens - 92 CRI - 60W Incandescent Equivalent - 240° - 120V $12.58 add Green Creative 98563 - 9W LED A19 - 3000K 9A19/930/277V - 820 Lumens - 92 CRI - 60W Incandescent Equivalent - 240° - 120-277V $9.98 add Green Creative 98141 - 11W LED A19 - 2700K 11A19DIM/927 - 1100 Lumens - 92 CRI - 75W Incandescent Equivalent - 240° - 120V $9.98 add Green Creative 98143 - 11W LED A19 - 4000K 11A19DIM/940 - 1200 Lumens - 92 CRI - 75W Incandescent Equivalent - 240° - 120V $19.98 add Green Creative 98148 - 15W LED A21 - 3000K 15A21DIM/930/N - 1650 Lumens - 92 CRI - 100W Incandescent Equivalent - 240° - 120V $19.98 add Green Creative 98149 - 15W LED A21 - 4000K 15A21DIM/940/N - 1700 Lumens - 92 CRI - 100W Incandescent Equivalent - 240° - 120V Medium (E26) 15A21DIM/927/N - 1600 Lumens - 92 CRI - 100W Incandescent Equivalent - 240° - 120V Green Creative 98147 - 15W LED A21 - 2700K | 2700 | 94 | 1600 | 106.6667 | 25000 | 15 | 1 | 19.98 | 19.98 | 23.4773 | 2020Q3 | https://www.energyavenue.com/Green-Creative/98147 | Energy Avenue | 2020 | Yes
LED Lighting | Reflector | Satco | False |  | Reflector (Flood/Spot) | PAR38 | E26 (Medium) | None,Not Rated for Recessed Fixtures None,Not Rated for Recessed Fixtures Home Bulbs LED Flood Light Bulbs 2000 Lumens - LED PAR38 - 250W Equal - 4000K - 25 Deg. Flood - CRI 83 Back Description This Satco S9761 LED PAR38 bulb produces 2000 lumens, with 18 watt power consumption. The S9761 replaces 250 watt halogen bulbs and has an E26 base type. Moreover the bulb illuminates a cool white color temperature in 4000K. PAR38 replacement lamp Replaces halogen and ceramic metal halide lamps 25 degree spot Not rated for enclosed fixtures Non-Dimmable 2000 Lumens - LED PAR38 - 250W Equal - 4000K - 25 Deg. Flood - CRI 83 | 4000 | 85 | 1751 | 97.2778 | 50000 | 18 | 1 | 26.95 | 26.95 | 31.6673 | 2020Q3 | https://www.beeslighting.com/S9761 | Bee's Lighting | 2020 | Yes
LED Lighting | Decorative |  | True |  | Decorative | B10 | E12 (Candelabra) | Damp Location Rated,Not for Use in Recessed Fixtures Damp Location Rated,Not for Use in Recessed Fixtures Home Bulbs Filament Light Bulbs (DISCONTINUED) Satco S9877 Back Description This Satco S9877 LED Torpedo bulb produces 300 lumens, with only 4 watt power consumption. The S9877 replaces 40 watt incandescent bulbs and has an E12 base type. Moreover, the bulb illuminates a warm white color temperature in 2700K. Candelabra shaped replacement lamp LED with a traditional incandescent look and feel Available in 120V Bulb has a rate life of 15,000 hours UL listed for totally enclosed fixtures (DISCONTINUED) Satco S9877 | 2700 | 94 | 300 | 75 | 15000 | 4 | 1 | 5.95 | 5.95 | 6.9915 | 2020Q3 | https://www.beeslighting.com/S9877 | Bee's Lighting | 2020 | Yes
LED Lighting | Downlight | Satco | True |  |  |  |  | Downlight Surface Mount Downlight Surface Mount Home Fixtures Flush Mount Lighting Blink - 6 in. - LED Round Disk Lights - 690 Lumens - 3000K- White Finish Back Description Beautiful pendants cast in White Gypsum or Grey Concrete with a perforated woven pattern that allows light to penetrate through the sides as well as down. The material itself is paintable so you can customize for a perfect fit., Maxim Lighting provides a large selection of light fixtures Blink - 6 in. - LED Round Disk Lights - 690 Lumens - 3000K- White Finish | 3000 | 94 | 690 | 55.2 | 50000 | 12.5 | 1 | 30.5 | 30.5 | 35.8387 | 2020Q3 | https://www.beeslighting.com/S9880 | Bee's Lighting | 2020 | Yes
LED Lighting | Downlight | Satco | True |  |  |  |  | Downlight Surface Mount Downlight Surface Mount Home Fixtures Flush Mount Lighting Blink - 8 in. - LED Round Disk Lights - 940 Lumens - 3000K - White Finish Back Description This unique pendant features a concrete shade finished which is supported on a metal frame finished in a faux-painted Driftwood. Hanging in the interior of the shade is a 3 light cluster to add a refined element to this rustic contemporary design., Maxim Lighting provides a large selection of light fixtures Blink - 8 in. - LED Round Disk Lights - 940 Lumens - 3000K - White Finish | 3000 | 91 | 940 | 56.9697 | 50000 | 16.5 | 1 | 43 | 43 | 50.5267 | 2020Q3 | https://www.beeslighting.com/S9881 | Bee's Lighting | 2020 | Yes
LED Lighting | Reflector | 90+ Lighting | True |  | Reflector (Flood/Spot) | PAR16 | GU10 | Damp Location Rated,Recessed Fixtures Damp Location Rated,Recessed Fixtures Home Bulbs LED Flood Light Bulbs 500 Lumens - LED MR16 GU10 - 50W Equal - 3000K - 40 Deg. Flood - CRI 90 Back Description The SE-350.006 LED MR16 bulb from 90+ Lighting produces 500 lumens, consumes 7 watts and illuminates a soft white color temperature in 3000K with a clear bulb finish. The SE-350.006 replaces 50 watt halogen bulbs and has a GU10 base type. The SE-350.006 LED MR16 bulb is great for use in indoor dry and damp lighting locations. Not for use in fully enclosed fixtures 40° degree flood Bulb has a rate life of 25,000 hours High quality of light and low flicker ETL certified, Energy Star, Title 20, Title 24 JA8 and suitable for damp locations 500 Lumens - LED MR16 GU10 - 50W Equal - 3000K - 40 Deg. Flood - CRI 90 | 3000 | 93 | 500 | 71.4286 | 25000 | 7 | 1 | 6.95 | 6.95 | 8.1665 | 2020Q3 | https://www.beeslighting.com/SE-350.006 | Bee's Lighting | 2020 | Yes
LED Lighting | Reflector | 90+ Lighting | True |  | Reflector (Flood/Spot) | PAR20 | E26 (Medium) | Damp Location Rated,Recessed Fixtures Damp Location Rated,Recessed Fixtures Home Bulbs LED Flood Light Bulbs 500 Lumens - LED PAR20 - 50W Equal - 3000K - 40 Deg. Flood - CRI 90 Back Description The SE-350.010 LED PAR bulb from 90+ Lighting produces 500 lumens, consumes 7 watts and illuminates a soft white color temperature in 3000K with a clear bulb finish. The SE-350.010 replaces 50 watt halogen bulbs and has an E26 base type. The SE-350.010 LED PAR bulb is great for use in indoor dry and damp lighting locations. Suitable for use in enclosed fixtures 40° degree flood Bulb has a rate life of 25,000 hours High quality of light and low flicker cETLus certified, Energy Star, Title 20, Title 24 JA8 and suitable for damp locations 500 Lumens - LED PAR20 - 50W Equal - 3000K - 40 Deg. Flood - CRI 90 | 3000 | 93 | 500 | 71.4286 | 25000 | 7 | 1 | 5.95 | 5.95 | 6.9915 | 2020Q3 | https://www.beeslighting.com/SE-350.010 | Bee's Lighting | 2020 | Yes
LED Lighting | Decorative | 90+ Lighting | True |  | Globe | G16.5 | E12 (Candelabra) | Damp Location Rated,Not for Use in Recessed Fixtures Damp Location Rated,Not for Use in Recessed Fixtures Home Bulbs Decorative Light Bulbs LED - 5W - G16.5 Frosted Globe - 40W Equal - 350 Lumens - 2700K Warm White - E12 Base Back Description The SE-350.029 LED globe bulb from 90+ Lighting produces 350 lumens, consumes 5 watts and illuminates a warm white color temperature in 2700K with a frosted bulb finish. The SE-350.029 replaces 40 watt incandescent bulbs and has an E12 base type. The SE-350.029 LED globe bulb is great for use in indoor dry and damp lighting locations. Not for use in fully enclosed fixtures Bulb has a rate life of 25,000 hours High quality of light and low flicker ETL certified, Energy Star, Title 20 and Title 24 JA8 LED - 5W - G16.5 Frosted Globe - 40W Equal - 350 Lumens - 2700K Warm White - E12 Base | 2700 | 93 | 350 | 70 | 25000 | 5 | 1 | 5.95 | 5.95 | 6.9915 | 2020Q3 | https://www.beeslighting.com/SE-350.029 | Bee's Lighting | 2020 | Yes
LED Lighting | Decorative | 90+ Lighting | True |  | Globe | G16.5 | E12 (Candelabra) | Damp Location Rated,Not for Use in Recessed Fixtures Damp Location Rated,Not for Use in Recessed Fixtures Home Bulbs Decorative Light Bulbs LED - 5W - G16.5 Frosted Globe - 40W Equal - 350 Lumens - 3000K Soft White - E12 Base Back Description The SE-350.030 LED globe bulb from 90+ Lighting produces 350 lumens, consumes 5 watts and illuminates a halogen white color temperature in 3000K with a frosted bulb finish. The SE-350.030 replaces 40 watt incandescent bulbs and has an E12 base type. The SE-350.030 LED globe bulb is great for use in indoor dry and damp lighting locations. Not for use in fully enclosed fixtures Bulb has a rate life of 25,000 hours High quality of light and low flicker ETL certified, Energy Star, Title 20 and Title 24 JA8 LED - 5W - G16.5 Frosted Globe - 40W Equal - 350 Lumens - 3000K Soft White - E12 Base | 3000 | 94 | 350 | 70 | 25000 | 5 | 1 | 5.95 | 5.95 | 6.9915 | 2020Q3 | https://www.beeslighting.com/SE-350.030 | Bee's Lighting | 2020 | Yes
LED Lighting | Decorative | 90+ Lighting | True |  | Globe | G16.5 | E26 (Medium) | Damp Location Rated,Not for Use in Recessed Fixtures Damp Location Rated,Not for Use in Recessed Fixtures Home Bulbs Decorative Light Bulbs LED - 5W - G16.5 Frosted Globe - 40W Equal - 350 Lumens - 3000K Soft White - E26 Base Back Description The SE-350.032 LED globe bulb from 90+ Lighting produces 350 lumens, consumes 5 watts and illuminates a halogen white color temperature in 3000K with a frosted bulb finish. The SE-350.032 replaces 40 watt incandescent bulbs and has an E26 base type. The SE-350.032 LED globe bulb is great for use in indoor dry and damp lighting locations. Not for use in fully enclosed fixtures Bulb has a rate life of 25,000 hours High quality of light and low flicker ETL certified, Energy Star, Title 20 and Title 24 JA8 LED - 5W - G16.5 Frosted Globe - 40W Equal - 350 Lumens - 3000K Soft White - E26 Base | 3000 | 94 | 350 | 70 | 25000 | 5 | 1 | 5.95 | 5.95 | 6.9915 | 2020Q3 | https://www.beeslighting.com/SE-350.032 | Bee's Lighting | 2020 | Yes
LED Lighting | Decorative | 90+ Lighting | True |  | Globe | G16.5 | E26 (Medium) | Damp Location Rated,Not for Use in Recessed Fixtures Damp Location Rated,Not for Use in Recessed Fixtures Home Bulbs Decorative Light Bulbs LED - 5W - G16.5 Clear Globe - 40W Equal - 350 Lumens - 2700K Warm White - E26 Base Back Description The SE-350.035 LED globe bulb from 90+ Lighting produces 350 lumens, consumes 5 watts and illuminates a warm white color temperature in 2700K with a clear bulb finish. The SE-350.035 replaces 40 watt incandescent bulbs and has an E26 base type. The SE-350.035 LED globe bulb is great for use in indoor dry and damp lighting locations. Not for use in fully enclosed fixtures Bulb has a rate life of 25,000 hours High quality of light and low flicker ETL certified, Energy Star, Title 20 and Title 24 JA8 LED - 5W - G16.5 Clear Globe - 40W Equal - 350 Lumens - 2700K Warm White - E26 Base | 2700 | 93 | 350 | 70 | 25000 | 5 | 1 | 6.25 | 6.25 | 7.344 | 2020Q3 | https://www.beeslighting.com/SE-350.035 | Bee's Lighting | 2020 | Yes
LED Lighting | Decorative | 90+ Lighting | True |  | Globe | G25 | E26 (Medium) | Damp Location Rated,Not for Use in Recessed Fixtures Damp Location Rated,Not for Use in Recessed Fixtures Home Bulbs Decorative Light Bulbs LED - 7W - G25 Frosted Globe - 60W Equal - 500 Lumens - 2700K Warm White - E26 Base Back Description The SE-350.039 LED globe bulb from 90+ Lighting produces 500 lumens, consumes 7 watts and illuminates a warm white color temperature in 2700K with a frosted bulb finish. The SE-350.039 replaces 60 watt incandescent bulbs and has an E26 base type. The SE-350.039 LED globe bulb is great for use in indoor dry and damp lighting locations. Not for use in fully enclosed fixtures Bulb has a rate life of 25,000 hours High quality of light and low flicker ETL certified, Energy Star, Title 20 and Title 24 JA8 LED - 7W - G25 Frosted Globe - 60W Equal - 500 Lumens - 2700K Warm White - E26 Base | 2700 | 93 | 500 | 71.4286 | 25000 | 7 | 1 | 6.95 | 6.95 | 8.1665 | 2020Q3 | https://www.beeslighting.com/SE-350.039 | Bee's Lighting | 2020 | Yes
LED Lighting | Decorative | 90+ Lighting | True |  | Globe | G25 | E26 (Medium) | Damp Location Rated,Not for Use in Recessed Fixtures Damp Location Rated,Not for Use in Recessed Fixtures Home Bulbs Decorative Light Bulbs LED - 7W - G25 Frosted Globe - 60W Equal - 500 Lumens - 3000K Soft White - E26 Base Back Description The SE-350.040 LED globe bulb from 90+ Lighting produces 500 lumens, consumes 7 watts and illuminates a halogen white color temperature in 3000K with a frosted bulb finish. The SE-350.040 replaces 60 watt incandescent bulbs and has an E26 base type. The SE-350.040 LED globe bulb is great for use in indoor dry and damp lighting locations. Not for use in fully enclosed fixtures Bulb has a rate life of 25,000 hours High quality of light and low flicker ETL certified, Energy Star, Title 20 and Title 24 JA8 LED - 7W - G25 Frosted Globe - 60W Equal - 500 Lumens - 3000K Soft White - E26 Base | 3000 | 94 | 500 | 71.4286 | 25000 | 7 | 1 | 6.95 | 6.95 | 8.1665 | 2020Q3 | https://www.beeslighting.com/SE-350.040 | Bee's Lighting | 2020 | Yes
LED Lighting | Decorative | 90+ Lighting | True |  | Other | C11 | E12 (Candelabra) | Damp Location Rated,Not for Use in Recessed Fixtures Damp Location Rated,Not for Use in Recessed Fixtures Home Bulbs Decorative Light Bulbs LED - 4.5W - Clear Straight Tip Torpedo - 40W Equal - 320 Lumens - 2700K Warm White - E12 Base Back Description The SE-350.041 LED candelabra torpedo shaped bulb from 90+ Lighting produces 320 lumens, consumes 4.5 watts and illuminates a warm white color temperature in 2700K with a clear bulb finish. The SE-350.041 replaces 40 watt incandescent bulbs and has an E12 base type. The SE-350.041 LED candelabra bulb is great for use in indoor dry and damp lighting locations. Not for use in fully enclosed fixtures Bulb has a rate life of 25,000 hours High quality of light and low flicker ETL certified, Energy Star, Title 20 and Title 24 JA8 LED - 4.5W - Clear Straight Tip Torpedo - 40W Equal - 320 Lumens - 2700K Warm White - E12 Base | 2700 | 93 | 320 | 71.1111 | 25000 | 4.5 | 1 | 5.95 | 5.95 | 6.9915 | 2020Q3 | https://www.beeslighting.com/SE-350.041 | Bee's Lighting | 2020 | Yes
LED Lighting | Decorative | 90+ Lighting | True |  | Other | C11 | E26 (Medium) | Damp Location Rated,Not for Use in Recessed Fixtures Damp Location Rated,Not for Use in Recessed Fixtures Home Bulbs Decorative Light Bulbs LED - 4.5W - Clear Straight Tip Torpedo - 40W Equal - 320 Lumens - 2700K Warm White - E26 Base Back Description The SE-350.042 LED candelabra torpedo shaped bulb from 90+ Lighting produces 320 lumens, consumes 4.5 watts and illuminates a warm white color temperature in 2700K with a clear bulb finish. The SE-350.042 replaces 40 watt incandescent bulbs and has an E26 base type. The SE-350.042 LED candelabra bulb is great for use in indoor dry and damp lighting locations. Not for use in fully enclosed fixtures Bulb has a rate life of 25,000 hours High quality of light and low flicker ETL certified, Energy Star, Title 20 and Title 24 JA8 LED - 4.5W - Clear Straight Tip Torpedo - 40W Equal - 320 Lumens - 2700K Warm White - E26 Base | 2700 | 93 | 320 | 71.1111 | 25000 | 4.5 | 1 | 5.95 | 5.95 | 6.9915 | 2020Q3 | https://www.beeslighting.com/SE-350.042 | Bee's Lighting | 2020 | Yes
LED Lighting | Decorative | 90+ Lighting | True |  | Other | C11 | E12 (Candelabra) | Damp Location Rated,Not for Use in Recessed Fixtures Damp Location Rated,Not for Use in Recessed Fixtures Home Bulbs Decorative Light Bulbs LED - 4.5W - Frosted Straight Tip Torpedo - 40W Equal - 320 Lumens - 2700K Warm White - E12 Base Back Description The SE-350.043 LED candelabra torpedo shaped bulb from 90+ Lighting produces 320 lumens, consumes 4.5 watts and illuminates a warm white color temperature in 2700K with a frosted bulb finish. The SE-350.043 replaces 40 watt incandescent bulbs and has an E12 base type. The SE-350.043 LED candelabra bulb is great for use in indoor dry and damp lighting locations. Not for use in fully enclosed fixtures Bulb has a rate life of 25,000 hours High quality of light and low flicker ETL certified, Energy Star, Title 20 and Title 24 JA8 LED - 4.5W - Frosted Straight Tip Torpedo - 40W Equal - 320 Lumens - 2700K Warm White - E12 Base | 2700 | 93 | 320 | 71.1111 | 25000 | 4.5 | 1 | 6.45 | 6.45 | 7.579 | 2020Q3 | https://www.beeslighting.com/SE-350.043 | Bee's Lighting | 2020 | Yes
LED Lighting | Decorative | 90+ Lighting | True |  | Other | C11 | E26 (Medium) | Damp Location Rated,Not for Use in Recessed Fixtures Damp Location Rated,Not for Use in Recessed Fixtures Home Bulbs Decorative Light Bulbs LED - 4.5W - Frosted Straight Tip Torpedo - 40W Equal - 320 Lumens - 2700K Warm White - E26 Base Back Description The SE-350.044 LED candelabra torpedo shaped bulb from 90+ Lighting produces 320 lumens, consumes 4.5 watts and illuminates a warm white color temperature in 2700K with a frosted bulb finish. The SE-350.044 replaces 40 watt incandescent bulbs and has an E26 base type. The SE-350.044 LED candelabra bulb is great for use in indoor dry and damp lighting locations. Not for use in fully enclosed fixtures Bulb has a rate life of 25,000 hours High quality of light and low flicker ETL certified, Energy Star, Title 20 and Title 24 JA8 LED - 4.5W - Frosted Straight Tip Torpedo - 40W Equal - 320 Lumens - 2700K Warm White - E26 Base | 2700 | 93 | 320 | 71.1111 | 25000 | 4.5 | 1 | 6.45 | 6.45 | 7.579 | 2020Q3 | https://www.beeslighting.com/SE-350.044 | Bee's Lighting | 2020 | Yes
LED Lighting | A-Type | MaxLite | True |  | General Purpose Replacement | A19 | E26 (Medium) | Damp Location Rated Damp Location Rated Base TypeGU24Medium (E26) Wattage11 Watt15 Watt6 Watt9 Watt Product Description Maxlite E15A19DLED27/G8 omni-directional A lamp is an energy-saving A19 replacement perfect for wall sconces, pendants, floor lamps, and table lamps. Use this in both enclosed and open locations. Along with a 5-year limited warranty, the LED A19 light bulb has a dimming feature, dimming bright illumination down to 10%. Maxlite E15A19DLED27/G8 14099402 Features: 2700K warm white illumination 25,000 life hours Energy Star certified Maxlite E15A19DLED27/G8 14099402 Applications: Residential use Commercial use Dry and damp locations Alternate Product Versions $3.75 add Maxlite 14099413 - 11W LED A19 - 4000K E11A19GUDLED40/G7 - 1,100 Lumens - 80 CRI - 75W Incandescent Equivalent - 120V $2.20 add Maxlite 14099390 - 6W LED A19 - 2700K E6A19DLED27/G8 - 480 Lumens - 80 CRI - 40W Incandescent Equivalent - 220° - 120V $2.80 add Maxlite 14099410 - 9W LED A19 - 4000K E9A19GUDLED40/G7 - 800 Lumens - 80 CRI - 60W Incandescent Equivalent - 120V $3.65 add Maxlite 14099401 - 11W LED A19 - 4000K E11A19DLED40/G8 - 1,100 Lumens - 80 CRI - 75W Incandescent Equivalent - 220° - 120V $3.65 add Maxlite 14099399 - 11W LED A19 Bulb - 2700K - E26 Base E11A19DLED27/G6 - 1,100 Lumens - 82 CRI - 75W Incandescent Equivalent - 300° - 120V $2.40 add Maxlite 14099407 - 6W LED A19 Bulb - 4000K E6A19GUDLED40/G6 - 480 Lumens - 83 CRI - 40W Incandescent Equivalent - 300° - 120V $3.70 add Maxlite 14099400 - 11W LED A19 Bulb - 3000K E11A19DLED30/G6 - 1,100 Lumens - 80 CRI - 75W Incandescent Equivalent - 300° - 120V $4.15 add Maxlite 14099415 - 15W LED A19 Bulb - 3000K E15A19GUDLED30/G7 - 1,600 Lumens - 80 CRI - 100W Incandescent Equivalent - 120V $4.70 add Maxlite 14099416 - 15W LED A19 Bulb - 4000K E15A19GUDLED40/G7 - 1,600 Lumens - 80 CRI - 100W Incandescent Equivalent - 120V - OUT OF STOCK UNTIL EARLY OCTOBER 2020 $2.45 add Maxlite 14099405 - 6W LED A19 Bulb - 2700K E6A19GUDLED27/G7 - 480 Lumens - 80 CRI - 40W Incandescent Equivalent - 120V $3.90 add Maxlite 14099412 - 11W LED A19 - 3000K E11A19GUDLED30/G7 - 1,100 Lumens - 80 CRI - 75W Incandescent Equivalent - 120V $3.75 add Maxlite 14099411 - 11W LED A19 - 2700K E11A19GUDLED27/G6 - 75W Incandescent Equivalent - GU24 - 1100 Lumens - 120V $2.23 add Maxlite 14099392 - 6W LED A19 - 3000K - E26 E6A19DLED30/G6 - 40W Incandescent Equivalent - 480 Lumens - 80 CRI - 120V $2.40 add Maxlite 14099406 - 6W LED A19 - 3000K E6A19GUDLED30/G6 - 40W Incandescent Equivalent - GU24 - 480 Lumens - 120V $4.13 add Maxlite 14099397 - 9W LED A19 - 3000K - A19 E9A19DLED30/G6 - 60W Incandescent Equivalent - 800 Lumens - 82 CRI - 300° Beam Angle - 120V $2.70 add Maxlite 14099408 - 9W LED A19 - 2700K E9A19GUDLED27/G6 - 60W Incandescent Equivalent - GU24 - 800 Lumens - 120V $2.75 add Maxlite 14099409 - 9W LED A19 - 3000K E9A19GUDLED30/G6 - 60W Incandescent Equivalent - GU24 - 800 Lumens - 120V Medium (E26) E15A19DLED27/G8 - 1,600 Lumens - 82 CRI - 100W Incandescent Equivalent - 300° - 120V Maxlite 14099402 - 15W LED A19 Bulb - 2700K - E26 Base | 2700 | 82 | 1600 | 106.6667 | 25000 | 15 | 1 | 4.1 | 4.1 | 4.8177 | 2020Q3 | https://www.energyavenue.com/MaxLite/14099402 | Energy Avenue | 2020 | Yes
LED Lighting | A-Type | MaxLite | True |  | General Purpose Replacement | A19 | GU24 | Damp Location Rated,Recessed Fixtures Damp Location Rated,Recessed Fixtures Base TypeGU24Medium (E26) Wattage11 Watt15 Watt6 Watt9 Watt Color Temp.3000K4000K Product Description BACKORDER UNTIL EARLY OCTOBER 2020 The Maxlite E15A19GUDLED40/G7 incandescent A-line bulb is so similar to A19 incandescent bulbs that it can replace 100W incandescents. The LED A19 bulb radiates 4000K cool white illumination using less energy. It's bright enough for enclosed fixtures yet the bulb dims down to 10% if the color is too bright. Maxlite 14099416 Features: Omni-directional beam angle 25,000 life hours 1-year warranty Maxlite 14099416 Applications: Residential use Commercial use Dry and damp locations Alternate Product Versions $3.75 add Maxlite 14099413 - 11W LED A19 - 4000K E11A19GUDLED40/G7 - 1,100 Lumens - 80 CRI - 75W Incandescent Equivalent - 120V $2.20 add Maxlite 14099390 - 6W LED A19 - 2700K E6A19DLED27/G8 - 480 Lumens - 80 CRI - 40W Incandescent Equivalent - 220° - 120V $2.80 add Maxlite 14099410 - 9W LED A19 - 4000K E9A19GUDLED40/G7 - 800 Lumens - 80 CRI - 60W Incandescent Equivalent - 120V $3.65 add Maxlite 14099401 - 11W LED A19 - 4000K E11A19DLED40/G8 - 1,100 Lumens - 80 CRI - 75W Incandescent Equivalent - 220° - 120V $4.10 add Maxlite 14099402 - 15W LED A19 Bulb - 2700K - E26 Base E15A19DLED27/G8 - 1,600 Lumens - 82 CRI - 100W Incandescent Equivalent - 300° - 120V $3.65 add Maxlite 14099399 - 11W LED A19 Bulb - 2700K - E26 Base E11A19DLED27/G6 - 1,100 Lumens - 82 CRI - 75W Incandescent Equivalent - 300° - 120V $2.40 add Maxlite 14099407 - 6W LED A19 Bulb - 4000K E6A19GUDLED40/G6 - 480 Lumens - 83 CRI - 40W Incandescent Equivalent - 300° - 120V $3.70 add Maxlite 14099400 - 11W LED A19 Bulb - 3000K E11A19DLED30/G6 - 1,100 Lumens - 80 CRI - 75W Incandescent Equivalent - 300° - 120V $4.15 add Maxlite 14099415 - 15W LED A19 Bulb - 3000K E15A19GUDLED30/G7 - 1,600 Lumens - 80 CRI - 100W Incandescent Equivalent - 120V $2.45 add Maxlite 14099405 - 6W LED A19 Bulb - 2700K E6A19GUDLED27/G7 - 480 Lumens - 80 CRI - 40W Incandescent Equivalent - 120V $3.90 add Maxlite 14099412 - 11W LED A19 - 3000K E11A19GUDLED30/G7 - 1,100 Lumens - 80 CRI - 75W Incandescent Equivalent - 120V $3.75 add Maxlite 14099411 - 11W LED A19 - 2700K E11A19GUDLED27/G6 - 75W Incandescent Equivalent - GU24 - 1100 Lumens - 120V $2.23 add Maxlite 14099392 - 6W LED A19 - 3000K - E26 E6A19DLED30/G6 - 40W Incandescent Equivalent - 480 Lumens - 80 CRI - 120V $2.40 add Maxlite 14099406 - 6W LED A19 - 3000K E6A19GUDLED30/G6 - 40W Incandescent Equivalent - GU24 - 480 Lumens - 120V $4.13 add Maxlite 14099397 - 9W LED A19 - 3000K - A19 E9A19DLED30/G6 - 60W Incandescent Equivalent - 800 Lumens - 82 CRI - 300° Beam Angle - 120V $2.70 add Maxlite 14099408 - 9W LED A19 - 2700K E9A19GUDLED27/G6 - 60W Incandescent Equivalent - GU24 - 800 Lumens - 120V $2.75 add Maxlite 14099409 - 9W LED A19 - 3000K E9A19GUDLED30/G6 - 60W Incandescent Equivalent - GU24 - 800 Lumens - 120V GU24 E15A19GUDLED40/G7 - 1,600 Lumens - 80 CRI - 100W Incandescent Equivalent - 120V - OUT OF STOCK UNTIL EARLY OCTOBER 2020 Maxlite 14099416 - 15W LED A19 Bulb - 4000K | 4000 | 84 | 1600 | 106.6667 | 25000 | 15 | 1 | 4.7 | 4.7 | 5.5227 | 2020Q3 | https://www.energyavenue.com/MaxLite/14099416 | Energy Avenue | 2020 | Yes
LED Lighting | A-Type | Satco | True |  | General Purpose Replacement | A19 | E26 (Medium) | Damp Location Rated,Recessed Fixtures Damp Location Rated,Recessed Fixtures Satco LED direct replacement lamp features screw-in E26 medium base. This 15-Watt, arbitrary A19 lamp outputs 1600-Lumen (initial) warm white light. It has an average life of 25000 Hours and covers an 220-Degree omni-directional beam angle. The 4-5/8-Inch dimmable lamp in frosted finish, produces light with 2700K color temperature and 80 CRI. It has a voltage rating of 120-Volts and a power factor of 0.96. It features glass construction. It is equivalent to 100-Watt incandescent lamp. This lamp is suitable for indoor residential and commercial lighting applications. It is perfect for totally enclosed fixtures and damp locations. The LED lamp meets UL/ETL, cULus, RoHS and energy star standards. Satco S29815 Dimmable A19 LED Direct Replacement Lamp E26 Medium 15-Watt 1600-Lumens 80 CRI 2700K Warm White | 2700 | 82 | 1600 | 106.6667 | 25000 | 15 | 6 | 9.4 | 1.5667 | 1.8409 | 2020Q3 | https://www.ew-ne.com/lighting-1600000000/satco-s29815-dimmable-a19-led-direct-replacement-lamp-e26-medium-15-watt-1600-lumens-80-cri-2700k-warm-white-721118 | Electrical Wholesalers Inc | 2020 | Yes
LED Lighting | A-Type | Satco | True |  | General Purpose Replacement | A19 | E26 (Medium) | Damp Location Rated,Recessed Fixtures Damp Location Rated,Recessed Fixtures Satco Replacement LED lamp features E26 medium lamp base. This A19 lamp outputs a cool white light of 1600-Lumens (initial). This dimmable arbitrary lamp with an average life of 25000 Hours, has a power rating of 15-Watts and voltage rating of 120-Volts. The lamp has an incandescent equivalent wattage 100-Watts. It has a CRI of 80, power factor of 0.96 and color temperature of 4000K. It has an omni-directional beam angle of 220-Degrees. It measures 4-5/8-Inch x 2-3/8-Inch Dia. Lamp in frosted finish, is suitable for indoor residential and commercial lighting applications. It is ideal for damp locations. Lamp meets UL/ETL, cULus, RoHS and Energy Star standards. Satco S29817 Dimmable A19 Replacement LED Lamp E26 Medium 15-Watt 1600-Lumens Initial 80 CRI Cool White | 4000 | 85 | 1600 | 106.6667 | 25000 | 15 | 6 | 10.5 | 1.75 | 2.0563 | 2020Q3 | https://www.ew-ne.com/lighting-1600000000/satco-s29817-dimmable-a19-replacement-led-lamp-e26-medium-15-watt-1600-lumens-initial-80-cri-cool-white-746862 | Electrical Wholesalers Inc | 2020 | Yes
LED Lighting | A-Type | TCP | True |  | General Purpose Replacement | A19 | E26 (Medium) | Damp Location Rated Damp Location Rated TCP Elite 15-Watt E26 Medium screw-in base LED lamp with frosted lens finished lens, offers light output of 1625 Lumens. This A19 arbitrary shape lamp has voltage rating of 120-Volt AC at 50/60-Hz. It has color rendering index of 80. This lamp with 3000K color temperature rating radiates soft white light to the surrounding. It offers omni-directional light distribution at an angle of 230-degree. This dimmable lamp has a dimension of 4.6-Inch x 2.5-Inch. It has efficacy of 108.3 LPW. This shatter-resistant lamp is ideal for damp locations. It has an operating temperature range of 40 deg C and starting temperature range of -30 deg C. This lamp is suitable for general lighting, table lamps, floor lamps, sconces, ceiling fixtures and decorative fixtures. It has average life of 25000 hours. Lamp is UL-cULus, cETLus certified and Energy Star qualified. TCP L15A19D2530K Dimmable A19 LED Lamp E26 Medium Base 1625-Lumens 80 CRI 3000K Soft White 15-WattElite | 3000 | 83 | 1600 | 106.6667 | 25000 | 15 | 12 | 9.6 | 0.8 | 0.94003 | 2020Q3 | https://www.ew-ne.com/lighting-1600000000/tcp-l15a19d2530k-dimmable-a19-led-lamp-e26-medium-base-1625-lumens-80-cri-3000k-soft-white-15-wattelite-661886 | Electrical Wholesalers Inc | 2020 | Yes
LED Lighting | A-Type | Manufacturer: TCP | True |  | General Purpose Replacement | A19 | E26 (Medium) | Damp Location Rated Damp Location Rated Home > Energy Star Qualified Products > 15 Watt 1600 Lumen Dimmable LED A19 Light Bulb 2700K Product Specifications - Quick Reference Input Voltage: Lumens: 120 Volt AC 1600 Lumens Dimensions: Dimmable: 2.6" W x 4.7" MOL Yes LED Color: 2700K Warm White Life Time: 25,000 Hours Power Consumption: Luminous Efficacy: 15 Watts 107 lm/W CRI: Certifications: 80 CRI UL listed, RoHS, Energy Star Built off a 20-year history of producing energy efficient lighting, Technical Consumer Products, Inc. (TCP) is excited to announce its most advanced and comprehensive lineup of LED lamps: the LED Elite Series. With TCPs dedication to manufacturing high quality, state-of-the-art lighting, combined with excellent high color rendering index (CRI), smooth dimming capabilities and new shatterproof smooth housing (which gives the appearance of traditional halogen bulbs), the LED Elite Series bulbs are a perfect choice to transform nearly every lighted environment into something extraordinary. This is the TCP, LED Elite Dimmable A19 lamp with 230 Degree Beam Angle, and it comes with a color temperature of 2700 Kelvin (K). UL approved, RoHS compliant, and Energy Star Qualified, the TCP L15A19D2527K (a replacement of TCP LED18A21DOD27K and TCP LED16A21D27K) offers a very durable, solid state lighting technology that significantly reduces lighting service and maintenance costs. These Dimmable LED A19 light bulbs consume up to 80% LESS energy than a standard 100-watt incandescent bulb. These A19 LED bulbs do not contain Mercury or any other harmful substance, generate no IR or UV rays and carry a 5 Year Limited Warranty. TCPs LED A19 lamps have the highest light output, best dimmability (100% down to 5%) and are the most efficient LED A19 lamps available today. Consuming just 15 watts of 120 volt energy, this A19 bulb generates 1600 lumens- that's 107 Lumens per watt. This 100 watt equivalent A19 LED bulb is rated for enclosed fixtures, 25,000 hours with a minimum starting temperature of -30 degrees Celsius and measures 4.7" MOL and 2.6" in diameter. Click here to see the TCP LED Elite A19 Series Specification Sheet. Typical Applications Typical applications for the TCP L15A19D2527K, Elite Dimmable A19 LED light bulbs include dimmable general lighting, table lamps, sconces, floor lamps and ceiling fixtures. TCP 15 Watt 1600 Lumen Dimmable LED A19 Light Bulb 2700K | 2700 | 83 | 1600 | 106.6667 | 25000 | 15 | 1 | 5.88 | 5.88 | 6.9092 | 2020Q3 | https://www.greenelectricalsupply.com/15-watt-dimmable-a19-led-light-bulbs-2700k.aspx | Green Electrical Supply | 2020 | Yes
LED Lighting | Decorative | 90+ Lighting | True |  | Other | C11 | E12 (Candelabra) | Damp Location Rated,Not for Use in Recessed Fixtures Damp Location Rated,Not for Use in Recessed Fixtures Home Bulbs Decorative Light Bulbs LED - 4.5W - Frosted Straight Tip Torpedo - 40W Equal - 320 Lumens - 3000K Soft White - E12 Base Back Description The SE-350.151 LED candelabra torpedo shaped bulb from 90+ Lighting produces 320 lumens, consumes 4.5 watts and illuminates a halogen white color temperature in 3000K with a frosted bulb finish. The SE-350.151 replaces 40 watt incandescent bulbs and has an E12 base type. The SE-350.151 LED candelabra bulb is great for use in indoor dry and damp lighting locations. Not for use in fully enclosed fixtures Bulb has a rate life of 25,000 hours High quality of light and low flicker ETL certified, Energy Star, Title 20 and Title 24 JA8 LED - 4.5W - Frosted Straight Tip Torpedo - 40W Equal - 320 Lumens - 3000K Soft White - E12 Base | 3000 | 93 | 320 | 71.1111 | 25000 | 4.5 | 1 | 6.45 | 6.45 | 7.579 | 2020Q3 | https://www.beeslighting.com/SE-350.151 | Bee's Lighting | 2020 | Yes
LED Lighting | Decorative | 90+ Lighting | True |  | Other | C11 | E12 (Candelabra) | Damp Location Rated,Not for Use in Recessed Fixtures Damp Location Rated,Not for Use in Recessed Fixtures Home Bulbs Decorative Light Bulbs LED - 4.5W - Clear Straight Tip Torpedo - 40W Equal - 320 Lumens - 3000K Soft White - E12 Base Back Description The SE-350.154 LED candelabra torpedo shaped bulb from 90+ Lighting produces 320 lumens, consumes 4.5 watts and illuminates a halogen white color temperature in 3000K with a clear bulb finish. The SE-350.154 replaces 40 watt incandescent bulbs and has an E12 base type. The SE-350.154 LED candelabra bulb is great for use in indoor dry and damp lighting locations. Not for use in fully enclosed fixtures Bulb has a rate life of 25,000 hours High quality of light and low flicker ETL certified, Energy Star, Title 20 and Title 24 JA8 LED - 4.5W - Clear Straight Tip Torpedo - 40W Equal - 320 Lumens - 3000K Soft White - E12 Base | 3000 | 94 | 320 | 71.1111 | 25000 | 4.5 | 1 | 5.95 | 5.95 | 6.9915 | 2020Q3 | https://www.beeslighting.com/SE-350.154 | Bee's Lighting | 2020 | Yes
LED Lighting | Downlight | Green Creative | True |  |  |  |  | Downlight Recessed Downlight Recessed Home Fixtures Commercial Lighting Commercial Downlights 6in - Commercial LED Retrofit Downlight - 8/10/15 Watt - 3000K/3500K/4000K 6in - Commercial LED Retrofit Downlight - 8/10/15 Watt - 3000K/3500K/4000K | 3000 | 84 | 1500 | 100 | 50000 | 15 | 1 | 92.28 | 92.28 | 108.4326 | 2020Q3 | https://www.beeslighting.com/SLFT6-80CCTS-DIM010UNV | Bee's Lighting | 2020 | Yes
LED Lighting | Downlight | Green Creative | True |  |  |  |  | Downlight Recessed Downlight Recessed Home Fixtures Commercial Lighting Commercial Downlights 8in - Commercial LED Retrofit Downlight - 18/23/30 Watt - 3000K/3500K/4000K 8in - Commercial LED Retrofit Downlight - 18/23/30 Watt - 3000K/3500K/4000K | 3000 | 83 | 3000 | 100 | 50000 | 30 | 1 | 125.58 | 125.58 | 147.5614 | 2020Q3 | https://www.beeslighting.com/SLFT9.5-80CCTS-DIM010UNV | Bee's Lighting | 2020 | Yes
LED Lighting | Decorative | Topaz | True |  | Globe | G25 | E26 (Medium) | Damp Location Rated Damp Location Rated Home Bulbs Decorative Light Bulbs LED - 6W - G25 Frosted Globe - 40W Equal - 450 Lumens - 2700K Warm White - Medium Base Back Description Up to 80% energy savings vs. 40W incandescent Longlife - up to 18x longer vs. incandescent ROHS compliant and mercury free LED - 6W - G25 Frosted Globe - 40W Equal - 450 Lumens - 2700K Warm White - Medium Base | 2700 | 81 | 450 | 75 | 25000 | 6 | 1 | 6.07 | 6.07 | 7.1325 | 2020Q3 | https://www.beeslighting.com/TOP-G25-27K-A1 | Bee's Lighting | 2020 | Yes
LED Lighting | Downlight | Lithonia | True |  |  |  |  | Downlight Recessed Downlight Recessed Home Fixtures Recessed Lighting 3 in - 50W Equal - LED Canless Downlight - 530 Lumens - 8W - 3000K - Brushed Nickel Back Description The WF3 ADJ LED 30K 90CRI BN M6 3 inch wafer LED canless downlight from Lithonia produces 530 lumens at 8W to replace 50 watt halogen bulbs. This direct wire LED downlight has back lit light distribution and runs on 120V input. The 3000K soft white color temperature makes it ideal for residential and commercial downlight applications. This recessed downlight has a round trim with brushed nickel finish. The Lithonia Wafer series LED downlights have 90+ CRI and are Energy Star and wet location rated. 3 in - 50W Equal - LED Canless Downlight - 530 Lumens - 8W - 3000K - Brushed Nickel | 2700 | 92 | 479 | 63.0263 | 33000 | 7.6 | 1 | 28.95 | 28.95 | 34.0174 | 2020Q3 | https://www.beeslighting.com/WF3-ADJ-LED-30K-90CRI-BN-M6 | Bee's Lighting | 2020 | Yes
LED Lighting | Downlight | Lithonia | True |  |  |  |  | Downlight Recessed Downlight Recessed Home Fixtures Recessed Lighting 3 in - 50W Equal - LED Canless Downlight - 530 Lumens - 8W - 3000K - Black Back Description The WF3 ADJ LED 30K 90CRI MB M6 3 inch wafer LED canless downlight from Lithonia produces 530 lumens at 8W to replace 50 watt halogen bulbs. This direct wire LED downlight has back lit light distribution and runs on 120V input. The 3000K soft white color temperature makes it ideal for residential and commercial downlight applications. This recessed downlight has a round trim with matte black finish. The Lithonia Wafer series LED downlights have 90+ CRI and are Energy Star and wet location rated. 3 in - 50W Equal - LED Canless Downlight - 530 Lumens - 8W - 3000K - Black | 2700 | 92 | 479 | 63.0263 | 33000 | 7.6 | 1 | 28.95 | 28.95 | 34.0174 | 2020Q3 | https://www.beeslighting.com/WF3-ADJ-LED-30K-90CRI-MB-M6 | Bee's Lighting | 2020 | Yes
LED Lighting | Downlight | Lithonia | True |  |  |  |  | Downlight Recessed Downlight Recessed Home Fixtures Recessed Lighting 3 in - 50W Equal - LED Canless Downlight - 530 Lumens - 8W - 3000K - White Back Description The WF3 ADJ LED 30K 90CRI MW M6 3 inch wafer LED canless downlight from Lithonia produces 530 lumens at 8W to replace 50 watt halogen bulbs. This direct wire LED downlight has back lit light distribution and runs on 120V input. The 3000K soft white color temperature makes it ideal for residential and commercial downlight applications. This recessed downlight has a round trim with matte white finish. The Lithonia Wafer series LED downlights have 90+ CRI and are Energy Star and wet location rated. 3 in - 50W Equal - LED Canless Downlight - 530 Lumens - 8W - 3000K - White | 2700 | 92 | 479 | 63.0263 | 33000 | 7.6 | 1 | 26.95 | 26.95 | 31.6673 | 2020Q3 | https://www.beeslighting.com/WF3-ADJ-LED-30K-90CRI-MW-M6 | Bee's Lighting | 2020 | Yes
LED Lighting | Downlight | Lithonia | True |  |  |  |  | Downlight Recessed Downlight Recessed Home Fixtures Recessed Lighting 3 in - 50W Equal - LED Canless Downlight - 530 Lumens - 8W - 3000K - Oil-Rubbed Bronze Back Description The WF3 ADJ LED 30K 90CRI ORB M6 3 inch wafer LED canless downlight from Lithonia produces 530 lumens at 8W to replace 50 watt halogen bulbs. This direct wire LED downlight has back lit light distribution and runs on 120V input. The 3000K soft white color temperature makes it ideal for residential and commercial downlight applications. This recessed downlight has a round trim with oil-rubbed bronze finish. The Lithonia Wafer series LED downlights have 90+ CRI and are Energy Star and wet location rated. 3 in - 50W Equal - LED Canless Downlight - 530 Lumens - 8W - 3000K - Oil-Rubbed Bronze | 2700 | 92 | 479 | 63.0263 | 33000 | 7.6 | 1 | 28.95 | 28.95 | 34.0174 | 2020Q3 | https://www.beeslighting.com/WF3-ADJ-LED-30K-90CRI-ORB-M6 | Bee's Lighting | 2020 | Yes
LED Lighting | Downlight | Lithonia | True |  |  |  |  | Downlight Recessed Downlight Recessed Home Fixtures Recessed Lighting 3 in - 50W Equal - LED Canless Downlight - 545 Lumens - 8W - 4000K - Brushed Nickel Back Description The WF3 ADJ LED 40K 90CRI BN M6 3 inch wafer LED canless downlight from Lithonia produces 545 lumens at 8W to replace 50 watt halogen bulbs. This direct wire LED downlight has back lit light distribution and runs on 120V input. The 4000K cool white color temperature makes it ideal for residential and commercial downlight applications. This recessed downlight has a round trim with brushed nickel finish. The Lithonia Wafer series LED downlights have 90+ CRI and are Energy Star and wet location rated. 3 in - 50W Equal - LED Canless Downlight - 545 Lumens - 8W - 4000K - Brushed Nickel | 2700 | 92 | 479 | 63.0263 | 33000 | 7.6 | 1 | 28.95 | 28.95 | 34.0174 | 2020Q3 | https://www.beeslighting.com/WF3-ADJ-LED-40K-90CRI-BN-M6 | Bee's Lighting | 2020 | Yes
LED Lighting | Downlight | Lithonia | True |  |  |  |  | Downlight Recessed Downlight Recessed Home Fixtures Recessed Lighting 3 in - 50W Equal - LED Canless Downlight - 545 Lumens - 8W - 4000K - Black Back Description The WF3 ADJ LED 40K 90CRI MB M6 3 inch wafer LED canless downlight from Lithonia produces 545 lumens at 8W to replace 50 watt halogen bulbs. This direct wire LED downlight has back lit light distribution and runs on 120V input. The 4000K cool white color temperature makes it ideal for residential and commercial downlight applications. This recessed downlight has a round trim with matte black finish. The Lithonia Wafer series LED downlights have 90+ CRI and are Energy Star and wet location rated. 3 in - 50W Equal - LED Canless Downlight - 545 Lumens - 8W - 4000K - Black | 2700 | 92 | 479 | 63.0263 | 33000 | 7.6 | 1 | 28.95 | 28.95 | 34.0174 | 2020Q3 | https://www.beeslighting.com/WF3-ADJ-LED-40K-90CRI-MB-M6 | Bee's Lighting | 2020 | Yes
LED Lighting | Downlight | Lithonia | True |  |  |  |  | Downlight Recessed Downlight Recessed Home Fixtures Recessed Lighting 3 in - 50W Equal - LED Canless Downlight - 545 Lumens - 8W - 4000K - White Back Description The WF3 ADJ LED 40K 90CRI MW M6 3 inch wafer LED canless downlight from Lithonia produces 545 lumens at 8W to replace 50 watt halogen bulbs. This direct wire LED downlight has back lit light distribution and runs on 120V input. The 4000K cool white color temperature makes it ideal for residential and commercial downlight applications. This recessed downlight has a round trim with matte white finish. The Lithonia Wafer series LED downlights have 90+ CRI and are Energy Star and wet location rated. 3 in - 50W Equal - LED Canless Downlight - 545 Lumens - 8W - 4000K - White | 2700 | 92 | 479 | 63.0263 | 33000 | 7.6 | 1 | 26.95 | 26.95 | 31.6673 | 2020Q3 | https://www.beeslighting.com/WF3-ADJ-LED-40K-90CRI-MW-M6 | Bee's Lighting | 2020 | Yes
LED Lighting | Downlight | Lithonia | True |  |  |  |  | Downlight Recessed Downlight Recessed Home Fixtures Recessed Lighting 3 in - 50W Equal - LED Canless Downlight - 545 Lumens - 8W - 4000K - Oil-Rubbed Bronze Back Description The WF3 ADJ LED 40K 90CRI ORB M6 3 inch wafer LED canless downlight from Lithonia produces 545 lumens at 8W to replace 50 watt halogen bulbs. This direct wire LED downlight has back lit light distribution and runs on 120V input. The 4000K cool white color temperature makes it ideal for residential and commercial downlight applications. This recessed downlight has a round trim with oil-rubbed bronze finish. The Lithonia Wafer series LED downlights have 90+ CRI and are Energy Star and wet location rated. 3 in - 50W Equal - LED Canless Downlight - 545 Lumens - 8W - 4000K - Oil-Rubbed Bronze | 2700 | 92 | 479 | 63.0263 | 33000 | 7.6 | 1 | 28.95 | 28.95 | 34.0174 | 2020Q3 | https://www.beeslighting.com/WF3-ADJ-LED-40K-90CRI-ORB-M6 | Bee's Lighting | 2020 | Yes
LED Lighting | Downlight | Lithonia | True |  |  |  |  | Downlight Recessed Downlight Recessed Home Fixtures Recessed Lighting 3 in - 50W Equal - LED Canless Downlight - Ultra Thin - 550 Lumens - 8W - 3000K - Brushed Nickel Back Description The WF3 LED 30K BN M6 3 inch wafer LED canless downlight from Lithonia produces 550 lumens at 8W to replace 50 watt halogen bulbs. This ultra thin LED downlight has edge lit light distribution and runs on 120V input. The 3000K soft white color temperature makes it ideal for residential and commercial downlight applications. This recessed downlight has a round trim with brushed nickel finish. The Lithonia Wafer series LED downlights have 90+ CRI and are Energy Star and wet location rated. 3 in - 50W Equal - LED Canless Downlight - Ultra Thin - 550 Lumens - 8W - 3000K - Brushed Nickel | 2700 | 83 | 509 | 62.0732 | 36000 | 8.2 | 1 | 25.95 | 25.95 | 30.4923 | 2020Q3 | https://www.beeslighting.com/WF3-LED-30K-BN-M6 | Bee's Lighting | 2020 | Yes
LED Lighting | Downlight | Lithonia | True |  |  |  |  | Downlight Recessed Downlight Recessed Home Fixtures Recessed Lighting 3 in - 50W Equal - LED Canless Downlight - Ultra Thin - 550 Lumens - 8W - 3000K - White Back Description The WF3 LED 30K MW M6 3 inch wafer LED canless downlight from Lithonia produces 550 lumens at 8W to replace 50 watt halogen bulbs. This ultra thin LED downlight has edge lit light distribution and runs on 120V input. The 3000K soft white color temperature makes it ideal for residential and commercial downlight applications. This recessed downlight has a round trim with matte white finish. The Lithonia Wafer series LED downlights have 90+ CRI and are Energy Star and wet location rated. 3 in - 50W Equal - LED Canless Downlight - Ultra Thin - 550 Lumens - 8W - 3000K - White | 2700 | 83 | 509 | 62.0732 | 36000 | 8.2 | 1 | 22.95 | 22.95 | 26.9671 | 2020Q3 | https://www.beeslighting.com/WF3-LED-30K-MW-M6 | Bee's Lighting | 2020 | Yes
LED Lighting | Downlight | Lithonia | True |  |  |  |  | Downlight Recessed Downlight Recessed Home Fixtures Recessed Lighting 3 in - 50W Equal - LED Canless Downlight - Ultra Thin - 550 Lumens - 8W - 3000K - Oil-Rubbed Bronze Back Description The WF3 LED 30K ORB M6 3 inch wafer LED canless downlight from Lithonia produces 550 lumens at 8W to replace 50 watt halogen bulbs. This ultra thin LED downlight has edge lit light distribution and runs on 120V input. The 3000K soft white color temperature makes it ideal for residential and commercial downlight applications. This recessed downlight has a round trim with oil-rubbed bronze finish. The Lithonia Wafer series LED downlights have 90+ CRI and are Energy Star and wet location rated. 3 in - 50W Equal - LED Canless Downlight - Ultra Thin - 550 Lumens - 8W - 3000K - Oil-Rubbed Bronze | 2700 | 83 | 509 | 62.0732 | 36000 | 8.2 | 1 | 25.95 | 25.95 | 30.4923 | 2020Q3 | https://www.beeslighting.com/WF3-LED-30K-ORB-M6 | Bee's Lighting | 2020 | Yes
LED Lighting | Downlight | Lithonia | True |  |  |  |  | Downlight Recessed Downlight Recessed Home Fixtures Recessed Lighting 3 in - 50W Equal - LED Canless Downlight - Ultra Thin - 590 Lumens - 8W - 4000K - White Back Description The WF3 LED 40K MW M6 3 inch wafer LED canless downlight from Lithonia produces 590 lumens at 8W to replace 50 watt halogen bulbs. This ultra thin LED downlight has edge lit light distribution and runs on 120V input. The 4000K cool white color temperature makes it ideal for residential and commercial downlight applications. This recessed downlight has a round trim with matte white finish. The Lithonia Wafer series LED downlights have 90+ CRI and are Energy Star and wet location rated. 3 in - 50W Equal - LED Canless Downlight - Ultra Thin - 590 Lumens - 8W - 4000K - White | 2700 | 83 | 509 | 62.0732 | 36000 | 8.2 | 1 | 22.95 | 22.95 | 26.9671 | 2020Q3 | https://www.beeslighting.com/WF3-LED-40K-MW-M6 | Bee's Lighting | 2020 | Yes
LED Lighting | Downlight | Lithonia | True |  |  |  |  | Downlight Recessed Downlight Recessed Home Fixtures Recessed Lighting 3 in - 50W Equal - LED Canless Downlight - Ultra Thin - 590 Lumens - 8W - 4000K - Oil-Rubbed Bronze Back Description The WF3 LED 40K ORB M6 3 inch wafer LED canless downlight from Lithonia produces 590 lumens at 8W to replace 50 watt halogen bulbs. This ultra thin LED downlight has edge lit light distribution and runs on 120V input. The 4000K cool white color temperature makes it ideal for residential and commercial downlight applications. This recessed downlight has a round trim with oil-rubbed bronze finish. The Lithonia Wafer series LED downlights have 90+ CRI and are Energy Star and wet location rated. 3 in - 50W Equal - LED Canless Downlight - Ultra Thin - 590 Lumens - 8W - 4000K - Oil-Rubbed Bronze | 2700 | 83 | 509 | 62.0732 | 36000 | 8.2 | 1 | 25.95 | 25.95 | 30.4923 | 2020Q3 | https://www.beeslighting.com/WF3-LED-40K-ORB-M6 | Bee's Lighting | 2020 | Yes
LED Lighting | Downlight | Lithonia | True | Scene Controls, |  |  |  | Downlight Recessed Downlight Recessed Home Fixtures Recessed Lighting 4 in - 50W Equal - LED Canless Downlight - 780 Lumens - 10W - Tunable White - Brushed Nickel Back Description The WF4 ADJ LED 30K40K50K 90CRI BN M6 4 inch wafer LED canless downlight from Lithonia produces 780 lumens at 10W to replace 50 watt halogen bulbs. This direct wire LED downlight has back lit light distribution and runs on 120V input. The 3000K-5000K tunable white color temperature makes it ideal for residential and commercial downlight applications. This recessed downlight has a round trim with brushed nickel finish. The Lithonia Wafer series LED downlights have 90+ CRI and are Energy Star and wet location rated. 4 in - 50W Equal - LED Canless Downlight - 780 Lumens - 10W - Tunable White - Brushed Nickel | 2700 | 94 | 601 | 65.3261 | 60000 | 9.2 | 1 | 32.95 | 32.95 | 38.7175 | 2020Q3 | https://www.beeslighting.com/WF4-ADJ-LED-30K40K50K-90CRI-BN-M6 | Bee's Lighting | 2020 | Yes
LED Lighting | Downlight | Lithonia | True | Scene Controls, |  |  |  | Downlight Recessed Downlight Recessed Home Fixtures Recessed Lighting 4 in - 50W Equal - LED Canless Downlight - 780 Lumens - 10W - Tunable White - Black Back Description The WF4 ADJ LED 30K40K50K 90CRI MB M6 4 inch wafer LED canless downlight from Lithonia produces 780 lumens at 10W to replace 50 watt halogen bulbs. This direct wire LED downlight has back lit light distribution and runs on 120V input. The 3000K-5000K tunable white color temperature makes it ideal for residential and commercial downlight applications. This recessed downlight has a round trim with matte black finish. The Lithonia Wafer series LED downlights have 90+ CRI and are Energy Star and wet location rated. 4 in - 50W Equal - LED Canless Downlight - 780 Lumens - 10W - Tunable White - Black | 2700 | 94 | 601 | 65.3261 | 60000 | 9.2 | 1 | 32.95 | 32.95 | 38.7175 | 2020Q3 | https://www.beeslighting.com/WF4-ADJ-LED-30K40K50K-90CRI-MB-M6 | Bee's Lighting | 2020 | Yes
LED Lighting | Downlight | Lithonia | True | Scene Controls, |  |  |  | Downlight Recessed Downlight Recessed Home Fixtures Recessed Lighting 4 in - 50W Equal - LED Canless Downlight - 780 Lumens - 10W - Tunable White - White Back Description The WF4 ADJ LED 30K40K50K 90CRI MW M6 4 inch wafer LED canless downlight from Lithonia produces 780 lumens at 10W to replace 50 watt halogen bulbs. This direct wire LED downlight has back lit light distribution and runs on 120V input. The 3000K-5000K tunable white color temperature makes it ideal for residential and commercial downlight applications. This recessed downlight has a round trim with matte white finish. The Lithonia Wafer series LED downlights have 90+ CRI and are Energy Star and wet location rated. 4 in - 50W Equal - LED Canless Downlight - 780 Lumens - 10W - Tunable White - White | 2700 | 94 | 601 | 65.3261 | 60000 | 9.2 | 1 | 29.95 | 29.95 | 35.1924 | 2020Q3 | https://www.beeslighting.com/WF4-ADJ-LED-30K40K50K-90CRI-MW-M6 | Bee's Lighting | 2020 | Yes
LED Lighting | Downlight | Lithonia | True | Scene Controls, |  |  |  | Downlight Recessed Downlight Recessed Home Fixtures Recessed Lighting 4 in - 50W Equal - LED Canless Downlight - 780 Lumens - 10W - Tunable White - Oil-Rubbed Bronze Back Description The WF4 ADJ LED 30K40K50K 90CRI ORB M6 4 inch wafer LED canless downlight from Lithonia produces 780 lumens at 10W to replace 50 watt halogen bulbs. This direct wire LED downlight has back lit light distribution and runs on 120V input. The 3000K-5000K tunable white color temperature makes it ideal for residential and commercial downlight applications. This recessed downlight has a round trim with oil-rubbed bronze finish. The Lithonia Wafer series LED downlights have 90+ CRI and are Energy Star and wet location rated. 4 in - 50W Equal - LED Canless Downlight - 780 Lumens - 10W - Tunable White - Oil-Rubbed Bronze | 2700 | 94 | 601 | 65.3261 | 60000 | 9.2 | 1 | 32.95 | 32.95 | 38.7175 | 2020Q3 | https://www.beeslighting.com/WF4-ADJ-LED-30K40K50K-90CRI-ORB-M6 | Bee's Lighting | 2020 | Yes
LED Lighting | Downlight | Lithonia | True |  |  |  |  | Downlight Recessed Downlight Recessed Home Fixtures Recessed Lighting 4 in - 50W Equal - LED Canless Downlight - Ultra Thin - 610 Lumens - 10W - 2700K - Brushed Nickel Back Description The WF4 SQ B LED 27K BN M6 4 inch wafer LED canless downlight from Lithonia produces 610 lumens at 10W to replace 50 watt halogen bulbs. This ultra thin LED downlight has edge lit light distribution and runs on 120V input. The 2700K warm white color temperature makes it ideal for residential and commercial downlight applications. This recessed downlight has a square trim with brushed nickel finish. The Lithonia Wafer series LED downlights have 90+ CRI and are Energy Star and wet location rated. 4 in - 50W Equal - LED Canless Downlight - Ultra Thin - 610 Lumens - 10W - 2700K - Brushed Nickel | 2700 | 82 | 590 | 58.4158 | 36000 | 10.1 | 1 | 21.87 | 21.87 | 25.6981 | 2020Q3 | https://www.beeslighting.com/WF4-SQ-B-LED-27K-BN-M6 | Bee's Lighting | 2020 | Yes
LED Lighting | Downlight | Lithonia | True |  |  |  |  | Downlight Recessed Downlight Recessed Home Fixtures Recessed Lighting 4 in - 50W Equal - LED Canless Downlight - Ultra Thin - 620 Lumens - 10W - 3000K - Brushed Nickel Back Description The WF4 SQ S LED 30K BN M6 4 inch wafer LED canless downlight from Lithonia produces 620 lumens at 10W to replace 50 watt halogen bulbs. This ultra thin LED downlight has edge lit light distribution and runs on 120V input. The 3000K soft white color temperature makes it ideal for residential and commercial downlight applications. This recessed downlight has a square trim with brushed nickel finish. The Lithonia Wafer series LED downlights have 90+ CRI and are Energy Star and wet location rated. 4 in - 50W Equal - LED Canless Downlight - Ultra Thin - 620 Lumens - 10W - 3000K - Brushed Nickel | 2700 | 82 | 590 | 58.4158 | 36000 | 10.1 | 1 | 31.95 | 31.95 | 37.5425 | 2020Q3 | https://www.beeslighting.com/WF4-SQ-S-LED-30K-BN-M6 | Bee's Lighting | 2020 | Yes
LED Lighting | Downlight | Lithonia | True | Scene Controls, |  |  |  | Downlight Recessed Downlight Recessed Home Fixtures Recessed Lighting 4 in - 65W Equal - LED Canless Downlight - Ultra Thin - 620 Lumens - 9W - Tunable White - White Back Description The WF4 SQ S LED 30K40K50K 90CRI MW M6 4 inch wafer LED canless downlight from Lithonia produces 620 lumens at 9W to replace 65 watt incandescent bulbs. This ultra thin LED downlight has edge lit light distribution and runs on 120V input. The 3000K-5000K tunable white color temperature makes it ideal for residential and commercial downlight applications. This recessed downlight has a square trim with matte white finish. The Lithonia Wafer series LED downlights have 90+ CRI and are Energy Star and wet location rated. 4 in - 65W Equal - LED Canless Downlight - Ultra Thin - 620 Lumens - 9W - Tunable White - White | 2700 | 82 | 590 | 58.4158 | 36000 | 10.1 | 1 | 21.95 | 21.95 | 25.7921 | 2020Q3 | https://www.beeslighting.com/WF4-SQ-S-LED-30K40K50K-90CRI-MW-M6 | Bee's Lighting | 2020 | Yes
LED Lighting | Downlight | Lithonia | True |  |  |  |  | Downlight Recessed Downlight Recessed Home Fixtures Recessed Lighting 4 in - 50W Equal - LED Canless Downlight - Ultra Thin - 580 Lumens - 8W - 3000K - White Back Description The WF4E LED 30K 90CRI MW CP6 M2 4 inch wafer LED canless downlight from Lithonia produces 580 lumens at 8W to replace 50 watt halogen bulbs. This ultra thin LED downlight has edge lit light distribution and runs on 120V input. The 3000K soft white color temperature makes it ideal for residential and commercial downlight applications. This recessed downlight has a round trim with matte white finish. The Lithonia Wafer series LED downlights have 90+ CRI and are Energy Star and wet location rated. 4 in - 50W Equal - LED Canless Downlight - Ultra Thin - 580 Lumens - 8W - 3000K - White | 4000 | 92 | 576 | 68.5714 | 54000 | 8.4 | 1 | 79 | 79 | 92.8281 | 2020Q3 | https://www.beeslighting.com/WF4E-LED-30K-90CRI-MW-CP6-M2 | Bee's Lighting | 2020 | Yes
LED Lighting | Downlight | Lithonia | True |  |  |  |  | Downlight Recessed Downlight Recessed Home Fixtures Recessed Lighting 4 in - 50W Equal - LED Canless Downlight - Ultra Thin - 600 Lumens - 8W - 4000K - White Back Description The WF4E LED 40K 90CRI MW CP6 M2 4 inch wafer LED canless downlight from Lithonia produces 600 lumens at 8W to replace 50 watt halogen bulbs. This ultra thin LED downlight has edge lit light distribution and runs on 120V input. The 4000K cool white color temperature makes it ideal for residential and commercial downlight applications. This recessed downlight has a round trim with matte white finish. The Lithonia Wafer series LED downlights have 90+ CRI and are Energy Star and wet location rated. 4 in - 50W Equal - LED Canless Downlight - Ultra Thin - 600 Lumens - 8W - 4000K - White | 4000 | 92 | 576 | 68.5714 | 54000 | 8.4 | 1 | 79 | 79 | 92.8281 | 2020Q3 | https://www.beeslighting.com/WF4E-LED-40K-90CRI-MW-CP6-M2 | Bee's Lighting | 2020 | Yes
LED Lighting | Downlight | Lithonia | True | Scene Controls, |  |  |  | Downlight Recessed Downlight Recessed Home Fixtures Recessed Lighting 6 in - LED Gimbal Downlight - 1100 Lumens - 30K/40K/50K - Brushed Nickel - 120V Back Description The WF6 ADJ LED 30K40K50K 90CRI BN M6 6 inch wafer LED canless downlight from Lithonia produces 1100 lumens at 13W to replace 75 watt halogen bulbs. This direct wire LED downlight has back lit light distribution and runs on 120V input. The 3000K-5000K tunable white color temperature makes it ideal for residential and commercial downlight applications. This recessed downlight has a round trim with brushed nickel finish. The Lithonia Wafer series LED downlights have 90+ CRI and are Energy Star and wet location rated. 6 in - LED Gimbal Downlight - 1100 Lumens - 30K/40K/50K - Brushed Nickel - 120V | 2700 | 94 | 934 | 72.4031 | 60000 | 12.9 | 1 | 34.95 | 34.95 | 41.0676 | 2020Q3 | https://www.beeslighting.com/WF6-ADJ-LED-30K40K50K-90CRI-BN-M6 | Bee's Lighting | 2020 | Yes
LED Lighting | Downlight | Lithonia | True | Scene Controls, |  |  |  | Downlight Recessed Downlight Recessed Home Fixtures Recessed Lighting 6 in - LED Gimbal Downlight - 1100 Lumens - 30K/40K/50K - Matt Black - 120V Back Description The WF6 ADJ LED 30K40K50K 90CRI MB M6 6 inch wafer LED canless downlight from Lithonia produces 1100 lumens at 13W to replace 75 watt halogen bulbs. This direct wire LED downlight has back lit light distribution and runs on 120V input. The 3000K-5000K tunable white color temperature makes it ideal for residential and commercial downlight applications. This recessed downlight has a round trim with matte black finish. The Lithonia Wafer series LED downlights have 90+ CRI and are Energy Star and wet location rated. 6 in - LED Gimbal Downlight - 1100 Lumens - 30K/40K/50K - Matt Black - 120V | 2700 | 94 | 934 | 72.4031 | 60000 | 12.9 | 1 | 34.95 | 34.95 | 41.0676 | 2020Q3 | https://www.beeslighting.com/WF6-ADJ-LED-30K40K50K-90CRI-MB-M6 | Bee's Lighting | 2020 | Yes
LED Lighting | Downlight | Lithonia | True | Scene Controls, |  |  |  | Downlight Recessed Downlight Recessed Home Fixtures Recessed Lighting 6 in - LED Gimbal Downlight - 1100 Lumens - 30K/40K/50K - Matt White - 120V Back Description The WF6 ADJ LED 30K40K50K 90CRI MW M6 6 inch wafer LED canless downlight from Lithonia produces 1100 lumens at 13W to replace 75 watt halogen bulbs. This direct wire LED downlight has back lit light distribution and runs on 120V input. The 3000K-5000K tunable white color temperature makes it ideal for residential and commercial downlight applications. This recessed downlight has a round trim with matte white finish. The Lithonia Wafer series LED downlights have 90+ CRI and are Energy Star and wet location rated. 6 in - LED Gimbal Downlight - 1100 Lumens - 30K/40K/50K - Matt White - 120V | 2700 | 94 | 934 | 72.4031 | 60000 | 12.9 | 1 | 27.95 | 27.95 | 32.8423 | 2020Q3 | https://www.beeslighting.com/WF6-ADJ-LED-30K40K50K-90CRI-MW-M6 | Bee's Lighting | 2020 | Yes
LED Lighting | Downlight | Lithonia | True | Scene Controls, |  |  |  | Downlight Recessed Downlight Recessed Home Fixtures Recessed Lighting 6 in - LED Gimbal Downlight - 1100 Lumens - 30K/40K/50K - Oil Bronze - 120V Back Description The WF6 ADJ LED 30K40K50K 90CRI ORB M6 6 inch wafer LED canless downlight from Lithonia produces 1100 lumens at 13W to replace 75 watt halogen bulbs. This direct wire LED downlight has back lit light distribution and runs on 120V input. The 3000K-5000K tunable white color temperature makes it ideal for residential and commercial downlight applications. This recessed downlight has a round trim with oil-rubbed bronze finish. The Lithonia Wafer series LED downlights have 90+ CRI and are Energy Star and wet location rated. 6 in - LED Gimbal Downlight - 1100 Lumens - 30K/40K/50K - Oil Bronze - 120V | 2700 | 94 | 934 | 72.4031 | 60000 | 12.9 | 1 | 34.95 | 34.95 | 41.0676 | 2020Q3 | https://www.beeslighting.com/WF6-ADJ-LED-30K40K50K-90CRI-ORB-M6 | Bee's Lighting | 2020 | Yes
LED Lighting | Downlight | Lithonia | True |  |  |  |  | Downlight Recessed Downlight Recessed Home Fixtures Recessed Lighting 6 in - 75W Equal - LED Canless Downlight - Ultra Thin - 880 Lumens - 13W - 3000K - Brushed Nickel Back Description The WF6 SQ S LED 30K BN M6 6 inch wafer LED canless downlight from Lithonia produces 880 lumens at 13W to replace 75 watt halogen bulbs. This ultra thin LED downlight has edge lit light distribution and runs on 120V input. The 3000K soft white color temperature makes it ideal for residential and commercial downlight applications. This recessed downlight has a square trim with brushed nickel finish. The Lithonia Wafer series LED downlights have 90+ CRI and are Energy Star and wet location rated. 6 in - 75W Equal - LED Canless Downlight - Ultra Thin - 880 Lumens - 13W - 3000K - Brushed Nickel | 2700 | 83 | 1038 | 73.0986 | 36000 | 14.2 | 1 | 24.87 | 24.87 | 29.2232 | 2020Q3 | https://www.beeslighting.com/WF6-SQ-S-LED-30K-BN-M6 | Bee's Lighting | 2020 | Yes
LED Lighting | Downlight | Lithonia | True | Scene Controls, |  |  |  | Downlight Recessed Downlight Recessed Home Fixtures Recessed Lighting 6 in - LED Square Downlight - 1100 Lumens - 30K/40K/50K - Matt White - 120V Back Description The WF6 SQ S LED 30K40K50K 90CRI MW M6 6 inch wafer LED canless downlight from Lithonia produces 890 lumens at 12W to replace 65 watt incandescent bulbs. This ultra thin LED downlight has edge lit light distribution and runs on 120V input. The 3000K-5000K tunable white color temperature makes it ideal for residential and commercial downlight applications. This recessed downlight has a square trim with matte white finish. The Lithonia Wafer series LED downlights have 90+ CRI and are Energy Star and wet location rated. 6 in - LED Square Downlight - 1100 Lumens - 30K/40K/50K - Matt White - 120V | 2700 | 83 | 1038 | 73.0986 | 36000 | 14.2 | 1 | 23.87 | 23.87 | 28.0482 | 2020Q3 | https://www.beeslighting.com/WF6-SQ-S-LED-30K40K50K-90CRI-MW-M6 | Bee's Lighting | 2020 | Yes
LED Lighting | Downlight | Lithonia | True |  |  |  |  | Downlight Recessed Downlight Recessed Home Fixtures Recessed Lighting 6 in - 75W Equal - LED Canless Downlight - Ultra Thin - 920 Lumens - 13W - 4000K - Brushed Nickel Back Description The WF6 SQ S LED 40K BN M6 6 inch wafer LED canless downlight from Lithonia produces 920 lumens at 13W to replace 75 watt halogen bulbs. This ultra thin LED downlight has edge lit light distribution and runs on 120V input. The 4000K cool white color temperature makes it ideal for residential and commercial downlight applications. This recessed downlight has a square trim with brushed nickel finish. The Lithonia Wafer series LED downlights have 90+ CRI and are Energy Star and wet location rated. 6 in - 75W Equal - LED Canless Downlight - Ultra Thin - 920 Lumens - 13W - 4000K - Brushed Nickel | 2700 | 83 | 1038 | 73.0986 | 36000 | 14.2 | 1 | 24.87 | 24.87 | 29.2232 | 2020Q3 | https://www.beeslighting.com/WF6-SQ-S-LED-40K-BN-M6 | Bee's Lighting | 2020 | Yes
LED Lighting | Downlight | Lithonia | True |  |  |  |  | Downlight Recessed Downlight Recessed Home Fixtures Recessed Lighting 6 in - LED Canless Downlight - 800 Lumens - 3000K - White - (6 Pack) Back Description The WF6E LED 30K 90CRI MW CP6 M2 6 inch wafer LED canless downlight from Lithonia produces 790 lumens at 11W to replace 75 watt halogen bulbs. This ultra thin LED downlight has edge lit light distribution and runs on 120V input. The 3000K soft white color temperature makes it ideal for residential and commercial downlight applications. This recessed downlight has a round trim with matte white finish. The Lithonia Wafer series LED downlights have 90+ CRI and are Energy Star and wet location rated. 6 in - LED Canless Downlight - 800 Lumens - 3000K - White - (6 Pack) | 4000 | 92 | 773 | 69.0179 | 54000 | 11.2 | 1 | 99.99 | 99.99 | 117.4921 | 2020Q3 | https://www.beeslighting.com/WF6E-LED-30K-90CRI-MW-CP6-M2 | Bee's Lighting | 2020 | Yes
LED Lighting | Downlight | Lithonia | True |  |  |  |  | Downlight Recessed Downlight Recessed Home Fixtures Recessed Lighting 6 in - LED Canless Downlight - 840 Lumens - 4000K - Matt White - (6 Pack) Back Description The WF6E LED 40K 90CRI MW CP6 M2 6 inch wafer LED canless downlight from Lithonia produces 840 lumens at 11W to replace 75 watt halogen bulbs. This ultra thin LED downlight has edge lit light distribution and runs on 120V input. The 4000K cool white color temperature makes it ideal for residential and commercial downlight applications. This recessed downlight has a round trim with matte white finish. The Lithonia Wafer series LED downlights have 90+ CRI and are Energy Star and wet location rated. 6 in - LED Canless Downlight - 840 Lumens - 4000K - Matt White - (6 Pack) | 4000 | 92 | 773 | 69.0179 | 54000 | 11.2 | 1 | 99.99 | 99.99 | 117.4921 | 2020Q3 | https://www.beeslighting.com/WF6E-LED-40K-90CRI-MW-CP6-M2 | Bee's Lighting | 2020 | Yes
LED Lighting | Reflector | MaxLite | True |  | Reflector (Flood/Spot) | BR30 | E26 (Medium) | Damp Location Rated,Recessed Fixtures Damp Location Rated,Recessed Fixtures LED Reflector Light Bulbs Maxlite 11 watt dimmable 2700K BR30 LED bulb generates as much light as many 65 watt incandescent bulbs. Title 20 and JA8 compliant No lead or mercury means easy and environmentally safe disposal Saves 54 watts in electricity compared to a 65 watt incandescent Very long life - Rated to still put out 70% as much light after 25,000 hours of operation as it does when brand new Compatible with Lutron CTCL-153P, DVCL-153P and AYCL-153P dimmers Not recommended for use in fully enclosed fixtures because heat buildup will shorten life. Do not “hot swap” this bulb. Turn off fixture before replacing existing bulb. Title 20 and JA8 compliant No lead or mercury means easy and environmentally safe disposal Saves 54 watts in electricity compared to a 65 watt incandescent Very long life - Rated to still put out 70% as much light after 25,000 hours of operation as it does when brand new Compatible with Lutron CTCL-153P, DVCL-153P and AYCL-153P dimmers Maxlite Dimmable 11W 2700K BR30 LED Bulb, JA8 Compliant | 2700 | 93 | 800 | 72.7273 | 25000 | 11 | 12 | 5.39 | 0.44917 | 0.52779 | 2020Q3 | https://www.bulbs.com/product/11BR30DLED927-G4 | Bulbs.com | 2020 | No
LED Lighting | Reflector | MaxLite | True |  | Reflector (Flood/Spot) | BR30 | E26 (Medium) | Damp Location Rated,Recessed Fixtures Damp Location Rated,Recessed Fixtures LED Reflector Light Bulbs Maxlite 11 watt dimmable 3000K BR30 LED bulb generates as much light as many 65 watt incandescent bulbs. Title 20 compliant No lead or mercury means easy and environmentally safe disposal Saves 54 watts in electricity compared to a 65 watt incandescent Very long life - Rated to still put out 70% as much light after 25,000 hours of operation as it does when brand new Compatible with Lutron CTCL-153P, DVCL-153P and AYCL-153P dimmers Not recommended for use in fully enclosed fixtures because heat buildup will shorten life. Do not “hot swap” this bulb. Turn off fixture before replacing existing bulb. Title 20 compliant No lead or mercury means easy and environmentally safe disposal Saves 54 watts in electricity compared to a 65 watt incandescent Very long life - Rated to still put out 70% as much light after 25,000 hours of operation as it does when brand new Compatible with Lutron CTCL-153P, DVCL-153P and AYCL-153P dimmers Maxlite Dimmable 11W 3000K BR30 LED Bulb, Title 20 Compliant | 3000 | 92 | 800 | 72.7273 | 25000 | 11 | 12 | 5.39 | 0.44917 | 0.52779 | 2020Q3 | https://www.bulbs.com/product/11BR30DLED930-G4 | Bulbs.com | 2020 | No
LED Lighting | Reflector | Green Creative | True |  | Reflector (Flood/Spot) | PAR30 | E26 (Medium) | Damp Location Rated,Recessed Fixtures Damp Location Rated,Recessed Fixtures LED Reflector Light Bulbs Green Creative dimmable 11 watt 90 CRI 3000K spot PAR30 short neck LED bulb generates as much light as many 75 watt halogen bulbs. Title 20 compliant Suitable for use in enclosed fixtures High CRI and R values (R9 85, R13 95) deliver richer reds and healthier skin tones Ideal for retail and museums that require a vibrant range of colors that "pop" No lead or mercury means for easy disposal and a better environment Very long life - Rated to still put out 70% as much light after 25,000 hours of operation as it does when brand new Do not “hot swap” this bulb. Turn off fixture before replacing existing bulb. Title 20 compliant Suitable for use in enclosed fixtures High CRI and R values (R9 85, R13 95) deliver richer reds and healthier skin tones Ideal for retail and museums that require a vibrant range of colors that "pop" No lead or mercury means for easy disposal and a better environment Very long life - Rated to still put out 70% as much light after 25,000 hours of operation as it does when brand new Green Creative Dimmable 11W 90 CRI 3000K 15° PAR30S LED Bulb, Title 20 Compliant, Enclosed Fixture Rated | 3000 | 98 | 990 | 90 | 25000 | 11 | 6 | 21.99 | 3.665 | 4.3065 | 2020Q3 | https://www.bulbs.com/product/11PAR30SNDIM-930SP15 | Bulbs.com | 2020 | Yes
LED Lighting | Decorative | MaxLite | True |  | Globe | G40 | E26 (Medium) | Damp Location Rated,Not for Use in Recessed Fixtures Damp Location Rated,Not for Use in Recessed Fixtures LED Globe Light Bulbs Maxlite dimmable 12 watt 3000K G40 LED bulb generates as much light as many 100 watt incandescent bulbs. Compatible with Lutron S-600P, DVCL-153P, CTCL-153P and SELV-300P dimmers No lead or mercury means easy and environmentally safe disposal Very long life - Rated to still put out 70% as much light after 25,000 hours of operation as it does when brand new Not recommended for use in fully enclosed fixtures because heat buildup will shorten life. Do not “hot swap” this bulb. Turn off fixture before replacing existing bulb. Compatible with Lutron S-600P, DVCL-153P, CTCL-153P and SELV-300P dimmers No lead or mercury means easy and environmentally safe disposal Very long life - Rated to still put out 70% as much light after 25,000 hours of operation as it does when brand new Maxlite Dimmable 12W 3000K G40 Globe LED Bulb | 3000 | 84 | 950 | 79.1667 | 15000 | 12 | 30 | 11.99 | 0.39967 | 0.46962 | 2020Q3 | https://www.bulbs.com/product/12G40DLED302 | Bulbs.com | 2020 | Yes
LED Lighting | Reflector | MaxLite | True | Daylighting/Photocell, | Reflector (Flood/Spot) | PAR30L | E26 (Medium) | Damp Location Rated,Use With Timers,Use With Photo and/or Motion Sensors,Shatter Resistant,Not Rated for Recessed Fixtures Damp Location Rated,Use With Timers,Use With Photo and/or Motion Sensors,Shatter Resistant,Not Rated for Recessed Fixtures LED Reflector Light Bulbs Maxlite 12 watt dimmable 3000K PAR30 long neck 92 CRI 40° JA8 compliant LED bulb generates as much light as many 75 watt halogen bulbs. Title 20, Title 24 and JA8 compliant No lead or mercury means easy and environmentally safe disposal Saves 63 watts in electricity compared to a 75 watt halogen bulb Very long life - Rated to still put out 70% as much light after 25,000 hours of operation as it does when brand new Compatible with Lutron DVCL-153P, CTCL-153P and AYCL-153P dimmers Not recommended for use in enclosed fixtures because heat build up will shorten life. Do not “hot swap” this bulb. Turn off fixture before replacing existing bulb. Title 20, Title 24 and JA8 compliant No lead or mercury means easy and environmentally safe disposal Saves 63 watts in electricity compared to a 75 watt halogen bulb Very long life - Rated to still put out 70% as much light after 25,000 hours of operation as it does when brand new Compatible with Lutron DVCL-153P, CTCL-153P and AYCL-153P dimmers Maxlite 12W Dimmable 3000K 40° 92 CRI PAR30L LED Bulb, JA8 Compliant | 3000 | 92 | 900 | 75 | 25000 | 12 | 12 | 8.19 | 0.6825 | 0.80196 | 2020Q3 | https://www.bulbs.com/product/12P30LNDLED930FL-JA8 | Bulbs.com | 2020 | No
LED Lighting | Reflector | MaxLite | True |  | Reflector (Flood/Spot) | PAR38 | E26 (Medium) | Wet Location Rated,Recessed Fixtures Wet Location Rated,Recessed Fixtures LED Reflector Light Bulbs Maxlite 14 watt dimmable 2700K PAR38 40° 91 CRI LED bulb generates as much light as many 100 watt halogen bulbs. Title 20, Title 24 and JA8 compliant Suitable for use in outdoor applications No lead or mercury means easy and environmentally safe disposal Saves 86 watts in electricity compared to a 100 watt halogen bulb Very long life - Rated to still put out 70% as much light after 25,000 hours of operation as it does when brand new Compatible with Lutron DVCL-153P, CTCL-153P, AYCL-153P and MACL-153M dimmers Not recommended for use in enclosed fixtures because heat build up will shorten life. Do not “hot swap” this bulb. Turn off fixture before replacing existing bulb. Title 20, Title 24 and JA8 compliant Suitable for use in outdoor applications No lead or mercury means easy and environmentally safe disposal Saves 86 watts in electricity compared to a 100 watt halogen bulb Very long life - Rated to still put out 70% as much light after 25,000 hours of operation as it does when brand new Compatible with Lutron DVCL-153P, CTCL-153P, AYCL-153P and MACL-153M dimmers Maxlite 14W Dimmable 2700K 40° 91 CRI PAR38 LED Bulb, JA8 Compliant, Wet Rated | 2700 | 93 | 1250 | 89.2857 | 25000 | 14 | 24 | 6.99 | 0.29125 | 0.34223 | 2020Q3 | https://www.bulbs.com/product/14P38D927FL-JA8 | Bulbs.com | 2020 | No
LED Lighting | Reflector | MaxLite | True |  | Reflector (Flood/Spot) | PAR38 | E26 (Medium) | Wet Location Rated,Recessed Fixtures Wet Location Rated,Recessed Fixtures LED Reflector Light Bulbs Maxlite 14 watt dimmable 3000K PAR38 40° 91 CRI JA8 compliant LED bulb generates as much light as many 100 watt halogen bulbs. Title 20, Title 24 and JA8 compliant Suitable for use in outdoor applications No lead or mercury means easy and environmentally safe disposal Saves 86 watts in electricity compared to a 100 watt halogen bulb Very long life - Rated to still put out 70% as much light after 25,000 hours of operation as it does when brand new Compatible with Lutron DVCL-153P, CTCL-153P, AYCL-153P and MACL-153M dimmers Not recommended for use in enclosed fixtures because heat build up will shorten life. Do not “hot swap” this bulb. Turn off fixture before replacing existing bulb. Title 20, Title 24 and JA8 compliant Suitable for use in outdoor applications No lead or mercury means easy and environmentally safe disposal Saves 86 watts in electricity compared to a 100 watt halogen bulb Very long life - Rated to still put out 70% as much light after 25,000 hours of operation as it does when brand new Compatible with Lutron DVCL-153P, CTCL-153P, AYCL-153P and MACL-153M dimmers Maxlite 14W Dimmable 3000K 40° 91 CRI PAR38 LED Bulb, JA8 Compliant, Wet Rated | 3000 | 93 | 1250 | 89.2857 | 25000 | 14 | 24 | 6.99 | 0.29125 | 0.34223 | 2020Q3 | https://www.bulbs.com/product/14P38D930FL-JA8 | Bulbs.com | 2020 | No
LED Lighting | A-Type | Manufacturer: TCP | True |  | General Purpose Replacement | A19 | E26 (Medium) | Damp Location Rated Damp Location Rated Home > Energy Star Qualified Products > 15 Watt 1600 Lumen Dimmable LED A19 Light Bulb 3000K Product Specifications - Quick Reference Input Voltage: Lumens: 120 Volt AC 1600 Lumens Dimensions: Dimmable: 2.6" W x 4.7" MOL Yes LED Color: 3000K Warm White Life Time: 25,000 Hours Power Consumption: Luminous Efficacy: 15 Watts 110 lm/W CRI: Certifications: 80 CRI UL listed, RoHS, Energy Star Built off a 20-year history of producing energy efficient lighting, Technical Consumer Products, Inc. (TCP) is excited to announce its most advanced and comprehensive lineup of LED lamps: the LED Elite Series. With TCPs dedication to manufacturing high quality, state-of-the-art lighting, combined with excellent high color rendering index (CRI), smooth dimming capabilities and new shatterproof smooth housing (which gives the appearance of traditional halogen bulbs), the LED Elite Series bulbs are a perfect choice to transform nearly every lighted environment into something extraordinary. This is the TCP, LED Elite Dimmable A19 lamp with 230 Degree Beam Angle, and it comes with a color temperature of 3000 Kelvin (K). UL approved, RoHS compliant, and Energy Star Qualified, the TCP L15A19D2530K (a replacement of TCP LED18A21DOD30K and TCP LED16A21D30K) offers a very durable, solid state lighting technology that significantly reduces lighting service and maintenance costs. These Dimmable LED A19 bulbs consume up to 80% LESS energy than a standard 100-watt incandescent. These A19 LED bulbs do not contain Mercury or any other harmful substance, generate no IR or UV rays and carry a 5 Year Limited Warranty. TCPs LED A19 lamps have the highest light output, best dimmability (100% down to 5%) and are the most efficient LED A19 lamps available today. Consuming just 15 watts of 120 volt energy, this A19 light bulb generates 1600 lumens- that's 110 Lumens per watt. This 100 watt equivalent A19 LED bulb is rated for enclosed fixtures, 25,000 hours with a minimum starting temperature of -30 degrees Celsius and measures 4.7" MOL and 2.6" in diameter. Click here to see the TCP LED Elite A19 Series Specification Sheet. Typical Applications Typical applications for the TCP L15A19D2530K, Elite Dimmable A19 LED light bulbs include dimmable general lighting, table lamps, sconces, floor lamps and ceiling fixtures. TCP 15 Watt 1600 Lumen Dimmable LED A19 Light Bulb 3000K | 3000 | 83 | 1600 | 106.6667 | 25000 | 15 | 1 | 5.88 | 5.88 | 6.9092 | 2020Q3 | https://www.greenelectricalsupply.com/15-watt-dimmable-a19-led-light-bulbs-3000k.aspx | Green Electrical Supply | 2020 | Yes
LED Lighting | A-Type | Manufacturer: Satco | True |  | General Purpose Replacement | A19 | E26 (Medium) | Damp Location Rated,Recessed Fixtures Damp Location Rated,Recessed Fixtures Home > Energy Star Qualified Products > 15 Watt 1600 Lumen Enclosed Fixture Rated Dimmable LED A19 Light Bulb 2700K ** Non-CEC Compliant - NOT Lawful for Sale in California ** Product Specifications - Quick Reference Input Voltage: Lumens: 120 Volt 1600 Lumens Dimensions: Dimmable: 4-3/8" (MOL) x 2-3/8" (MOD) Yes LED Color: 2700K Warm White Life Time: 25,000 Hours Power Consumption: Luminous Efficacy: 15 Watts 106 lm/W CRI: Certifications: 80 CRI Energy Star, RoHS, Damp Satco's LED series of omni-directional LED A19 Lamps are here to replace your 100 watt incandescent light bulbs. Within this series, Satco is exhibiting their Solid State LED Lighting for these A shaped replacement lamps. This series of A19 LED lights bulbs are not only dimmable, but also are approved for totally enclosed fixtures. They have a long life of 25,000 hours and possess a 5 Year Limited Warranty. This series comes in a 15 watt model with the color temperatures of 2700K, 3000K, 4000K, and 5000K. This model is part number S29815, a replacement of S9815, which produces 1600 lumens of a 2700K warm white color. This bulb consumes just 15 watts of 120 volt energy. This bulb is Energy Star certified, RoHS compliant, cULus - damp location rated, and enclosed fixture rated. This led light bulb is dimmable and has a CRI of 80, with a medium E26 base to meet all of your replacement needs. The innovative design of this A19 bulb features a smooth heat sink design to resemble traditional incandescent lamps. When you replace your 100A19 bulbs with these 15 watt A19 LED bulbs, your energy use decreases significantly while keeping the same look and feel of your old A19 bulbs. Typical applications include: commercial, residential, down lighting, accent lighting, display lighting, and more. Click here for the complete Satco S29815 LED A19 Light Bulb Specification Sheet. Satco 15 Watt 1600 Lumen Enclosed Fixture Rated Dimmable LED A19 Light Bulb 2700K | 2700 | 82 | 1600 | 106.6667 | 25000 | 15 | 1 | 7.95 | 7.95 | 9.3416 | 2020Q3 | https://www.greenelectricalsupply.com/15-watt-enclosed-rated-led-a19-light-bulbs-2700k.aspx | Green Electrical Supply | 2020 | Yes
LED Lighting | A-Type | Manufacturer: Satco | True |  | General Purpose Replacement | A19 | E26 (Medium) | Damp Location Rated,Recessed Fixtures Damp Location Rated,Recessed Fixtures Home > Energy Star Qualified Products > 15 Watt 1600 Lumen Enclosed Fixture Rated Dimmable LED A19 Light Bulb 3000K ** Non-CEC Compliant - NOT Lawful for Sale in California ** Product Specifications - Quick Reference Input Voltage: Lumens: 120 Volt 1600 Lumens Dimensions: Dimmable: 4-3/8" (MOL) x 2-3/8" (MOD) Yes LED Color: 3000K Warm White Life Time: 25,000 Hours Power Consumption: Luminous Efficacy: 15 Watts 106 lm/W CRI: Certifications: 80 CRI Energy Star, RoHS, Damp Satco's LED series of omni-directional LED A19 Lamps are here to replace your 100 watt incandescent light bulbs. Within this series, Satco is exhibiting their Solid State LED Lighting for these A shaped replacement lamps. This series of A19 LED lights bulbs are not only dimmable, but also are approved for totally enclosed fixtures. They have a long life of 25,000 hours and possess a 5 Year Limited Warranty. This series comes in a 15 watt model with the color temperatures of 2700K, 3000K, 4000K, and 5000K. This model is part number S29816, a replacement of S9816, which produces 1600 lumens of a 3000K warm white color. This bulb consumes just 15 watts of 120 volt energy. This bulb is Energy Star certified, RoHS compliant, cULus - damp location rated, and enclosed fixture rated. This led light bulb is dimmable and has a CRI of 80, with a medium E26 base to meet all of your replacement needs. The innovative design of this A19 bulb features a smooth heat sink design to resemble traditional incandescent lamps. When you replace your 100A19 incandescent bulbs with these 15 watt A19 LED bulbs, your energy use decreases significantly while keeping the same look and feel of your old A19 bulbs. Typical applications include: commercial, residential, down lighting, accent lighting, display lighting, and more. Click here for the complete Satco S29816 LED A19 Light Bulb Specification Sheet. Satco 15 Watt 1600 Lumen Enclosed Fixture Rated Dimmable LED A19 Light Bulb 3000K | 3000 | 83 | 1600 | 106.6667 | 25000 | 15 | 1 | 7.95 | 7.95 | 9.3416 | 2020Q3 | https://www.greenelectricalsupply.com/15-watt-enclosed-rated-led-a19-light-bulbs-3000k.aspx | Green Electrical Supply | 2020 | Yes
LED Lighting | A-Type | Manufacturer: Satco | True |  | General Purpose Replacement | A19 | E26 (Medium) | Damp Location Rated,Recessed Fixtures Damp Location Rated,Recessed Fixtures Home > Energy Star Qualified Products > 15 Watt 1600 Lumen Enclosed Fixture Rated Dimmable LED A19 Light Bulb 4000K ** Non-CEC Compliant - NOT Lawful for Sale in California ** Product Specifications - Quick Reference Input Voltage: Lumens: 120 Volt 1600 Lumens Dimensions: Dimmable: 4-3/8" (MOL) x 2-3/8" (MOD) Yes LED Color: 4000K Cool White Life Time: 25,000 Hours Power Consumption: Luminous Efficacy: 15 Watts 106 lm/W CRI: Certifications: 80 CRI Energy Star, RoHS, Damp Satco's LED series of omni-directional LED A19 Lamps are here to replace your 100 watt incandescent light bulbs. Within this series, Satco is exhibiting their Solid State LED Lighting for these A shaped replacement lamps. This series of A19 LED lights bulbs are not only dimmable, but also are approved for totally enclosed fixtures. They have a long life of 25,000 hours and possess a 5 Year Limited Warranty. This series comes in a 15 watt model with the color temperatures of 2700K, 3000K, 4000K, and 5000K. This model is part number S29817, a replacement of S9817, which produces 1600 lumens of a 4000K cool white color. This bulb consumes just 15 watts of 120 volt energy. This bulb is Energy Star certified, RoHS compliant, cULus - damp location rated, and enclosed fixture rated. This led light bulb is dimmable and has a CRI of 80, with a medium E26 base to meet all of your replacement needs. When you replace your 100A19 incandescent bulbs with these 15 watt A19 LED bulbs, your energy use decreases significantly while keeping the same look and feel of your old A19 bulbs. Typical applications include: commercial, residential, down lighting, accent lighting, display lighting, and more. Click here for the complete Satco S29817 LED A19 Light Bulb Specification Sheet. Satco 15 Watt 1600 Lumen Enclosed Fixture Rated Dimmable LED A19 Light Bulb 4000K | 4000 | 85 | 1600 | 106.6667 | 25000 | 15 | 1 | 7.95 | 7.95 | 9.3416 | 2020Q3 | https://www.greenelectricalsupply.com/15-watt-enclosed-rated-led-a19-light-bulbs-4000k.aspx | Green Electrical Supply | 2020 | Yes
LED Lighting | A-Type | Manufacturer: Satco | True | Daylighting/Photocell, | General Purpose Replacement | A19 | E26 (Medium) | Damp Location Rated,Recessed Fixtures Damp Location Rated,Recessed Fixtures Home > Energy Star Qualified Products > 15 Watt 1600 Lumen Enclosed Fixture Rated Dimmable LED A19 Light Bulb 5000K ** Non-CEC Compliant - NOT Lawful for Sale in California ** Product Specifications - Quick Reference Input Voltage: Lumens: 120 Volt 1600 Lumens Dimensions: Dimmable: 4-3/8" (MOL) x 2-3/8" (MOD) Yes LED Color: 5000K Daylight Life Time: 25,000 Hours Power Consumption: Luminous Efficacy: 15 Watts 106 lm/W CRI: Certifications: 80 CRI Energy Star, RoHS, Damp Satco's LED series of omni-directional LED A19 Lamps are here to replace your 100 watt incandescent light bulbs. Within this series, Satco is exhibiting their Solid State LED Lighting for these A shaped replacement lamps. This series of A19 LED lights bulbs are not only dimmable, but also are approved for totally enclosed fixtures. They have a long life of 25,000 hours and possess a 5 Year Limited Warranty. This series comes in a 15 watt model with the color temperatures of 2700K, 3000K, 4000K, and 5000K. This model is part number S29818, a replacement of S9818, which produces 1600 lumens of a 5000K daylight color. This bulb consumes just 15 watts of 120 volt energy as compared to a 100w incandescent bulb. This bulb is Energy Star certified, RoHS compliant, cULus - damp location rated, and enclosed fixture rated. This led light bulb is dimmable and has a CRI of 80, with a medium E26 base to meet all of your replacement needs. When you replace your 100A19 incandescent bulbs with these 15 watt A19 LED bulbs, your energy use decreases significantly while keeping the same look and feel of your old A19 bulbs. Typical applications include: commercial, residential, down lighting, accent lighting, display lighting, and more. Click here for the complete Satco S29818 LED A19 Light Bulb Specification Sheet. Satco 15 Watt 1600 Lumen Enclosed Fixture Rated Dimmable LED A19 Light Bulb 5000K | 5000 | 85 | 1600 | 106.6667 | 25000 | 15 | 1 | 7.95 | 7.95 | 9.3416 | 2020Q3 | https://www.greenelectricalsupply.com/15-watt-enclosed-rated-led-a19-light-bulbs-5000k.aspx | Green Electrical Supply | 2020 | Yes
LED Lighting | A-Type | Manufacturer: Satco | True |  | General Purpose Replacement | A19 | GU24 | Damp Location Rated,Recessed Fixtures Damp Location Rated,Recessed Fixtures Home > Energy Star Qualified Products > 15 Watt 1600 Lumen GU24 Base Enclosed Fixture Rated Dimmable LED A19 Light Bulb 2700K ** Non-CEC Compliant - NOT Lawful for Sale in California ** Product Specifications - Quick Reference Input Voltage: Lumens: 120 Volt 1600 Lumens Dimensions: Dimmable: 4-3/8" (MOL) x 2-3/8" (MOD) Yes LED Color: 2700K Warm White Life Time: 25,000 Hours Power Consumption: Luminous Efficacy: 15 Watts 106 lm/W CRI: Certifications: 80 CRI Energy Star, RoHS, Damp Satco's LED series of omni-directional LED A21 Lamps are here to replace your 100 watt incandescent lights. Within this series, Satco is exhibiting their Solid State LED Lighting for these A shaped replacement lamps with GU24 Bases. This series of A19 LED lights bulbs are not only dimmable, but also are approved for totally enclosed fixtures. They have a long life of 25,000 hours and possess a 5 Year Limited Warranty. This series comes in a 15 watt model with the color temperatures of 2700K, 3000K, 4000K, and 5000K. This model is part number S29819, a replacement of S9819, which produces 1600 lumens of a 2700K warm white color. This bulb consumes just 15 watts of 120 volt energy. This bulb is Energy Star certified, RoHS compliant, cULus - damp location rated, and enclosed fixture rated. This led light bulb is dimmable and has a CRI of 80, with a GU24 base to meet all of your replacement needs. When you replace your 100A19 bulbs with these 15 watt A19 LED bulbs, your energy use decreases significantly while keeping the same look and feel of your old A19 bulbs. Typical applications include: commercial, residential, down lighting, accent lighting, display lighting, and more. Click here for the complete Satco S29815 LED A19 Light Bulb Specification Sheet. Satco 15 Watt 1600 Lumen GU24 Base Enclosed Fixture Rated Dimmable LED A19 Light Bulb 2700K | 2700 | 82 | 1600 | 106.6667 | 25000 | 15 | 1 | 7.95 | 7.95 | 9.3416 | 2020Q3 | https://www.greenelectricalsupply.com/15-watt-gu24-base-led-a19-light-bulbs-120v-2700k.aspx | Green Electrical Supply | 2020 | Yes
LED Lighting | A-Type | Manufacturer: TCP | True |  | General Purpose Replacement | A19 | E26 (Medium) | Damp Location Rated Damp Location Rated Home > Energy Star Qualified Products > 15 Watt 1600 Lumen Dimmable LED A19 Light Bulb 4100K Product Specifications - Quick Reference Input Voltage: Lumens: 120 Volt AC 1600 Lumens Dimensions: Dimmable: 2.6" W x 4.7" MOL Yes LED Color: 4100K Cool White Life Time: 25,000 Hours Power Consumption: Luminous Efficacy: 15 Watts 107 lm/W CRI: Certifications: 80 CRI UL listed, RoHS, Energy Star Built off a 20-year history of producing energy efficient lighting, Technical Consumer Products, Inc. (TCP) is excited to announce its most advanced and comprehensive lineup of LED lamps: the LED Elite Series. With TCPs dedication to manufacturing high quality, state-of-the-art lighting, combined with excellent high color rendering index (CRI), smooth dimming capabilities and new shatterproof smooth housing (which gives the appearance of traditional halogen bulbs), the LED Elite Series bulbs are a perfect choice to transform nearly every lighted environment into something extraordinary. This is the TCP, LED Elite Dimmable A19 lamp with 230 Degree Beam Angle, and it comes with a color temperature of 4100 Kelvin (K). UL approved, RoHS compliant, and Energy Star Qualified, the TCP L15A19D2541K (a replacement of TCP LED18A21DOD41K and TCP LED16A21D41K) offers a very durable, solid state lighting technology that significantly reduces lighting service and maintenance costs. These Dimmable LED A19 light bulbs consume up to 80% LESS energy than a standard 100-watt incandescent. These A19 LED bulbs do not contain Mercury or any other harmful substance, generate no IR or UV rays and carry a 5 Year Limited Warranty. TCPs LED A19 lamps have the highest light output, best dimmability (100% down to 5%) and are the most efficient LED A19 lamps available today. Consuming just 15 watts of 120 volt energy, this A19 bulb generates 1600 lumens- that's 107 Lumens per watt. This 100 watt incandescent equivalent A19 LED bulb is rated for enclosed fixtures, 25,000 hours with a minimum starting temperature of -30 degrees Celsius and measures 4.7" MOL and 2.6" in diameter. Click here to see the TCP LED Elite A19 Series Specification Sheet. Typical Applications Typical applications for the TCP L15A19D2541K, Elite Dimmable A19 LED light bulbs include dimmable general lighting, table lamps, sconces, floor lamps and ceiling fixtures. TCP 15 Watt 1600 Lumen Dimmable LED A19 Light Bulb 4100K | 4000 | 83 | 1600 | 106.6667 | 25000 | 15 | 1 | 5.88 | 5.88 | 6.9092 | 2020Q3 | https://www.greenelectricalsupply.com/tcp-15-watt-a19-dimmable-led-light-bulbs-4100k.aspx | Green Electrical Supply | 2020 | Yes
LED Lighting | A-Type | Manufacturer: TCP | True | Daylighting/Photocell, | General Purpose Replacement | A19 | E26 (Medium) | Damp Location Rated Damp Location Rated Home > Energy Star Qualified Products > 15 Watt 1600 Lumen Dimmable LED A19 Light Bulb 5000K Product Specifications - Quick Reference Input Voltage: Lumens: 120 Volt AC 1600 Lumens Dimensions: Dimmable: 2.6" W x 4.7" MOL Yes LED Color: 5000K Daylight Life Time: 25,000 Hours Power Consumption: Luminous Efficacy: 15 Watts 107 lm/W CRI: Certifications: 80 CRI UL listed, RoHS, Energy Star Built off a 20-year history of producing energy efficient lighting, Technical Consumer Products, Inc. (TCP) is excited to announce its most advanced and comprehensive lineup of LED lamps: the LED Elite Series. With TCPs dedication to manufacturing high quality, state-of-the-art lighting, combined with excellent high color rendering index (CRI), smooth dimming capabilities and new shatterproof smooth housing (which gives the appearance of traditional halogen bulbs), the LED Elite Series bulbs are a perfect choice to transform nearly every lighted environment into something extraordinary. This is the TCP, LED Elite Dimmable A19 lamp with 230 Degree Beam Angle, and it comes with a color temperature of 5000 Kelvin (K). UL approved, RoHS compliant, and Energy Star Qualified, the TCP LED18A21D0D50K and TCP LED16A21D50K) offers a very durable, solid state lighting technology that significantly reduces lighting service and maintenance costs. These Dimmable LED A19 bulbs consume up to 80% LESS energy than a standard 100-watt incandescent. These A19 LED bulbs do not contain Mercury or any other harmful substance, generate no IR or UV rays and carry a 5 Year Limited Warranty. TCPs LED A19 lamps have the highest light output, best dimmability (100% down to 5%) and are the most efficient LED A19 lamps available today. Consuming just 15 watts of 120 volt energy, this A19 lamp generates 1600 lumens- that's 107 Lumens per watt. This 100 watt incandescent equivalent A19 LED bulb is rated for enclosed fixtures, 25,000 hours with a minimum starting temperature of -30 degrees Celsius and measures 4.7" MOL and 2.6" in diameter. Click here to see the TCP LED Elite A19 Series Specification Sheet. Typical Applications Typical applications for the TCPL15A19D2550K, Elite Dimmable A19 LED light bulbs include dimmable general lighting, table lamps, sconces, floor lamps and ceiling fixtures. TCP 15 Watt 1600 Lumen Dimmable LED A19 Light Bulb 5000K | 5000 | 83 | 1600 | 106.6667 | 25000 | 15 | 1 | 5.88 | 5.88 | 6.9092 | 2020Q3 | https://www.greenelectricalsupply.com/tcp-15-watt-a19-dimmable-led-light-bulbs-5000k.aspx | Green Electrical Supply | 2020 | Yes
LED Lighting | A-Type | Manufacturer: TCP | False |  | General Purpose Replacement | A19 | E26 (Medium) | Damp Location Rated Damp Location Rated Home > Energy Star Qualified Products > 16 Watt 1600 Lumen NON-Dimmable All Purpose LED A19 Light Bulb 2700K Product Specifications - Quick Reference Input Voltage: Lumens: 120 Volt AC 1600 Lumens Dimensions: Dimmable: 2.6" W x 4.7" MOL NO - Not Dimmable LED Color: 2700K Warm White Life Time: 15,000 Hours Power Consumption: Luminous Efficacy: 16 Watts 100 lm/W CRI: Certifications: 80 CRI UL listed Built off a 20-year history of producing energy efficient lighting, Technical Consumer Products, Inc. (TCP) is excited to announce its most advanced and comprehensive lineup of LED lamps: the LED Elite Series. With TCPs dedication to manufacturing high quality, state-of-the-art lighting, combined with excellent high color rendering index (CRI) and new shatterproof smooth housing (which gives the appearance of traditional halogen bulbs), the LED Elite Series bulbs are a perfect choice to transform nearly every lighted environment into something extraordinary. This is the TCP, LED Elite All-Purpose NON-Dimmable A19 lamp with 230 Degree Beam Angle, and it comes with a color temperature of 2700 Kelvin (K). UL approved, RoHS Compliant, Energy Star Qualified, the TCP L16A19N1527K, a replacement of the LED15A2127K, offers a very durable, solid state lighting technology that significantly reduces lighting service and maintenance costs. These NON-Dimmable LED A19 bulbs consume up to 80% LESS energy than a standard 100-watt incandescent. These A19 LED light bulbs do not contain Mercury or any other harmful substance, generate no IR or UV rays and carry a 3 Year Limited Warranty. TCPs LED A19 lamps have the highest light output and are the most efficient LED A19 light bulbs available today. Consuming just 16 watts of 120 volt energy, this A19 lamp generates 1600 lumens- that's 100 Lumens per watt. This 100 watt incandescent equivalent A19 LED bulb can be used in outdoor fixtures when protected from the elements, has a rated life of 15,000 hours with a minimum starting temperature of -30 degrees Celsius and measures 4.7" MOL and 2.6" in diameter. Click here to see the TCP LED Elite Omni Directional A19 Series Specification Sheet. Typical Applications Typical applications for the TCP L16A19N1527K, Elite non-dimmable A19 LED light bulbs include general indoor or outdoor lighting, table lamps, sconces, floor lamps and ceiling fixtures. TCP 16 Watt 1600 Lumen NON-Dimmable All Purpose LED A19 Light Bulb 2700K | 2700 | 82 | 1600 | 106.6667 | 15000 | 15 | 1 | 5.28 | 5.28 | 6.2042 | 2020Q3 | https://www.greenelectricalsupply.com/tcp-16-watt-a19-non-dimmable-led-light-bulbs-2700k.aspx | Green Electrical Supply | 2020 | Yes
LED Lighting | A-Type | Satco | True |  | General Purpose Replacement | A19 | E26 (Medium) | Damp Location Rated,Recessed Fixtures Damp Location Rated,Recessed Fixtures Home Lamps, Bulbs, Ballasts Bulbs - LED LED - Traditional Lamps - A-Type SATCO S29816 15A19/LED/3000K/ Satco S29816 15 watt; A19 LED; Frosted; 3000K; Medium base; 220' beam spread; 120 volts | 3000 | 83 | 1600 | 106.6667 | 25000 | 15 | 1 | 8.54 | 8.54 | 10.0348 | 2020Q3 | https://www.platt.com/platt-electric-supply/LED-Traditional-Lamps-A-Type/Satco/S29816/product.aspx?zpid=1053208 | Platt | 2020 | Yes
LED Lighting | A-Type | Satco | True |  | General Purpose Replacement | A19 | E26 (Medium) | Damp Location Rated,Recessed Fixtures Damp Location Rated,Recessed Fixtures Home Lamps, Bulbs, Ballasts Bulbs - LED LED - Traditional Lamps - A-Type SAT S29817 Satco S29817 15 watt; A19 LED; Frosted; 4000K; Medium base; 220' beam spread; 120 volts | 4000 | 85 | 1600 | 106.6667 | 25000 | 15 | 1 | 8.54 | 8.54 | 10.0348 | 2020Q3 | https://www.platt.com/platt-electric-supply/LED-Traditional-Lamps-A-Type/Satco/S29817/product.aspx?zpid=568954 | Platt | 2020 | Yes
LED Lighting | A-Type | TCP | True |  | General Purpose Replacement | A19 | E26 (Medium) | Damp Location Rated Damp Location Rated Home Lamps, Bulbs, Ballasts Bulbs - LED LED - Traditional Lamps - A-Type TCP L15A19D2527K 15W A19 DIM TCP L15A19D2527K TCP L15A19D2527K | 2700 | 83 | 1600 | 106.6667 | 25000 | 15 | 1 | 8.92 | 8.92 | 10.4813 | 2020Q3 | https://www.platt.com/platt-electric-supply/LED-Traditional-Lamps-A-Type/TCP/L15A19D2527K/product.aspx?zpid=445780 | Platt | 2020 | Yes
LED Lighting | A-Type | TCP | True |  | General Purpose Replacement | A19 | E26 (Medium) | Damp Location Rated Damp Location Rated Home Lamps, Bulbs, Ballasts Bulbs - LED LED - Traditional Lamps - A-Type LED A19 Bulb, 15W, 120V, Lumens: 1600, Color Temperature: 3000K, CRI: 80, Dimmable, Rated Life: 25,000 Hrs. TCP L15A19D2530K LED A19 Bulb, 15W | 3000 | 83 | 1600 | 106.6667 | 25000 | 15 | 1 | 8.92 | 8.92 | 10.4813 | 2020Q3 | https://www.platt.com/platt-electric-supply/LED-Traditional-Lamps-A-Type/TCP/L15A19D2530K/product.aspx?zpid=413448 | Platt | 2020 | Yes
LED Lighting | A-Type | TCP | True |  | General Purpose Replacement | A19 | E26 (Medium) | Damp Location Rated Damp Location Rated Home Lamps, Bulbs, Ballasts Bulbs - LED LED - Traditional Lamps - A-Type TCP L15A19D2541K LED 15W A19 4100K 1650 LMNS 100W EQUIV. TCP L15A19D2541K TCP L15A19D2541K | 4000 | 83 | 1600 | 106.6667 | 25000 | 15 | 1 | 8.92 | 8.92 | 10.4813 | 2020Q3 | https://www.platt.com/platt-electric-supply/LED-Traditional-Lamps-A-Type/TCP/L15A19D2541K/product.aspx?zpid=292744 | Platt | 2020 | Yes
LED Lighting | A-Type | TCP | True |  | General Purpose Replacement | A19 | E26 (Medium) | Damp Location Rated Damp Location Rated Home Lamps, Bulbs, Ballasts Bulbs - LED LED - Traditional Lamps - A-Type TCP L15A19D2550K 15W DIMMABLE A-LAMP 50K TCP L15A19D2550K TCP L15A19D2550K | 5000 | 83 | 1600 | 106.6667 | 25000 | 15 | 1 | 8.92 | 8.92 | 10.4813 | 2020Q3 | https://www.platt.com/platt-electric-supply/LED-Traditional-Lamps-A-Type/TCP/L15A19D2550K/product.aspx?zpid=335007 | Platt | 2020 | Yes
LED Lighting | A-Type | Satco | True |  | General Purpose Replacement | A19 | GU24 | Damp Location Rated,Recessed Fixtures Damp Location Rated,Recessed Fixtures Home Lamps, Bulbs, Ballasts Bulbs - LED LED - Traditional Lamps - A-Type S29805 SATCO S29805 15A19/LED/40K/1600/120V/GU24 15 watt; A19 LED; Frosted; 4000K; GU24 base; 220' beam spread; 120 volts Satco S29805 15 watt; A19 LED; Frosted; 4000K; GU24 base; 220' beam spread; 120 volts | 4000 | 85 | 1600 | 106.6667 | 25000 | 15 | 1 | 12.72 | 12.72 | 14.9465 | 2020Q3 | https://www.rexelusa.com/usr/Root-Category/Lamps,-Bulbs,-Ballasts/Bulbs---LED/LED---Traditional/Lamps---A-Type/Satco-S29805-15-watt;-A19-LED;-Frosted;-4000K;-GU24-base;-220'-beam-spread;-120-volts/p/1249303?prevPageNumber=93 | Rexel Energy Solutions | 2020 | Yes
LED Lighting | A-Type | Satco | True |  | General Purpose Replacement | A19 | E26 (Medium) | Damp Location Rated,Recessed Fixtures Damp Location Rated,Recessed Fixtures Home Lamps, Bulbs, Ballasts Bulbs - LED LED - Traditional Lamps - A-Type S29815 15A19/LED/2700K/1600L/120V/D 15A19/LED/2700K/1600L/120V/D Satco S29815 15A19/LED/2700K/1600L/120V/D | 2700 | 82 | 1600 | 106.6667 | 25000 | 15 | 1 | 11.99 | 11.99 | 14.0887 | 2020Q3 | https://www.rexelusa.com/usr/Root-Category/Lamps,-Bulbs,-Ballasts/Bulbs---LED/LED---Traditional/Lamps---A-Type/Satco-S29815-15A19-LED-2700K-1600L-120V-D/p/1238818?prevPageNumber=32 | Rexel Energy Solutions | 2020 | Yes
LED Lighting | A-Type | Satco | True |  | General Purpose Replacement | A19 | E26 (Medium) | Damp Location Rated,Recessed Fixtures Damp Location Rated,Recessed Fixtures Home Lamps, Bulbs, Ballasts Bulbs - LED LED - Traditional Lamps - A-Type S29816 SATCO S29816 15A19/LED/3000K/ 15 watt; A19 LED; Frosted; 3000K; Medium base; 220' beam spread; 120 volts Satco S29816 15 watt; A19 LED; Frosted; 3000K; Medium base; 220' beam spread; 120 volts | 3000 | 83 | 1600 | 106.6667 | 25000 | 15 | 1 | 11.99 | 11.99 | 14.0887 | 2020Q3 | https://www.rexelusa.com/usr/Root-Category/Lamps,-Bulbs,-Ballasts/Bulbs---LED/LED---Traditional/Lamps---A-Type/Satco-S29816-15-watt;-A19-LED;-Frosted;-3000K;-Medium-base;-220'-beam-spread;-120-volts/p/1214642?prevPageNumber=64 | Rexel Energy Solutions | 2020 | Yes
LED Lighting | A-Type | Satco | True |  | General Purpose Replacement | A19 | E26 (Medium) | Damp Location Rated,Recessed Fixtures Damp Location Rated,Recessed Fixtures Home Lamps, Bulbs, Ballasts Bulbs - LED LED - Traditional Lamps - A-Type S29817 SAT S29817 15 watt; A19 LED; Frosted; 4000K; Medium base; 220' beam spread; 120 volts Satco S29817 15 watt; A19 LED; Frosted; 4000K; Medium base; 220' beam spread; 120 volts | 4000 | 85 | 1600 | 106.6667 | 25000 | 15 | 1 | 11.99 | 11.99 | 14.0887 | 2020Q3 | https://www.rexelusa.com/usr/Root-Category/Lamps,-Bulbs,-Ballasts/Bulbs---LED/LED---Traditional/Lamps---A-Type/Satco-S29817-15-watt;-A19-LED;-Frosted;-4000K;-Medium-base;-220'-beam-spread;-120-volts/p/1230520?prevPageNumber=31 | Rexel Energy Solutions | 2020 | Yes
LED Lighting | Reflector | MaxLite | True |  | Reflector (Flood/Spot) | PAR38 | E26 (Medium) | Wet Location Rated,Recessed Fixtures Wet Location Rated,Recessed Fixtures LED Reflector Light Bulbs Maxlite dimmable (120V only) 23 watt 120V-277V 40° 3000K high output PAR38 LED bulb is equivalent to a 250 watt halogen. Ideal for high ceiling applications. Suitable for use in enclosed fixtures and in outdoor applications Dimmable only when installed in 120V applications with Lutron compatible DVCL-153P and CTCL-153P dimmers Saves 212 watt compared to a 250 watt halogen Due to the weight of the bulb please use in fixtures that can support a half pound bulb No lead or mercury means for easy disposal and a better environment Very long life - Rated to still put out 70% as much light after 25,000 hours of operation as it does when brand new Do not "hot swap" this bulb. Turn off the fixture before replacing the existing bulb. Suitable for use in enclosed fixtures and in outdoor applications Dimmable only when installed in 120V applications with Lutron compatible DVCL-153P and CTCL-153P dimmers Saves 212 watt compared to a 250 watt halogen Due to the weight of the bulb please use in fixtures that can support a half pound bulb No lead or mercury means for easy disposal and a better environment Very long life - Rated to still put out 70% as much light after 25,000 hours of operation as it does when brand new Maxlite Dimmable (120V Only) 23W High Output 120V-277V 40 Degree 3000K PAR38 LED Bulb, Enclosed Fixture and Wet Rated | 3000 | 83 | 2650 | 115.2174 | 25000 | 23 | 12 | 29.99 | 2.4992 | 2.9366 | 2020Q3 | https://www.bulbs.com/product/23P38WD30FL | Bulbs.com | 2020 | Yes
LED Lighting | Reflector | MaxLite | True |  | Reflector (Flood/Spot) | PAR38 | E26 (Medium) | Wet Location Rated,Recessed Fixtures Wet Location Rated,Recessed Fixtures LED Reflector Light Bulbs Maxlite dimmable (120V only) 23 watt 120V-277V 15° 3000K high output PAR38 LED bulb is equivalent to a 150 watt halogen. Ideal for high ceiling applications. Suitable for use in outdoor and enclosed fixture applications Dimmable only when installed in 120V applications with Lutron compatible DVCL-153P and CTCL-153P dimmers Saves 127 watt compared to a 150 watt halogen Due to the weight of the bulb please use in fixtures that can support a half pound bulb No lead or mercury means for easy disposal and a better environment Very long life - Rated to still put out 70% as much light after 25,000 hours of operation as it does when brand new Do not "hot swap" this bulb. Turn off the fixture before replacing the existing bulb. Suitable for use in outdoor and enclosed fixture applications Dimmable only when installed in 120V applications with Lutron compatible DVCL-153P and CTCL-153P dimmers Saves 127 watt compared to a 150 watt halogen Due to the weight of the bulb please use in fixtures that can support a half pound bulb No lead or mercury means for easy disposal and a better environment Very long life - Rated to still put out 70% as much light after 25,000 hours of operation as it does when brand new Maxlite Dimmable (120V Only) 23W High Output 120V-277V 15 Degree 3000K PAR38 LED Bulb, Enclosed Fixture and Wet Rated | 3000 | 83 | 2650 | 115.2174 | 25000 | 23 | 12 | 29.99 | 2.4992 | 2.9366 | 2020Q3 | https://www.bulbs.com/product/23P38WD30SP | Bulbs.com | 2020 | Yes
LED Lighting | Reflector | MaxLite | True |  | Reflector (Flood/Spot) | PAR38 | E26 (Medium) | Wet Location Rated,Recessed Fixtures Wet Location Rated,Recessed Fixtures LED Reflector Light Bulbs Maxlite dimmable (120V only) 27 watt 120V-277V 25° 3000K high output PAR38 LED bulb is equivalent to a 250 watt halogen. Ideal for high ceiling applications. Suitable for use in enclosed fixtures and in outdoor applications Dimmable only when installed in 120V applications with Lutron compatible DVCL-153P and CTCL-153P dimmers Saves 223 watts compared to a 250 watt halogen Due to the weight of the bulb please use in fixtures that can support a half pound bulb No lead or mercury means for easy disposal and a better environment Very long life - Rated to still put out 70% as much light after 25,000 hours of operation as it did when brand new Do not "hot swap" this bulb. Turn off the fixture before replacing the existing bulb. Suitable for use in enclosed fixtures and in outdoor applications Dimmable only when installed in 120V applications with Lutron compatible DVCL-153P and CTCL-153P dimmers Saves 223 watts compared to a 250 watt halogen Due to the weight of the bulb please use in fixtures that can support a half pound bulb No lead or mercury means for easy disposal and a better environment Very long life - Rated to still put out 70% as much light after 25,000 hours of operation as it did when brand new Maxlite Dimmable (120V Only) 27W High Output 120V-277V 25 Degree 3000K PAR38 LED Bulb, Enclosed Fixture and Wet Rated | 3000 | 83 | 3000 | 111.1111 | 25000 | 27 | 12 | 39.79 | 3.3158 | 3.8962 | 2020Q3 | https://www.bulbs.com/product/27P38WD30NF | Bulbs.com | 2020 | Yes
LED Lighting | Reflector | MaxLite | False |  | Reflector (Flood/Spot) | PAR38 | E26 (Medium) | Wet Location Rated,Not Rated for Recessed Fixtures Wet Location Rated,Not Rated for Recessed Fixtures LED Reflector Light Bulbs Maxlite non-dimmable 38 watt 120V-277V 40° 3000K high output PAR38 LED bulb is equivalent to a 250 watt halogen. Ideal for high ceiling applications. Saves 212 watt compared to a 250 watt halogen Due to the weight of the bulb please use in fixtures that can support a half pound bulb No lead or mercury means for easy disposal and a better environment Very long life - Rated to still put out 70% as much light after 25,000 hours of operation as it does when brand new Not recommended for use in enclosed fixtures because heat build up will shorten life. Do not "hot swap" this bulb. Turn off the fixture before replacing the existing bulb. Saves 212 watt compared to a 250 watt halogen Due to the weight of the bulb please use in fixtures that can support a half pound bulb No lead or mercury means for easy disposal and a better environment Very long life - Rated to still put out 70% as much light after 25,000 hours of operation as it does when brand new Maxlite Non-Dimmable 38W High Output 120V-277V 40 Degree 3000K PAR38 LED Bulb, Wet Rated | 3000 | 83 | 4000 | 105.2632 | 50000 | 38 | 8 | 53.49 | 6.6863 | 7.8566 | 2020Q3 | https://www.bulbs.com/product/38P38WND30FL | Bulbs.com | 2020 | Yes
LED Lighting | Reflector | MaxLite | False |  | Reflector (Flood/Spot) | PAR38 | E26 (Medium) | Wet Location Rated,Not Rated for Recessed Fixtures Wet Location Rated,Not Rated for Recessed Fixtures LED Reflector Light Bulbs Maxlite non-dimmable 38 watt 120V-277V 25° 3000K high output PAR38 LED bulb is equivalent to a 250 watt halogen. Ideal for high ceiling applications. Saves 212 watt compared to a 250 watt halogen Due to the weight of the bulb please use in fixtures that can support a half pound bulb No lead or mercury means for easy disposal and a better environment Very long life - Rated to still put out 70% as much light after 25,000 hours of operation as it does when brand new Not recommended for use in enclosed fixtures because heat build up will shorten life. Do not "hot swap" this bulb. Turn off the fixture before replacing the existing bulb. Saves 212 watt compared to a 250 watt halogen Due to the weight of the bulb please use in fixtures that can support a half pound bulb No lead or mercury means for easy disposal and a better environment Very long life - Rated to still put out 70% as much light after 25,000 hours of operation as it does when brand new Maxlite Non-Dimmable 38W High Output 120V-277V 25 Degree 3000K PAR38 LED Bulb, Wet Rated | 3000 | 83 | 4000 | 105.2632 | 50000 | 38 | 8 | 53.49 | 6.6863 | 7.8566 | 2020Q3 | https://www.bulbs.com/product/38P38WND30NF | Bulbs.com | 2020 | Yes
LED Lighting | Decorative | Green Creative | True |  | Globe | G25 | E26 (Medium) | Damp Location Rated Damp Location Rated LED Filament Bulbs ¦ LED Globe Light Bulbs Green Creative 4.5 watt dimmable G25 half mirrror filament LED bulb generates as much light as many 40 watt incandescent bulbs. Compatible with Lutron DV-600P, CTCL-153P, DVCL-153P, MACL-153M and AYCL-153P dimmers No lead or mercury means easy and environmentally safe disposal Very long life - Rated to still put out 70% as much light after 15,000 hours of operation as it does when brand new Not recommended for use in enclosed fixtures because heat buildup can shorten life. Do not "hot swap" this bulb. Turn off fixture before replacing existing bulb. Compatible with Lutron DV-600P, CTCL-153P, DVCL-153P, MACL-153M and AYCL-153P dimmers No lead or mercury means easy and environmentally safe disposal Very long life - Rated to still put out 70% as much light after 15,000 hours of operation as it does when brand new Green Creative Dimmable 4.5W 2700K Half Mirror G25 Filament LED Bulb | 2700 | 82 | 450 | 100 | 15000 | 4.5 | 6 | 9.98 | 1.6633 | 1.9545 | 2020Q3 | https://www.bulbs.com/product/4-5FG25DIM-827-SB | Bulbs.com | 2020 | Yes
LED Lighting | Reflector | Green Creative | True |  | Reflector (Flood/Spot) | PAR16 | GU10 | Damp Location Rated,Recessed Fixtures Damp Location Rated,Recessed Fixtures LED MR Light Bulbs Green Creative dimmable 6 watt MR-16 LED bulb generates as much light as many 50 watt halogen bulbs. Suitable for use in totally enclosed fixtures. Can be used in enclosed fixtures No lead or mercury means easy and environmentally safe disposal Very long life - Rated to still put out 70% as much light after 25,000 hours of operation as it does when brand new Do not “hot swap” this bulb. Turn off fixture before replacing existing bulb. Can be used in enclosed fixtures No lead or mercury means easy and environmentally safe disposal Very long life - Rated to still put out 70% as much light after 25,000 hours of operation as it does when brand new Green Creative Dimmable 6 Watt 2700K 35° MR16 LED Bulb, GU10 Base, Enclosed Rated | 2700 | 84 | 480 | 80 | 25000 | 6 | 12 | 8.98 | 0.74833 | 0.87932 | 2020Q3 | https://www.bulbs.com/product/6GU10DIM-827FL35 | Bulbs.com | 2020 | No
LED Lighting | Reflector | Green Creative | True |  | Reflector (Flood/Spot) | PAR16 | GU10 | Damp Location Rated,Recessed Fixtures Damp Location Rated,Recessed Fixtures LED MR Light Bulbs Green Creative ENERGY STAR® qualified dimmable MR-16 6 watt LED bulb generates as much light as many 50 watt halogen bulbs. Suitable for use in totally enclosed fixtures. Can be used in enclosed fixtures No lead or mercury means easy and environmentally safe disposal Compatible with Lutron CT-600P, S-600P, CTCL-153P, DVCL-153P and AYCL-153P dimmers Saves 44 watts in electricity compared to a 50 watt halogen Very long life - Rated to still put out 70% as much light after 25,000 hours of operation as it does when brand new Do not “hot swap” this bulb. Turn off fixture before replacing existing bulb. Can be used in enclosed fixtures No lead or mercury means easy and environmentally safe disposal Compatible with Lutron CT-600P, S-600P, CTCL-153P, DVCL-153P and AYCL-153P dimmers Saves 44 watts in electricity compared to a 50 watt halogen Very long life - Rated to still put out 70% as much light after 25,000 hours of operation as it does when brand new Green Creative Dimmable 6W 3000K 35° MR16 LED Bulb, GU10 Base, Enclosed Fixture Rated | 3000 | 83 | 500 | 83.3333 | 25000 | 6 | 12 | 8.98 | 0.74833 | 0.87932 | 2020Q3 | https://www.bulbs.com/product/6GU10DIM-830FL35 | Bulbs.com | 2020 | No
LED Lighting | Downlight | Juno Lighting | True |  | LED |  |  | Downlight Solid State Retrofit Downlight Solid State Retrofit Dome Ceiling Lights Juno Basics 10 Watt, 120 Volt Higher Output 6-inch LED Dimmable Surface Mount Fixture, 3000K, 90 CRI, 1000 Lumens, White Super-thin fixture mimicks the appearance of a recessed downlight, no recessed housing required. Mounts to standard J-Box and round mudrings in commercial or residential ceiling or wall applications. Dimmable to 5% with many incandescent, magnetic low voltage or electronic low voltage box dimmers. Suitable for indoor covered CEILING wet locations-not for wet location wall installation. ENERGY STAR Certified, California Title 24 Part 6, and JA8 compliant. Super-thin fixture mimicks the appearance of a recessed downlight, no recessed housing required. Mounts to standard J-Box and round mudrings in commercial or residential ceiling or wall applications. Dimmable to 5% with many incandescent, magnetic low voltage or electronic low voltage box dimmers. Suitable for indoor covered CEILING wet locations-not for wet location wall installation. ENERGY STAR Certified, California Title 24 Part 6, and JA8 compliant. Juno Basics 15W, 120V, Higher Output 6" LED Dimmable Surface Mount Fixture, 3000K, 90 CRI, 1000 Lumens, White | 2700 | 94 | 1072 | 71.9463 | 42000 | 14.9 | 10 | 25.99 | 2.599 | 3.0539 | 2020Q3 | https://www.bulbs.com/product/6RLS-G2-10LM-30K-90CRI-120-FRPC-WH-M6 | Bulbs.com | 2020 | Yes
LED Lighting | Reflector | Green Creative | True | Daylighting/Photocell, | Reflector (Flood/Spot) | PAR20 | E26 (Medium) | Damp Location Rated,Use With Timers,Use With Photo and/or Motion Sensors,Recessed Fixtures Damp Location Rated,Use With Timers,Use With Photo and/or Motion Sensors,Recessed Fixtures LED Reflector Light Bulbs Green Creative dimmable 8 watt 3000K soft white PAR20 15° spot LED bulb generates as much light as many 50 watt halogen bulbs. Suitable for enclosed fixtures No lead or mercury means for easy disposal and a better environment Saves 42 watts in electricity compared to a 50 watt halogen Very long life - Rated to still put out 70% as much light after 25,000 hours of operation as it does when brand new Compatible with Lutron CTCL-153P, CT-600P, DVCL-153P and AYCL-153P dimmers Do not “hot swap” this bulb. Turn off fixture before replacing existing bulb. Suitable for enclosed fixtures No lead or mercury means for easy disposal and a better environment Saves 42 watts in electricity compared to a 50 watt halogen Very long life - Rated to still put out 70% as much light after 25,000 hours of operation as it does when brand new Compatible with Lutron CTCL-153P, CT-600P, DVCL-153P and AYCL-153P dimmers Green Creative Dimmable 8W 3000K 15° PAR20 LED Bulb, 90 CRI, Enclosed Fixture Rated | 3000 | 92 | 550 | 68.75 | 25000 | 8 | 6 | 11.79 | 1.965 | 2.309 | 2020Q3 | https://www.bulbs.com/product/8PAR20DIM-930SP15 | Bulbs.com | 2020 | Yes
LED Lighting | A-Type | Satco | True |  | General Purpose Replacement | A19 | E26 (Medium) | Damp Location Rated,Recessed Fixtures Damp Location Rated,Recessed Fixtures Home Lamps, Bulbs, Ballasts Bulbs - LED LED - Traditional Lamps - A-Type S29818 15A19/LED/5000K/1600L/120V/D 15A19/LED/5000K/1600L/120V/D Satco S29818 15A19/LED/5000K/1600L/120V/D | 5000 | 85 | 1600 | 106.6667 | 25000 | 15 | 1 | 11.99 | 11.99 | 14.0887 | 2020Q3 | https://www.rexelusa.com/usr/Root-Category/Lamps,-Bulbs,-Ballasts/Bulbs---LED/LED---Traditional/Lamps---A-Type/Satco-S29818-15A19-LED-5000K-1600L-120V-D/p/1234489?prevPageNumber=34 | Rexel Energy Solutions | 2020 | Yes
LED Lighting | A-Type | SYLVANIA | True |  | General Purpose Replacement | A21 | E26 (Medium) | Damp Location Rated,Recessed Fixtures Damp Location Rated,Recessed Fixtures Home Lamps, Bulbs, Ballasts Bulbs - LED LED - Traditional Lamps - A-Type LED15A21DIMO827G4-6/CS-1/SKU SYL LED15A21DIMO827G4-6/CS-1/SKU 79491 LED A21 15W DIMMABLE 80CRI 1600 LUMEN 2700K 25000 LIFE *** Discontinued *** SYL LED15A21DIMO827G4-6/CS-1/SKU *** Discontinued *** SYLVANIA LED15A21DIMO827G4-6/CS-1/SKU SYL LED15A21DIMO827G4-6/CS-1/SKU *** Discontinued *** | 2700 | 82 | 1600 | 106.6667 | 25000 | 15 | 1 | 35.77 | 35.77 | 42.0311 | 2020Q3 | https://www.rexelusa.com/usr/Root-Category/Lamps,-Bulbs,-Ballasts/Bulbs---LED/LED---Traditional/Lamps---A-Type/SYLVANIA-LED15A21DIMO827G4-6-CS-1-SKU-SYL-LED15A21DIMO827G4-6-CS-1-SKU-Discontinued-/p/911644?prevPageNumber=77 | Rexel Energy Solutions | 2020 | Yes
LED Lighting | A-Type | TCP | True |  | General Purpose Replacement | A19 | E26 (Medium) | Damp Location Rated Damp Location Rated Home Lamps, Bulbs, Ballasts Bulbs - LED LED - Traditional Lamps - A-Type L15A19D2530K LED A19 Bulb, 15W, 120V, Lumens: 1600, Color Temperature: 3000K, CRI: 80, Dimmable, Rated Life: 25,000 Hrs. LED A19 Bulb, 15W TCP L15A19D2530K LED A19 Bulb, 15W | 3000 | 83 | 1600 | 106.6667 | 25000 | 15 | 1 | 9.18 | 9.18 | 10.7869 | 2020Q3 | https://www.rexelusa.com/usr/Root-Category/Lamps,-Bulbs,-Ballasts/Bulbs---LED/LED---Traditional/Lamps---A-Type/TCP-L15A19D2530K-LED-A19-Bulb,-15W/p/1167360?prevPageNumber=34 | Rexel Energy Solutions | 2020 | Yes
LED Lighting | A-Type | TCP | True |  | General Purpose Replacement | A19 | E26 (Medium) | Damp Location Rated Damp Location Rated Home Lamps, Bulbs, Ballasts Bulbs - LED LED - Traditional Lamps - A-Type L15A19D2541K TCP L15A19D2541K LED 15W A19 4100K 1650 LMNS 100W EQUIV. TCP L15A19D2541K TCP L15A19D2541K TCP L15A19D2541K | 4000 | 83 | 1600 | 106.6667 | 25000 | 15 | 1 | 9.18 | 9.18 | 10.7869 | 2020Q3 | https://www.rexelusa.com/usr/Root-Category/Lamps,-Bulbs,-Ballasts/Bulbs---LED/LED---Traditional/Lamps---A-Type/TCP-L15A19D2541K-TCP-L15A19D2541K/p/1145835?prevPageNumber=86 | Rexel Energy Solutions | 2020 | Yes
LED Lighting | A-Type | Morris Products |  |  | General Purpose Replacement | A21 | E26 (Medium) | None None Home Lighting, Lighting Controls Outdoor Lighting Flood Lights - LED Flood/Spot - LED 74026 FLAT PANEL GEN 2 300W 120/277V 5000K TYPE II FLAT PANEL GEN 2 300W 120/277V 5000K TYPE II Morris Products 74026 FLAT PANEL GEN 2 300W 120/277V 5000K TYPE II | 2700 | 82 | 1600 | 106.6667 | 25000 | 15 | 1 | 372.05 | 372.05 | 437.1731 | 2020Q3 | https://www.rexelusa.com/usr/Root-Category/Lighting,-Lighting-Controls/Outdoor-Lighting/Flood-Lights---LED/Flood-Spot---LED/Morris-Products-74026-FLAT-PANEL-GEN-2-300W-120-277V-5000K-TYPE-II/p/1278224?prevPageNumber=17 | Rexel Energy Solutions | 2020 | No
LED Lighting | A-Type | Sylvania |  | Daylighting/Photocell, | General Purpose Replacement | A21 | E26 (Medium) | Damp Location Rated,Use With Timers,Not for Use in Recessed Fixtures,Use With Photo and/or Motion Sensors Damp Location Rated,Use With Timers,Not for Use in Recessed Fixtures,Use With Photo and/or Motion Sensors Topbulb » LED Bulbs » LED Standard Shape » LED 3-Way » Sylvania 74021 - 3-Way 4.5/8.5/15W LED - 40/60/100W Equal - A21 - 2700K Sylvania 74021 LED15A21/3WAY/O/827/RP. This 40/60/100 watt equivalent A21 lamp only uses 4.5/8.5/15 watts of energy. The lamp has a color temperature of 2700K, a CRI of 80 and is Energy Star Qualified. Fits standard table and floor lamps equipped with a 3-way socket. LED Technology Notice Due to constantly evolving nature of LED technology, manufacturers will reserve the right to replace this product with next generation technology. We appreciate your understanding and acceptance of this policy. Utility/Government Incentives Documents Sylvana 74021 Spec Sheet 25,000 Hours • 450/800/1600 Lumens • Warm White Light • Sylvania 74021 - 3-Way 4.5/8.5/15W LED - 40/60/100W Equal - A21 - 2700K | 2700 | 82 | 1600 | 106.6667 | 15000 | 15 | 1 | 19.95 | 19.95 | 23.442 | 2020Q3 | https://www.topbulb.com/sylvania-74021-led15a21-3way-o-827-rp-led | Top Bulb | 2020 | Yes
LED Lighting | Downlight | Halco Lighting | True |  | LED | LED Retrofit Kit | LED Retrofit Kit | Downlight Solid State Retrofit Downlight Solid State Retrofit LED Recessed Downlights Halco dimmable 12 watt 5"/6" 3000K adjustable recessed LED downlight features an integrated gimbal that rotates 360° and swivels up to 30° allowing for precise lighting control. Replaces a 65 watt incandescent. Formed aluminum housing and trim Torsion springs mount securely in 5" and 6" housings Pre-wired E26 socket assembly included No lead or mercury means easy and environmentally safe disposal Saves 53 watts in electricity compared to an 65 watt incandescent Very long life - Rated to still put out 70% as much light after 50,000 hours of operation as it does when brand new Compatible with Lutron AYCL, DVCL, CTCL, and MACL dimmers. DO NOT "hot swap" this fixture. Turn off fixture before replacing it. Formed aluminum housing and trim Torsion springs mount securely in 5" and 6" housings Pre-wired E26 socket assembly included No lead or mercury means easy and environmentally safe disposal Saves 53 watts in electricity compared to an 65 watt incandescent Very long life - Rated to still put out 70% as much light after 50,000 hours of operation as it does when brand new Compatible with Lutron AYCL, DVCL, CTCL, and MACL dimmers. Halco Dimmable 12 Watt 5"/6" 3000K Adjustable Recessed LED Downlight | 3000 | 93 | 800 | 63.4921 | 50000 | 12.6 | 8 | 23.99 | 2.9987 | 3.5236 | 2020Q3 | https://www.bulbs.com/product/ADL6FR12-930-LED | Bulbs.com | 2020 | Yes
LED Lighting | Reflector | Cree Lighting | True |  | Reflector (Flood/Spot) | PAR30L | E26 (Medium) | Damp Location Rated,Recessed Fixtures Damp Location Rated,Recessed Fixtures LED Reflector Light Bulbs Cree dimmable 10.5 watt 90 CRI 3000K narrow flood PAR30 long neck LED bulb generates as much light as many 75 watt halogen bulbs. Ideal for retail and museums that require a vibrant range of colors that "pop" No lead or mercury means for easy disposal and a better environment Very long life - Rated to still put out 70% as much light after 25,000 hours of operation as it does when brand new Compatible with Lutron DVCL-153P and MACL-153M dimmers, a maximum of six lamps per circuit Not recommended for use in fully enclosed fixture because heat buildup will shorten life. Do not “hot swap” this bulb. Turn off fixture before replacing existing bulb. Ideal for retail and museums that require a vibrant range of colors that "pop" No lead or mercury means for easy disposal and a better environment Very long life - Rated to still put out 70% as much light after 25,000 hours of operation as it does when brand new Compatible with Lutron DVCL-153P and MACL-153M dimmers, a maximum of six lamps per circuit Cree Dimmable 10.5W 90 CRI 3000K 25° PAR30L LED Bulb | 3000 | 93 | 850 | 80.9524 | 25000 | 10.5 | 4 | 3.99 | 0.9975 | 1.1721 | 2020Q3 | https://www.bulbs.com/product/BPAR30L-0803025C-12DE26-1C100 | Bulbs.com | 2020 | No
LED Lighting | Reflector | Cree Lighting | True |  | Reflector (Flood/Spot) | BR30 | E26 (Medium) | None,Recessed Fixtures None,Recessed Fixtures LED Reflector Light Bulbs Cree Pro Series dimmable 8.8 watt 2700K BR30 LED bulb generates as much light as many 65 watt halogen bulbs. Title 20 and JA8 compliant Suitable for use in enclosed fixtures. Lifetime may be reduced if used in air tight enclosures or in insulated ceiling air tight (ICAT) recessed downlight enclosures No lead or mercury means easy and environmentally safe disposal Very long life - Rated to still put out 70% as much light after 35,000 hours of operation as it did when brand new Compatible with Lutron dimmers DVCL-153P (a maximum of 7 bulbs per circuit), MACL-153M (a maximum of 6 bulbs per circuit) and CTCL-153P (a maximum of 11 bulbs per circuit) Do not “hot swap” this bulb. Turn off fixture before replacing existing bulb. Title 20 and JA8 compliant Suitable for use in enclosed fixtures. Lifetime may be reduced if used in air tight enclosures or in insulated ceiling air tight (ICAT) recessed downlight enclosures No lead or mercury means easy and environmentally safe disposal Very long life - Rated to still put out 70% as much light after 35,000 hours of operation as it did when brand new Compatible with Lutron dimmers DVCL-153P (a maximum of 7 bulbs per circuit), MACL-153M (a maximum of 6 bulbs per circuit) and CTCL-153P (a maximum of 11 bulbs per circuit) Cree Pro Series Dimmable 8.8W 2700K BR30 LED Bulb, 90 CRI, Enclosed Fixture Rated and Title 20 Compliant | 2700 | 91 | 665 | 75.5682 | 35000 | 8.8 | 12 | 5.99 | 0.49917 | 0.58654 | 2020Q3 | https://www.bulbs.com/product/BR30-65W-27K-U1 | Bulbs.com | 2020 | No
LED Lighting | A-Type | Sylvania |  | Daylighting/Photocell, | General Purpose Replacement | A21 | E26 (Medium) | Damp Location Rated,Use With Timers,Not for Use in Recessed Fixtures,Use With Photo and/or Motion Sensors Damp Location Rated,Use With Timers,Not for Use in Recessed Fixtures,Use With Photo and/or Motion Sensors Topbulb » LED Bulbs » LED Standard Shape » LED 3-Way » Sylvania 74086 - 3-Way 4.5/8.5/15W LED - 40/60/100W Equal - A21 - 5000K Sylvania 74086 LED15A21/3WAY/O/850/RP. This 40/60/100 watt equivalent A21 lamp only uses 4.5/8.5/15 watts of energy. The lamp has a color temperature of 5000K, a CRI of 80 and is Energy Star Qualified. Fits standard table and floor lamps equipped with a 3-way socket. LED Technology Notice Due to constantly evolving nature of LED technology, manufacturers will reserve the right to replace this product with next generation technology. We appreciate your understanding and acceptance of this policy. Utility/Government Incentives Documents Sylvana 74086 Spec Sheet 25,000 Hours • 450/850/1600 Lumens • Very Cool White Light Sylvania 74086 - 3-Way 4.5/8.5/15W LED - 40/60/100W Equal - A21 - 5000K | 2700 | 82 | 1600 | 106.6667 | 15000 | 15 | 1 | 19.95 | 19.95 | 23.442 | 2020Q3 | https://www.topbulb.com/sylvania-74086-led15a21-3way-o-850-rp-led | Top Bulb | 2020 | Yes
LED Lighting | A-Type | Maxlite | True |  | A19/21 | GU24 (Bi-Pin / Twist & Lock) | GU24 (Bi-Pin / Twist & Lock) | Home / Light Bulbs / LED / Maxlite - 1409341 - 15A19GUDLED27/G5 Energy Star Certified; Dry and Damp Location; Not for Use in Totally Enclosed Fixtures 15W A19 LED Lamp - Universal - 1600 Lumens - Warm White (2700K) - 83 CRI - 25000 Hours - GU24 (Bi-Pin / Twist & Lock) - 120 to 130V Maxlite - 1409341 - 15A19GUDLED27/G5 | 2700 | 83 | 1600 | 106.6667 | 25000 | 15 | 1 | 4.07 | 4.07 | 4.7824 | 2020Q3 | https://shop.regencylighting.com/lamps/led/15a19gudled27-g5-mxt.html | Regency Lighting | 2020 | Yes
LED Lighting | A-Type | Maxlite | True |  | A19/21 | GU24 (Bi-Pin / Twist & Lock) | GU24 (Bi-Pin / Twist & Lock) | Home / Light Bulbs / LED / Maxlite - 1409342 - 15A19GUDLED30/G5 Suitable for Damp Locations; Not Suitable for Enclosed Fixtures; Energy Star Certified 15W A19 LED Lamp - Universal - 1600 Lumens - Warm White (3000K) - 83 CRI - 25000 Hours - GU24 (Bi-Pin / Twist & Lock) - 120 to 130V Maxlite - 1409342 - 15A19GUDLED30/G5 | 3000 | 83 | 1600 | 106.6667 | 25000 | 15 | 1 | 7.32 | 7.32 | 8.6013 | 2020Q3 | https://shop.regencylighting.com/lamps/led/15a19gudled30-g5-mxt.html | Regency Lighting | 2020 | Yes
LED Lighting | A-Type | Maxlite | True |  | A19/21 | GU24 (Bi-Pin / Twist & Lock) | GU24 (Bi-Pin / Twist & Lock) | Home / Light Bulbs / LED / LED A-Line / Maxlite - 1409341 - 15A19GUDLED27/G5 Energy Star Certified; Dry and Damp Location; Not for Use in Totally Enclosed Fixtures 15W A19 LED Lamp - Universal - 1600 Lumens - Warm White (2700K) - 83 CRI - 25000 Hours - GU24 (Bi-Pin / Twist & Lock) - 120 to 130V Maxlite - 1409341 - 15A19GUDLED27/G5 | 2700 | 83 | 1600 | 106.6667 | 25000 | 15 | 1 | 4.07 | 4.07 | 4.7824 | 2020Q3 | https://shop.regencylighting.com/lamps/led/a-line/15a19gudled27-g5-mxt.html | Regency Lighting | 2020 | Yes
LED Lighting | A-Type | Maxlite | True |  | A19/21 | GU24 (Bi-Pin / Twist & Lock) | GU24 (Bi-Pin / Twist & Lock) | Home / Light Bulbs / LED / LED A-Line / Maxlite - 1409342 - 15A19GUDLED30/G5 Suitable for Damp Locations; Not Suitable for Enclosed Fixtures; Energy Star Certified 15W A19 LED Lamp - Universal - 1600 Lumens - Warm White (3000K) - 83 CRI - 25000 Hours - GU24 (Bi-Pin / Twist & Lock) - 120 to 130V Maxlite - 1409342 - 15A19GUDLED30/G5 | 3000 | 83 | 1600 | 106.6667 | 25000 | 15 | 1 | 7.32 | 7.32 | 8.6013 | 2020Q3 | https://shop.regencylighting.com/lamps/led/a-line/15a19gudled30-g5-mxt.html | Regency Lighting | 2020 | Yes
LED Lighting | A-Type | Satco Products, Inc. | True |  | General Purpose Replacement | A19 | E26 (Medium) | Damp Location Rated,Recessed Fixtures Damp Location Rated,Recessed Fixtures LED A-Style Light Bulbs Satco A-19 dimmable 15 watt LED bulb generates as much light as many 100 watt incandescent bulbs. Rated for enclosed fixtures No lead or mercury means easy and environmentally safe disposal Very long life - Rated to still put out 70% as much light after 25,000 hours of operation as it does when brand new Compatible with Lutron DVCL-153P, AYCL-153P and SELV-300P dimmers Do not “hot swap” this bulb. Turn off fixture before replacing existing bulb. Rated for enclosed fixtures No lead or mercury means easy and environmentally safe disposal Very long life - Rated to still put out 70% as much light after 25,000 hours of operation as it does when brand new Compatible with Lutron DVCL-153P, AYCL-153P and SELV-300P dimmers Satco Dimmable 15W 2700K A19 LED Bulb, Enclosed Fixture Rated | 2700 | 82 | 1600 | 106.6667 | 25000 | 15 | 24 | 7.95 | 0.33125 | 0.38923 | 2020Q3 | https://www.bulbs.com/product/15A19-LED-2700K-1600L-120V-D | Bulbs.com | 2020 | Yes
LED Lighting | A-Type | Satco Products, Inc. | True |  |  | A-19 | Medium (E26) | LED A-Style Light Bulbs Satco A-19 omni-directional dimmable 15.5 watt LED bulb generates as much light as many 100 watt incandescent bulbs. Rated for enclosed fixtures No lead or mercury means easy and environmentally safe disposal Very long life - Rated to still put out 70% as much light after 25,000 hours of operation as it does when brand new Do not “hot swap” this bulb. Turn off fixture before replacing existing bulb. Rated for enclosed fixtures No lead or mercury means easy and environmentally safe disposal Very long life - Rated to still put out 70% as much light after 25,000 hours of operation as it does when brand new Satco Dimmable 15.5W 3000K A19 LED Bulb, Enclosed Fixture Rated | 3000 | 80 | 1600 | 106.6667 | 25000 | 15 | 24 | 7.95 | 0.33125 | 0.38923 | 2020Q3 | https://www.bulbs.com/product/15A19-LED-3000K-1600L-120V-D | Bulbs.com | 2020 | Yes
LED Lighting | A-Type | Satco Products, Inc. | True |  | General Purpose Replacement | A19 | E26 (Medium) | Damp Location Rated,Recessed Fixtures Damp Location Rated,Recessed Fixtures LED A-Style Light Bulbs Satco A-19 omni-directional dimmable 15 watt LED bulb generates as much light as many 100 watt incandescent bulbs. Rated for enclosed fixtures No lead or mercury means easy and environmentally safe disposal Very long life - Rated to still put out 70% as much light after 25,000 hours of operation as it does when brand new Do not “hot swap” this bulb. Turn off fixture before replacing existing bulb. Rated for enclosed fixtures No lead or mercury means easy and environmentally safe disposal Very long life - Rated to still put out 70% as much light after 25,000 hours of operation as it does when brand new Satco Dimmable 15W 4000K A19 LED Bulb, Enclosed Fixture Rated | 4000 | 85 | 1600 | 106.6667 | 25000 | 15 | 24 | 7.95 | 0.33125 | 0.38923 | 2020Q3 | https://www.bulbs.com/product/15A19-LED-4000K-1600L-120V-D | Bulbs.com | 2020 | Yes
LED Lighting | A-Type | Satco Products, Inc. | True |  | General Purpose Replacement | A19 | E26 (Medium) | Damp Location Rated,Recessed Fixtures Damp Location Rated,Recessed Fixtures LED A-Style Light Bulbs Satco A-19 dimmable 15 watt LED bulb generates as much light as many 100 watt incandescent bulbs. Rated for enclosed fixtures No lead or mercury means easy and environmentally safe disposal Very long life - Rated to still put out 70% as much light after 25,000 hours of operation as it does when brand new Compatible with Lutron AYCL-153P, SELV-300P and DVCL-153P dimmers Do not “hot swap” this bulb. Turn off fixture before replacing existing bulb. Rated for enclosed fixtures No lead or mercury means easy and environmentally safe disposal Very long life - Rated to still put out 70% as much light after 25,000 hours of operation as it does when brand new Compatible with Lutron AYCL-153P, SELV-300P and DVCL-153P dimmers Satco Dimmable 15W 5000K A19 LED Bulb, Enclosed Fixture Rated | 5000 | 85 | 1600 | 106.6667 | 25000 | 15 | 24 | 7.95 | 0.33125 | 0.38923 | 2020Q3 | https://www.bulbs.com/product/15A19-LED-5000K-1600L-120V-D | Bulbs.com | 2020 | Yes
LED Lighting | A-Type | TCP | False |  | General Purpose Replacement | A19 | E26 (Medium) | Damp Location Rated Damp Location Rated LED A-Style Light Bulbs TCP non-dimmable 16 watt A-19 LED bulb generates as much light as many 100 watt incandescent bulbs. Rated for enclosed fixtures No lead or mercury means easy and environmentally safe disposal Saves 84 watts in electricity compared to a 100 watt incandescent Very long life - Rated to still put out 70% as much light after 15,000 hours of operation as it does when brand new Do not “hot swap” this bulb. Turn off fixture before replacing existing bulb. Rated for enclosed fixtures No lead or mercury means easy and environmentally safe disposal Saves 84 watts in electricity compared to a 100 watt incandescent Very long life - Rated to still put out 70% as much light after 15,000 hours of operation as it does when brand new TCP Non-Dimmable 16 Watt 2700K A19 LED Bulb, Enclosed Rated | 2700 | 82 | 1600 | 106.6667 | 15000 | 15 | 12 | 4.49 | 0.37417 | 0.43966 | 2020Q3 | https://www.bulbs.com/product/L16A19N1527K | Bulbs.com | 2020 | Yes
LED Lighting | A-Type | Green Creative | True |  | LED | A21 | Medium (E26) | Wattage14 Watt15 Watt16.5 Watt Product Description The Green Creative 98144 LED A21 is a great low energy replacement for 100W incandescent bulbs. Its 2700K color temperature provides soft white light and uses only 15W of power. Each lamp is designed to last up to 25,000 hours and comes with a three-year warranty to help ensure that your LEDs are around for years to come. When used with your existing dimmers, you'll have a smooth dimming experience. Green Creative 98144 Features: Dimmer switch compatible Diffused lighting Enclosure compatible Green Creative 98144 Applications: General lighting Business lighting Alternate Product Versions $36.48 EACASE of 6 add Green Creative 58238 - 16.5W LED A21 HO - 3000K 16.5A21/830/277V - E26 Medium Base - 50-70W HID Equivalent - 2,000 Lumens - 82 CRI - 330° Beam Angle - 120/277V $36.48 add Green Creative 58239 - 16.5W LED A21 HO - 4000K 16.5A21/840/277V -E26 Medium Base - 50-70W HID Equivalent - 2000 Lumens - 82 CRI - 330° Beam Angle - 120-277V $36.48 EACASE of 6 add Green Creative 58240 - 16.5W LED A21 HO - 5000K - E26 16.5A21/850/277V - 125 Watt Incandescent Equivalent - 2050 Lumens - 82 CRI - 330° Beam Angle - 120-277V $9.33 add Green Creative 97961 - 14W LED A21 - 2700K 14A21DIM/827 - E26 Medium Base - 100 Watt Incandescent Equivalent - 1600 Lumens - 120V - Dimmable $6.30 add Green Creative 97962 - 14W LED A21 - 3000K 14A21DIM/830 - E26 Medium Base - 100 Watt Incandescent Equivalent - 1,700 - Lumens - 120V - Dimmable Medium (E26) 15A21DIM/827 - 1600 Lumens - 82 CRI - 100W Incandescent Equivalent - 240° - 120V Green Creative 98144 - 15W LED A21 - 2700K | 2700 | 82 | 1600 | 106.6667 | 25000 | 15 | 1 | 7.48 | 7.48 | 8.7893 | 2020Q3 | https://www.energyavenue.com/Green-Creative/98144 | Energy Avenue | 2020 | Yes
LED Lighting | A-Type | Eiko | True |  |  | A19 (Arbitrary) | Medium Screw (E26) | Home Lamps, Bulbs, Ballasts Bulbs - LED LED - Traditional Lamps - A-Type LED15WA19/OMN/850-DIM-G8 09946 LED LITESPAN A19 OMNI-DIRECTIONAL 15W-1600LM DIM ENCLOSED 80CRI 5000K E26 120VAC *** Discontinued *** 09946 LED LITESPAN A19 OMNI-DIRECTIONAL 15W *** Discontinued *** Eiko LED15WA19/OMN/850-DIM-G8 09946 LED LITESPAN A19 OMNI-DIRECTIONAL 15W *** Discontinued *** | 5000 | 80 | 1600 | 106.6667 |  | 15 | 1 | 6.14 | 6.14 | 7.2147 | 2020Q3 | https://www.rexelusa.com/usr/Root-Category/Lamps,-Bulbs,-Ballasts/Bulbs---LED/LED---Traditional/Lamps---A-Type/Eiko-LED15WA19-OMN-850-DIM-G8-09946-LED-LITESPAN-A19-OMNI-DIRECTIONAL-15W-Discontinued-/p/1220873?prevPageNumber=81 | Rexel Energy Solutions | 2020 | Yes
LED Lighting | A-Type | Brand TCP | True |  | General Purpose Replacement | A19 | E26 (Medium) | Damp Location Rated TCP 18 Watt Omni Directional LED A-21 Bulb 120 Volt Medium Base 4,100 Kelvin 1650 Lumens 82 CRI 25,000 Average Hour Life Omni-Directional Dimmable Replaces 100W Incandescent Bulb Mfg #L15A19D2541K LED Bulb TCP 18W Omni-Directional A21 100W Equivalent 4100K Package Of 12 | 4000 | 83 | 1600 | 106.6667 | 25000 | 15 | 12 | 326.65 | 27.2208 | 31.9855 | 2020Q2 | https://hdsupplysolutions.com/p/led-00-75-10-35/led-bulb-tcp-18w-omni-directional-a21-100w-equivalent-4100k-package-of-12-p303461 | HD Supply | 2020 | Yes
LED Lighting | A-Type | Brand TCP | True |  | General Purpose Replacement | A19 | E26 (Medium) | Damp Location Rated Tcp Led 15 Watt A19 Dimmable 3000k Replaces 100 Watt, Medium Base Tcp 15w Led A19 Bulb 3000k 25,000 Hour Life Dimmable 1,600 Lumens 80 Cri Repalces 100w Incandescent 120 Volt Medium Base Energy Star Mfg #L15A19D2530K Tcp Led 15 Watt A19 Dimmable 3000k Replaces 100 Watt, Medium Base | 3000 | 83 | 1600 | 106.6667 | 25000 | 15 | 1 | 112.56 | 112.56 | 132.2623 | 2020Q2 | https://hdsupplysolutions.com/p/led-00-75-10-35/tcp-led-15-watt-a19-dimmable-3000k-replaces-100-watt-medium-base-p104403 | HD Supply | 2020 | Yes
LED Lighting | A-Type | Brand TCP | True |  | General Purpose Replacement | A19 | E26 (Medium) | Damp Location Rated Tcp Led 15 Watt A19 Dimmable 5000k Replaces 100 Watt, Medium Base Tcp 15w Led A19 Bulb 5000k 25,000 Hour Life Dimmable 1,600 Lumens 80 Cri Repalces 100w Incandescent 120 Volt Medium Base Energy Star Mfg #L15A19D2550K Tcp Led 15 Watt A19 Dimmable 5000k Replaces 100 Watt, Medium Base | 5000 | 83 | 1600 | 106.6667 | 25000 | 15 | 1 | 112.56 | 112.56 | 132.2623 | 2020Q2 | https://hdsupplysolutions.com/p/led-00-75-10-35/tcp-led-15-watt-a19-dimmable-5000k-replaces-100-watt-medium-base-p104400 | HD Supply | 2020 | Yes
LED Lighting | A-Type | Brand TCP | True |  | General Purpose Replacement | A19 | E26 (Medium) | Damp Location Rated TCP® LED Bulb Medium Base 15 Watt 2,700 Kelvin 15,000 Average Hour Life 1600 Lumens 120 Volt 80 CRI Dimmable Replaces 100W Incandescent Bulb Mfg #L15A21D1527K6 TCP® LED Bulb 15W A21 100W Equivalent 2700K Dimmable, Package of 6 | 2700 | 83 | 1600 | 106.6667 | 15000 | 15 | 1 | 55.74 | 55.74 | 65.4967 | 2020Q2 | https://hdsupplysolutions.com/p/led-00-75-10-35/tcp-led-bulb-15w-a21-100w-equivalent-2700k-dimmable-package-of-6-p312182 | HD Supply | 2020 | Yes
LED Lighting | A-Type | Satco | True |  | General Purpose Replacement | A19 | E26 (Medium) | Damp Location Rated,Recessed Fixtures Home / Light Bulbs / LED / Satco - S29816 - 15A19/LED/3000K/1600L/120V/D Approved for Totally Enclosed Fixtures; Damp Location Rated; Energy Star Rated 15W A19 LED Lamp - Universal - 1600 Lumens - Warm White (3000K) - 80 CRI - 25000 Hours - E26 (Medium) - 120 to 130V - Frost Satco - S29816 - 15A19/LED/3000K/1600L/120V/D | 3000 | 83 | 1600 | 106.6667 | 25000 | 15 | 1 | 10.44 | 10.44 | 12.2674 | 2020Q2 | https://shop.regencylighting.com/lamps/led/15a19-led-3000k-1600l-120v-d-s29816.html | Regency Lighting | 2020 | Yes
LED Lighting | A-Type | Satco | True |  | General Purpose Replacement | A19 | E26 (Medium) | Damp Location Rated,Recessed Fixtures Home / Light Bulbs / LED / Satco - S29817 - 15A19/LED/4000K/1600L/120V/D Energy Star Certified; Suitable for Damp Locations; Suitable for Enclosed Fixtures 15W A19 LED Lamp - Universal - 1600 Lumens - Cool White (4000K) - 80 CRI - 25000 Hours - E26 (Medium) - 120 to 130V - Frost Satco - S29817 - 15A19/LED/4000K/1600L/120V/D | 4000 | 85 | 1600 | 106.6667 | 25000 | 15 | 12 | 100.08 | 8.34 | 9.7998 | 2020Q2 | https://shop.regencylighting.com/lamps/led/15a19-led-4000k-1600l-120v-d-s29817.html | Regency Lighting | 2020 | Yes
LED Lighting | Downlight | American Lighting | True |  | LED |  |  | Downlight Recessed Downlight Recessed LED Recessed Downlights American Lighting dimmable 3" non-IC 8 watt remodel LED recessed downlight with white trim is equivalent up to a 40 watt incandescent. Ideal for offices, lobby, hospitality, retail and conference rooms. Includes steel torsion clips on module to secure the downlight (requires 5" ceiling clearance) Metal core PCB with aluminum heat sink Stamped aluminum trims with durable baked enamel finish Frosted polycarbonate lens diffuses light Compatible with Lutron S-600P dimmer CHECK PRODUCT FIT BEFORE INVESTING IN MANY Includes steel torsion clips on module to secure the downlight (requires 5" ceiling clearance) Metal core PCB with aluminum heat sink Stamped aluminum trims with durable baked enamel finish Frosted polycarbonate lens diffuses light Compatible with Lutron S-600P dimmer American Lighting Dimmable 8 Watt 3000K, 3" Remodel LED Recessed Downlight, White Trim | 3000 | 90 | 460 | 57.5 | 35000 | 8 | 12 | 27.59 | 2.2992 | 2.7016 | 2020Q3 | https://www.bulbs.com/product/E3-RE-30-WH | Bulbs.com | 2020 | No
LED Lighting | A-Type | Maxlite | True |  | General Purpose Replacement | A19 | E26 (Medium) | Damp Location Rated,Not for Use in Recessed Fixtures Home / Light Bulbs / LED / Maxlite - 107720 - 15A19DLED27/G5 Energy Star Certified; Dry and Damp Location; Not for Use in Totally Enclosed Fixtures 15W A19 LED Lamp - Universal - 1600 Lumens - Warm White (2700K) - 84 CRI - 25000 Hours - E26 (Medium) - 120 to 130V Maxlite - 107720 - 15A19DLED27/G5 | 2700 | 83 | 1600 | 106.6667 | 25000 | 15 | 50 | 389.5 | 7.79 | 9.1536 | 2020Q2 | https://shop.regencylighting.com/lamps/led/15a19dled27-g5-mxt.html | Regency Lighting | 2020 | Yes
LED Lighting | A-Type | Satco | True |  | General Purpose Replacement | A19 | GU24 | Damp Location Rated,Recessed Fixtures Home / Light Bulbs / LED / LED A-Line / Satco - S29819 - 15A19/LED/27K/1600/120V/GU24 Approved for Totally Enclosed Fixtures; Damp Rated; Omnidirectional; Energy Start Certified 15W A19 LED Lamp - Universal - 1600 Lumens - Warm White (2700K) - 80 CRI - 25000 Hours - GU24 (Bi-Pin / Twist & Lock) - 120 to 130V - Frost Satco - S29819 - 15A19/LED/27K/1600/120V/GU24 | 2700 | 82 | 1600 | 106.6667 | 25000 | 15 | 6 | 52.14 | 8.69 | 10.2111 | 2020Q2 | https://shop.regencylighting.com/lamps/led/a-line/15a19-led-27k-1600-120v-gu24-s29819.html | Regency Lighting | 2020 | Yes
LED Lighting | A-Type | Satco | True |  | General Purpose Replacement | A19 | E26 (Medium) | Damp Location Rated,Recessed Fixtures Home / Light Bulbs / LED / LED A-Line / Satco - S29816 - 15A19/LED/3000K/1600L/120V/D Approved for Totally Enclosed Fixtures; Damp Location Rated; Energy Star Rated 15W A19 LED Lamp - Universal - 1600 Lumens - Warm White (3000K) - 80 CRI - 25000 Hours - E26 (Medium) - 120 to 130V - Frost Satco - S29816 - 15A19/LED/3000K/1600L/120V/D | 3000 | 83 | 1600 | 106.6667 | 25000 | 15 | 1 | 10.44 | 10.44 | 12.2674 | 2020Q2 | https://shop.regencylighting.com/lamps/led/a-line/15a19-led-3000k-1600l-120v-d-s29816.html | Regency Lighting | 2020 | Yes
LED Lighting | A-Type | Satco | True |  | General Purpose Replacement | A19 | E26 (Medium) | Damp Location Rated,Recessed Fixtures Home / Light Bulbs / LED / LED A-Line / Satco - S29817 - 15A19/LED/4000K/1600L/120V/D Energy Star Certified; Suitable for Damp Locations; Suitable for Enclosed Fixtures 15W A19 LED Lamp - Universal - 1600 Lumens - Cool White (4000K) - 80 CRI - 25000 Hours - E26 (Medium) - 120 to 130V - Frost Satco - S29817 - 15A19/LED/4000K/1600L/120V/D | 4000 | 85 | 1600 | 106.6667 | 25000 | 15 | 12 | 100.08 | 8.34 | 9.7998 | 2020Q2 | https://shop.regencylighting.com/lamps/led/a-line/15a19-led-4000k-1600l-120v-d-s29817.html | Regency Lighting | 2020 | Yes
LED Lighting | A-Type | Maxlite | True |  | General Purpose Replacement | A19 | E26 (Medium) | Damp Location Rated,Not for Use in Recessed Fixtures Home / Light Bulbs / LED / LED A-Line / Maxlite - 107720 - 15A19DLED27/G5 Energy Star Certified; Dry and Damp Location; Not for Use in Totally Enclosed Fixtures 15W A19 LED Lamp - Universal - 1600 Lumens - Warm White (2700K) - 84 CRI - 25000 Hours - E26 (Medium) - 120 to 130V Maxlite - 107720 - 15A19DLED27/G5 | 2700 | 83 | 1600 | 106.6667 | 25000 | 15 | 50 | 389.5 | 7.79 | 9.1536 | 2020Q2 | https://shop.regencylighting.com/lamps/led/a-line/15a19dled27-g5-mxt.html | Regency Lighting | 2020 | Yes
LED Lighting | A-Type | Maxlite | False |  | General Purpose Replacement | A19 | E26 (Medium) | Damp Location Rated,Not for Use in Recessed Fixtures Home / Light Bulbs / LED / LED A-Line / Maxlite - 107817 - 15A19ND30/G2 25000 Hour Life; Energy Star Certified 15W A19 LED Lamp - Universal - 1600 Lumens - Warm White (3000K) - 84 CRI - 25000 Hours - E26 (Medium) - 120 to 130V Maxlite - 107817 - 15A19ND30/G2 | 3000 | 84 | 1600 | 106.6667 | 15000 | 15 | 1 | 6.62 | 6.62 | 7.7788 | 2020Q2 | https://shop.regencylighting.com/lamps/led/a-line/15a19nd30-g2-mxt.html | Regency Lighting | 2020 | Yes
LED Lighting | A-Type | Maxlite | True | Daylighting/Photocell, | General Purpose Replacement | A19 | E26 (Medium) | Damp Location Rated,Use With Timers,Use With Photo and/or Motion Sensors,Recessed Fixtures,Shatter Resistant Home / Light Bulbs / LED / LED A-Line / Maxlite - 14099402 - E15A19DLED27/G6 Enclosed Rated 15W A19 LED Lamp - Universal - 1600 Lumens - Warm White (2700K) - 82 CRI - 25000 Hours - E26 (Medium) - 120 to 130V Maxlite - 14099402 - E15A19DLED27/G6 | 2700 | 82 | 1600 | 106.6667 | 25000 | 15 | 1 | 5.42 | 5.42 | 6.3687 | 2020Q2 | https://shop.regencylighting.com/lamps/led/a-line/e15a19dled27-g6-mxt.html | Regency Lighting | 2020 | Yes
LED Lighting | A-Type | Maxlite | True |  | General Purpose Replacement | A19 | E26 (Medium) | Damp Location Rated,Recessed Fixtures Home / Light Bulbs / LED / LED A-Line / Maxlite - 14099402 - E15A19DLED27/G7 Energy Star Rated; Approved for Enclosed Fixtures; Suitable for Damp Locations 15W A19 LED Lamp - Universal - 1100 Lumens - Warm White (2700K) - 80 CRI - 25000 hrs. - E26 (Medium) - 120 to 130V Maxlite - 14099402 - E15A19DLED27/G7 | 2700 | 82 | 1600 | 106.6667 | 25000 | 15 | 1 | 5.42 | 5.42 | 6.3687 | 2020Q2 | https://shop.regencylighting.com/lamps/led/a-line/e15a19dled27-g7-mxt.html | Regency Lighting | 2020 | Yes
LED Lighting | A-Type | Maxlite | True |  | General Purpose Replacement | A19 | E26 (Medium) | Damp Location Rated,Recessed Fixtures Home / Light Bulbs / LED / LED A-Line / Maxlite - 14099404 - E15A19DLED30/G7 Suitable for Damp Locations; Suitable for Fully Enclosed Fixtures; Energy Star Qualified 15W A19 LED Lamp - Universal - 1600 Lumens - Warm White (3000K) - 80 CRI - 25000 hrs. - E26 (Medium) - 120 to 130V Maxlite - 14099404 - E15A19DLED30/G7 | 3000 | 83 | 1600 | 106.6667 | 25000 | 15 | 1 | 5.42 | 5.42 | 6.3687 | 2020Q2 | https://shop.regencylighting.com/lamps/led/a-line/e15a19dled30-g7-mxt.html | Regency Lighting | 2020 | Yes
LED Lighting | A-Type | Maxlite | True | Daylighting/Photocell, | General Purpose Replacement | A19 | E26 (Medium) | Damp Location Rated,Use With Timers,Use With Photo and/or Motion Sensors,Recessed Fixtures,Shatter Resistant Home / Light Bulbs / LED / LED A-Line / Maxlite - 14099404 - E15A19DLED40/G6 Enclosed Rated 15W A19 LED Lamp - Universal - 1600 Lumens - Cool White (4000K) - 84 CRI - 25000 Hours - E26 (Medium) - 120 to 130V Maxlite - 14099404 - E15A19DLED40/G6 | 4000 | 84 | 1600 | 106.6667 | 25000 | 15 | 1 | 5.42 | 5.42 | 6.3687 | 2020Q2 | https://shop.regencylighting.com/lamps/led/a-line/e15a19dled40-g6-mxt.html | Regency Lighting | 2020 | Yes
LED Lighting | A-Type | Maxlite | True |  | General Purpose Replacement | A19 | E26 (Medium) | Damp Location Rated,Recessed Fixtures Home / Light Bulbs / LED / LED A-Line / Maxlite - 14099404 - E15A19DLED40/G7 Energy Star Certified; Enclosed Rated; Damp Location Rated 15W A19 LED Lamp - 1600 Lumens - Cool White (4000K) - 80 CRI - 25000 hrs. - E26 (Medium) - 120 to 130V Maxlite - 14099404 - E15A19DLED40/G7 | 4000 | 84 | 1600 | 106.6667 | 25000 | 15 | 1 | 5.7 | 5.7 | 6.6977 | 2020Q2 | https://shop.regencylighting.com/lamps/led/a-line/e15a19dled40-g7-mxt.html | Regency Lighting | 2020 | Yes
LED Lighting | A-Type | Maxlite | True | Daylighting/Photocell, | General Purpose Replacement | A19 | GU24 | Damp Location Rated,Use With Timers,Use With Photo and/or Motion Sensors,Shatter Resistant,Recessed Fixtures Home / Light Bulbs / LED / LED A-Line / Maxlite - 14099414 - E15A19GUDLED27/G6 Suitable for Dry and Damp Locations and Fully Enclosed Fixtures 15W A19 LED Lamp - Universal - 1600 Lumens - Warm White (2700K) - 83 CRI - 25000 Hours - GU24 (Bi-Pin / Twist & Lock) - 120 to 130V Maxlite - 14099414 - E15A19GUDLED27/G6 | 2700 | 82 | 1600 | 106.6667 | 25000 | 15 | 1 | 5.79 | 5.79 | 6.8035 | 2020Q2 | https://shop.regencylighting.com/lamps/led/a-line/e15a19gudled27-g6-mxt.html | Regency Lighting | 2020 | Yes
LED Lighting | A-Type | Maxlite | True |  | General Purpose Replacement | A19 | GU24 | Damp Location Rated,Recessed Fixtures Home / Light Bulbs / LED / LED A-Line / Maxlite - 14099415 - E15A19GUDLED30/G7 Rated for Enclosed Fixtures; Suitable for Damp Locations; Energy Star Certified 15W A19 LED Lamp - Universal - 1600 Lumens - Warm White (3000K) - 83 CRI - 25000 Hours - 120 to 130V - Frost Maxlite - 14099415 - E15A19GUDLED30/G7 | 3000 | 83 | 1600 | 106.6667 | 25000 | 15 | 1 | 6.07 | 6.07 | 7.1325 | 2020Q2 | https://shop.regencylighting.com/lamps/led/a-line/e15a19gudled30-g7-mxt.html | Regency Lighting | 2020 | Yes
LED Lighting | A-Type | Maxlite | True | Daylighting/Photocell, | General Purpose Replacement | A19 | GU24 | Damp Location Rated,Use With Timers,Use With Photo and/or Motion Sensors,Recessed Fixtures,Shatter Resistant Home / Light Bulbs / LED / LED A-Line / Maxlite - 14099416 - E15A19GUDLED40/G6 Suitable for Dry and Damp Locations and Fully Enclosed Fixtures 15W A19 LED Lamp - Universal - 1600 Lumens - Cool White (4000K) - 83 CRI - 25000 Hours - GU24 (Bi-Pin / Twist & Lock) - 120 to 130V Maxlite - 14099416 - E15A19GUDLED40/G6 | 4000 | 84 | 1600 | 106.6667 | 25000 | 15 | 1 | 6.07 | 6.07 | 7.1325 | 2020Q2 | https://shop.regencylighting.com/lamps/led/a-line/e15a19gudled40-g6-mxt.html | Regency Lighting | 2020 | Yes
LED Lighting | A-Type | Maxlite | False | Daylighting/Photocell, | General Purpose Replacement | A19 | E26 (Medium) | Damp Location Rated,Use With Timers,Use With Photo and/or Motion Sensors,Recessed Fixtures Home / Light Bulbs / LED / LED A-Line / Maxlite - 14099666 - E15A19ND27/G3 Energy Star Certified; Enclosed Rated; Damp Location Rated 15W A19 LED Lamp - 1600 Lumens - Warm White (2700K) - 83 CRI - 25000 hrs. - E26 (Medium) - 120 to 130V Maxlite - 14099666 - E15A19ND27/G3 | 2700 | 83 | 1600 | 106.6667 | 25000 | 15 | 1 | 5.61 | 5.61 | 6.592 | 2020Q2 | https://shop.regencylighting.com/lamps/led/a-line/e15a19nd27-g3-mxt.html | Regency Lighting | 2020 | Yes
LED Lighting | A-Type | Maxlite | False | Daylighting/Photocell, | General Purpose Replacement | A19 | E26 (Medium) | Damp Location Rated,Use With Timers,Use With Photo and/or Motion Sensors,Recessed Fixtures Home / Light Bulbs / LED / LED A-Line / Maxlite - 14099668 - E15A19ND30/G3 Energy Star Certified; Enclosed Rated; Damp Location Rated 15W A19 LED Lamp - 1600 Lumens - Warm White (3000K) - 80 CRI - 25000 hrs. - E26 (Medium) - 120 to 130V Maxlite - 14099668 - E15A19ND30/G3 | 3000 | 83 | 1600 | 106.6667 | 25000 | 15 | 1 | 5.61 | 5.61 | 6.592 | 2020Q2 | https://shop.regencylighting.com/lamps/led/a-line/e15a19nd30-g3-mxt.html | Regency Lighting | 2020 | Yes
LED Lighting | A-Type | TCP | True |  | General Purpose Replacement | A19 | E26 (Medium) | Damp Location Rated Home / Light Bulbs / LED / LED A-Line / TCP - L15A19D2527K Energy Star; Durable Plastic Housing; Enclosed Fixture Rated; Damp Location Rated 15W A19 LED Lamp - Universal - 1600 Lumens - Warm White (2700K) - 80 CRI - 25000 Hours - E26 (Medium) - 120 to 130V TCP - L15A19D2527K | 2700 | 83 | 1600 | 106.6667 | 25000 | 15 | 1 | 6.85 | 6.85 | 8.049 | 2020Q2 | https://shop.regencylighting.com/lamps/led/a-line/l15a19d2527k-tcp.html | Regency Lighting | 2020 | Yes
LED Lighting | A-Type | TCP | True |  | General Purpose Replacement | A19 | E26 (Medium) | Damp Location Rated Home / Light Bulbs / LED / LED A-Line / TCP - L15A19D2530K Energy Star; Durable Plastic Housing; Enclosed Fixture Rated; Damp Location Rated 15W A19 LED Lamp - Universal - 1600 Lumens - Warm White (3000K) - 80 CRI - 25000 Hours - E26 (Medium) - 120 to 130V TCP - L15A19D2530K | 3000 | 83 | 1600 | 106.6667 | 25000 | 15 | 1 | 6.85 | 6.85 | 8.049 | 2020Q2 | https://shop.regencylighting.com/lamps/led/a-line/l15a19d2530k-tcp.html | Regency Lighting | 2020 | Yes
LED Lighting | A-Type | TCP | True |  | General Purpose Replacement | A19 | E26 (Medium) | Damp Location Rated Home / Light Bulbs / LED / LED A-Line / TCP - L15A19D2541K Energy Star; Durable Plastic Housing; Enclosed Fixture Rated; Damp Location Rated 15W A19 LED Lamp - Universal - 1600 Lumens - Cool White (4100K) - 80 CRI - 25000 Hours - E26 (Medium) - 120 to 130V TCP - L15A19D2541K | 4000 | 83 | 1600 | 106.6667 | 25000 | 15 | 1 | 6.85 | 6.85 | 8.049 | 2020Q2 | https://shop.regencylighting.com/lamps/led/a-line/l15a19d2541k-tcp.html | Regency Lighting | 2020 | Yes
LED Lighting | A-Type | TCP | True | Daylighting/Photocell, | General Purpose Replacement | A19 | E26 (Medium) | Damp Location Rated Home / Light Bulbs / LED / LED A-Line / TCP - L15A19D2550K Energy Star; Durable Plastic Housing; Enclosed Fixture Rated; Damp Location Rated 15W A19 LED Lamp - Universal - 1600 Lumens - Daylight (5000K) - 80 CRI - 25000 Hours - E26 (Medium) - 120 to 130V TCP - L15A19D2550K | 5000 | 83 | 1600 | 106.6667 | 25000 | 15 | 1 | 6.85 | 6.85 | 8.049 | 2020Q2 | https://shop.regencylighting.com/lamps/led/a-line/l15a19d2550k-tcp.html | Regency Lighting | 2020 | Yes
LED Lighting | A-Type | TCP | True |  | General Purpose Replacement | A19 | E26 (Medium) | Damp Location Rated Home / Light Bulbs / LED / LED A-Line / TCP - L15A21D1527K A19 LED Dimmable A-Lamp 15W A21 LED Lamp - Universal - 1600 Lumens - Warm White (2700K) - 80 CRI - 15000 Hours - E26 (Medium) - 120 to 130V TCP - L15A21D1527K | 2700 | 83 | 1600 | 106.6667 | 15000 | 15 | 1 | 6.85 | 6.85 | 8.049 | 2020Q2 | https://shop.regencylighting.com/lamps/led/a-line/l15a21d1527k-tcp.html | Regency Lighting | 2020 | Yes
LED Lighting | A-Type | TCP | False |  | General Purpose Replacement | A19 | E26 (Medium) | Damp Location Rated Home / Light Bulbs / LED / LED A-Line / TCP - L16A19N1527K Energy Star; Durable Plastic Housing; Enclosed Fixture Rated; Damp Location Rated 15.5W A19 LED Lamp - Universal - 1600 Lumens - Warm White (2700K) - 80 CRI - 15000 Hours - E26 (Medium) - 120 to 130V - White TCP - L16A19N1527K | 2700 | 82 | 1600 | 106.6667 | 15000 | 15 | 48 | 274.56 | 5.72 | 6.7212 | 2020Q2 | https://shop.regencylighting.com/lamps/led/a-line/l16a19n1527k-tcp.html | Regency Lighting | 2020 | Yes
LED Lighting | A-Type | TCP | True |  | General Purpose Replacement | A19 | E26 (Medium) | Damp Location Rated Home / Light Bulbs / LED / LED A-Line / TCP - LA19D10027E Enclosed Fixture Rated; Damp Location Rated; Energy Star 15.5W A19 LED Lamp - Universal - 1600 Lumens - Warm White (2700K) - 80 CRI - 25000 Hours - E26 (Medium) - 120 to 130V TCP - LA19D10027E | 2700 | 82 | 1600 | 106.6667 | 25000 | 15 | 1 | 7.69 | 7.69 | 9.036 | 2020Q2 | https://shop.regencylighting.com/lamps/led/a-line/la19d10027e-qls.html | Regency Lighting | 2020 | Yes
LED Lighting | A-Type | Maxlite | True | Daylighting/Photocell, | General Purpose Replacement | A19 | E26 (Medium) | Damp Location Rated,Use With Timers,Use With Photo and/or Motion Sensors,Recessed Fixtures,Shatter Resistant Home / Light Bulbs / LED / Maxlite - 14099402 - E15A19DLED27/G6 Enclosed Rated 15W A19 LED Lamp - Universal - 1600 Lumens - Warm White (2700K) - 82 CRI - 25000 Hours - E26 (Medium) - 120 to 130V Maxlite - 14099402 - E15A19DLED27/G6 | 2700 | 82 | 1600 | 106.6667 | 25000 | 15 | 1 | 5.42 | 5.42 | 6.3687 | 2020Q2 | https://shop.regencylighting.com/lamps/led/e15a19dled27-g6-mxt.html | Regency Lighting | 2020 | Yes
LED Lighting | A-Type | Maxlite | True |  | General Purpose Replacement | A19 | E26 (Medium) | Damp Location Rated,Recessed Fixtures Home / Light Bulbs / LED / Maxlite - 14099402 - E15A19DLED27/G7 Energy Star Rated; Approved for Enclosed Fixtures; Suitable for Damp Locations 15W A19 LED Lamp - Universal - 1100 Lumens - Warm White (2700K) - 80 CRI - 25000 hrs. - E26 (Medium) - 120 to 130V Maxlite - 14099402 - E15A19DLED27/G7 | 2700 | 82 | 1600 | 106.6667 | 25000 | 15 | 1 | 5.42 | 5.42 | 6.3687 | 2020Q2 | https://shop.regencylighting.com/lamps/led/e15a19dled27-g7-mxt.html | Regency Lighting | 2020 | Yes
LED Lighting | A-Type | Maxlite | True |  | General Purpose Replacement | A19 | E26 (Medium) | Damp Location Rated,Recessed Fixtures Home / Light Bulbs / LED / Maxlite - 14099404 - E15A19DLED30/G7 Suitable for Damp Locations; Suitable for Fully Enclosed Fixtures; Energy Star Qualified 15W A19 LED Lamp - Universal - 1600 Lumens - Warm White (3000K) - 80 CRI - 25000 hrs. - E26 (Medium) - 120 to 130V Maxlite - 14099404 - E15A19DLED30/G7 | 3000 | 83 | 1600 | 106.6667 | 25000 | 15 | 1 | 5.42 | 5.42 | 6.3687 | 2020Q2 | https://shop.regencylighting.com/lamps/led/e15a19dled30-g7-mxt.html | Regency Lighting | 2020 | Yes
LED Lighting | A-Type | Maxlite | True | Daylighting/Photocell, | General Purpose Replacement | A19 | E26 (Medium) | Damp Location Rated,Use With Timers,Use With Photo and/or Motion Sensors,Recessed Fixtures,Shatter Resistant Home / Light Bulbs / LED / Maxlite - 14099404 - E15A19DLED40/G6 Enclosed Rated 15W A19 LED Lamp - Universal - 1600 Lumens - Cool White (4000K) - 84 CRI - 25000 Hours - E26 (Medium) - 120 to 130V Maxlite - 14099404 - E15A19DLED40/G6 | 4000 | 84 | 1600 | 106.6667 | 25000 | 15 | 1 | 5.42 | 5.42 | 6.3687 | 2020Q2 | https://shop.regencylighting.com/lamps/led/e15a19dled40-g6-mxt.html | Regency Lighting | 2020 | Yes
LED Lighting | A-Type | Maxlite | True |  | General Purpose Replacement | A19 | E26 (Medium) | Damp Location Rated,Recessed Fixtures Home / Light Bulbs / LED / Maxlite - 14099404 - E15A19DLED40/G7 Energy Star Certified; Enclosed Rated; Damp Location Rated 15W A19 LED Lamp - 1600 Lumens - Cool White (4000K) - 80 CRI - 25000 hrs. - E26 (Medium) - 120 to 130V Maxlite - 14099404 - E15A19DLED40/G7 | 4000 | 84 | 1600 | 106.6667 | 25000 | 15 | 1 | 5.7 | 5.7 | 6.6977 | 2020Q2 | https://shop.regencylighting.com/lamps/led/e15a19dled40-g7-mxt.html | Regency Lighting | 2020 | Yes
LED Lighting | A-Type | Maxlite | True | Daylighting/Photocell, | General Purpose Replacement | A19 | GU24 | Damp Location Rated,Use With Timers,Use With Photo and/or Motion Sensors,Shatter Resistant,Recessed Fixtures Home / Light Bulbs / LED / Maxlite - 14099414 - E15A19GUDLED27/G6 Suitable for Dry and Damp Locations and Fully Enclosed Fixtures 15W A19 LED Lamp - Universal - 1600 Lumens - Warm White (2700K) - 83 CRI - 25000 Hours - GU24 (Bi-Pin / Twist & Lock) - 120 to 130V Maxlite - 14099414 - E15A19GUDLED27/G6 | 2700 | 82 | 1600 | 106.6667 | 25000 | 15 | 1 | 5.79 | 5.79 | 6.8035 | 2020Q2 | https://shop.regencylighting.com/lamps/led/e15a19gudled27-g6-mxt.html | Regency Lighting | 2020 | Yes
LED Lighting | A-Type | Maxlite | True |  | General Purpose Replacement | A19 | GU24 | Damp Location Rated,Recessed Fixtures Home / Light Bulbs / LED / Maxlite - 14099415 - E15A19GUDLED30/G7 Rated for Enclosed Fixtures; Suitable for Damp Locations; Energy Star Certified 15W A19 LED Lamp - Universal - 1600 Lumens - Warm White (3000K) - 83 CRI - 25000 Hours - 120 to 130V - Frost Maxlite - 14099415 - E15A19GUDLED30/G7 | 3000 | 83 | 1600 | 106.6667 | 25000 | 15 | 1 | 6.07 | 6.07 | 7.1325 | 2020Q2 | https://shop.regencylighting.com/lamps/led/e15a19gudled30-g7-mxt.html | Regency Lighting | 2020 | Yes
LED Lighting | Reflector | Keystone | True |  | Reflector (Flood/Spot) | PAR38 | E26 (Medium) | Damp Location Rated,Wet Location Rated,Recessed Fixtures Damp Location Rated,Wet Location Rated,Recessed Fixtures LED Reflector Light Bulbs Keystone dimmable 12.5 watt 4000K flood PAR38 LED bulb generates as much light as many 120 watt halogen bulbs. Suitable for use in enclosed fixtures and in outdoor applications No lead or mercury means easy and environmentally safe disposal Precision crafted full face optics for precise beam angle control Durable plastic housing lowers the risk for breakage Very long life - Rated to still put out 70% as much light after 25,000 hours of operation as it does when brand new Compatible with Lutron MACL-153M, CTCL-153P, DVCL-153P and DVCL-253P dimmers Do not “hot swap” this bulb. Turn off fixture before replacing existing bulb. Suitable for use in enclosed fixtures and in outdoor applications No lead or mercury means easy and environmentally safe disposal Precision crafted full face optics for precise beam angle control Durable plastic housing lowers the risk for breakage Very long life - Rated to still put out 70% as much light after 25,000 hours of operation as it does when brand new Compatible with Lutron MACL-153M, CTCL-153P, DVCL-153P and DVCL-253P dimmers Keystone Dimmable 12.5W 4000K 40° PAR38 LED Bulb, Outdoor and Enclosed Rated | 4000 | 82 | 1260 | 100.8 | 25000 | 12.5 | 24 | 7.29 | 0.30375 | 0.35692 | 2020Q3 | https://www.bulbs.com/product/KT-LED13PAR38-F-840 | Bulbs.com | 2020 | No
LED Lighting | Reflector | Keystone | True |  | Reflector (Flood/Spot) | PAR38 | E26 (Medium) | Damp Location Rated,Wet Location Rated,Recessed Fixtures Damp Location Rated,Wet Location Rated,Recessed Fixtures LED Reflector Light Bulbs Keystone dimmable 13.2 watt 4000K narrow flood PAR38 LED bulb generates as much light as many 120 watt halogen bulbs. Suitable for use in enclosed fixtures and in outdoor applications No lead or mercury means easy and environmentally safe disposal Precision crafted full face optics for precise beam angle control Durable plastic housing lowers the risk for breakage Very long life - Rated to still put out 70% as much light after 25,000 hours of operation as it does when brand new Compatible with Lutron MACL-153M, CTCL-153P, DVCL-153P and DVCL-253P dimmers Do not “hot swap” this bulb. Turn off fixture before replacing existing bulb. Suitable for use in enclosed fixtures and in outdoor applications No lead or mercury means easy and environmentally safe disposal Precision crafted full face optics for precise beam angle control Durable plastic housing lowers the risk for breakage Very long life - Rated to still put out 70% as much light after 25,000 hours of operation as it does when brand new Compatible with Lutron MACL-153M, CTCL-153P, DVCL-153P and DVCL-253P dimmers Keystone Dimmable 13.2W 4000K 25° PAR38 LED Bulb, Outdoor and Enclosed Rated | 4000 | 82 | 1350 | 102.2727 | 25000 | 13.2 | 24 | 7.29 | 0.30375 | 0.35692 | 2020Q3 | https://www.bulbs.com/product/KT-LED13PAR38-NF-840 | Bulbs.com | 2020 | No
LED Lighting | A-Type | Maxlite | True | Daylighting/Photocell, | General Purpose Replacement | A19 | GU24 | Damp Location Rated,Use With Timers,Use With Photo and/or Motion Sensors,Recessed Fixtures,Shatter Resistant Home / Light Bulbs / LED / Maxlite - 14099416 - E15A19GUDLED40/G6 Suitable for Dry and Damp Locations and Fully Enclosed Fixtures 15W A19 LED Lamp - Universal - 1600 Lumens - Cool White (4000K) - 83 CRI - 25000 Hours - GU24 (Bi-Pin / Twist & Lock) - 120 to 130V Maxlite - 14099416 - E15A19GUDLED40/G6 | 4000 | 84 | 1600 | 106.6667 | 25000 | 15 | 1 | 6.07 | 6.07 | 7.1325 | 2020Q2 | https://shop.regencylighting.com/lamps/led/e15a19gudled40-g6-mxt.html | Regency Lighting | 2020 | Yes
LED Lighting | A-Type | Maxlite | False | Daylighting/Photocell, | General Purpose Replacement | A19 | E26 (Medium) | Damp Location Rated,Use With Timers,Use With Photo and/or Motion Sensors,Recessed Fixtures Home / Light Bulbs / LED / Maxlite - 14099666 - E15A19ND27/G3 Energy Star Certified; Enclosed Rated; Damp Location Rated 15W A19 LED Lamp - 1600 Lumens - Warm White (2700K) - 83 CRI - 25000 hrs. - E26 (Medium) - 120 to 130V Maxlite - 14099666 - E15A19ND27/G3 | 2700 | 83 | 1600 | 106.6667 | 25000 | 15 | 1 | 5.61 | 5.61 | 6.592 | 2020Q2 | https://shop.regencylighting.com/lamps/led/e15a19nd27-g3-mxt.html | Regency Lighting | 2020 | Yes
LED Lighting | A-Type | Maxlite | False | Daylighting/Photocell, | General Purpose Replacement | A19 | E26 (Medium) | Damp Location Rated,Use With Timers,Use With Photo and/or Motion Sensors,Recessed Fixtures Home / Light Bulbs / LED / Maxlite - 14099668 - E15A19ND30/G3 Energy Star Certified; Enclosed Rated; Damp Location Rated 15W A19 LED Lamp - 1600 Lumens - Warm White (3000K) - 80 CRI - 25000 hrs. - E26 (Medium) - 120 to 130V Maxlite - 14099668 - E15A19ND30/G3 | 3000 | 83 | 1600 | 106.6667 | 25000 | 15 | 1 | 5.61 | 5.61 | 6.592 | 2020Q2 | https://shop.regencylighting.com/lamps/led/e15a19nd30-g3-mxt.html | Regency Lighting | 2020 | Yes
LED Lighting | A-Type | TCP | True |  | General Purpose Replacement | A19 | E26 (Medium) | Damp Location Rated Home / Light Bulbs / LED / TCP - L15A19D2527K Energy Star; Durable Plastic Housing; Enclosed Fixture Rated; Damp Location Rated 15W A19 LED Lamp - Universal - 1600 Lumens - Warm White (2700K) - 80 CRI - 25000 Hours - E26 (Medium) - 120 to 130V TCP - L15A19D2527K | 2700 | 83 | 1600 | 106.6667 | 25000 | 15 | 1 | 6.85 | 6.85 | 8.049 | 2020Q2 | https://shop.regencylighting.com/lamps/led/l15a19d2527k-tcp.html | Regency Lighting | 2020 | Yes
LED Lighting | Reflector | TCP | False |  | Reflector (Flood/Spot) | PAR38 | E26 (Medium) | Wet Location Rated,Recessed Fixtures Wet Location Rated,Recessed Fixtures LED Reflector Light Bulbs TCP non-dimmable 12.5 watt 2700K 40° 120-277 volt PAR38 LED bulb generates as much light as many 90 watt halogen bulbs. Suitable for use in outdoor applications and in enclosed fixtures No lead or mercury means easy and environmentally safe disposal Saves 77.5 watts compared to a 90 watt halogen Very long life - Rated to still put out 70% as much light after 25,000 hours of operation as it did when brand new Do not "hot swap" this bulb. Turn off the fixture before replacing the existing bulb. Suitable for use in outdoor applications and in enclosed fixtures No lead or mercury means easy and environmentally safe disposal Saves 77.5 watts compared to a 90 watt halogen Very long life - Rated to still put out 70% as much light after 25,000 hours of operation as it did when brand new TCP Non-Dimmable 12.5W 120-277V 2700K 40º PAR38 LED Bulb, Wet and Enclosed Fixture Rated | 2700 | 84 | 1100 | 88 | 25000 | 12.5 | 12 | 12.59 | 1.0492 | 1.2328 | 2020Q3 | https://www.bulbs.com/product/L100P38N25UNV27KFL | Bulbs.com | 2020 | No
LED Lighting | Reflector | TCP | False |  | Reflector (Flood/Spot) | PAR38 | E26 (Medium) | Wet Location Rated,Recessed Fixtures Wet Location Rated,Recessed Fixtures LED Reflector Light Bulbs TCP non-dimmable 12.5 watt 2700K 25° 120-277 volt PAR38 LED bulb generates as much light as many 90 watt halogen bulbs. Suitable for use in outdoor applications and in enclosed fixtures No lead or mercury means easy and environmentally safe disposal Saves 77.5 watts compared to a 90 watt halogen Very long life - Rated to still put out 70% as much light after 25,000 hours of operation as it did when brand new Do not "hot swap" this bulb. Turn off the fixture before replacing the existing bulb. Suitable for use in outdoor applications and in enclosed fixtures No lead or mercury means easy and environmentally safe disposal Saves 77.5 watts compared to a 90 watt halogen Very long life - Rated to still put out 70% as much light after 25,000 hours of operation as it did when brand new TCP Non-Dimmable 12.5W 120-277V 2700K 25º PAR38 LED Bulb, Wet and Enclosed Fixture Rated | 2700 | 84 | 1100 | 88 | 25000 | 12.5 | 12 | 12.59 | 1.0492 | 1.2328 | 2020Q3 | https://www.bulbs.com/product/L100P38N25UNV27KNFL | Bulbs.com | 2020 | No
LED Lighting | Reflector | TCP | False |  | Reflector (Flood/Spot) | PAR38 | E26 (Medium) | Wet Location Rated,Recessed Fixtures Wet Location Rated,Recessed Fixtures LED Reflector Light Bulbs TCP non-dimmable 12 watt 3000K 40° 120-277 volt PAR38 LED bulb generates as much light as many 90 watt halogen bulbs. Suitable for use in outdoor applications and in enclosed fixtures No lead or mercury means easy and environmentally safe disposal Saves 77.5 watts in electricity compared to a 90 watt halogen Very long life - Rated to still put out 70% as much light after 25,000 hours of operation as it did when brand new Do not “hot swap” this bulb. Turn off fixture before replacing existing bulb. Suitable for use in outdoor applications and in enclosed fixtures No lead or mercury means easy and environmentally safe disposal Saves 77.5 watts in electricity compared to a 90 watt halogen Very long life - Rated to still put out 70% as much light after 25,000 hours of operation as it did when brand new TCP Non-Dimmable 12.5W 120-277V 3000K 40° PAR38 LED Bulb, Wet and Enclosed Fixture Rated | 3000 | 84 | 1100 | 88 | 25000 | 12.5 | 12 | 12.59 | 1.0492 | 1.2328 | 2020Q3 | https://www.bulbs.com/product/L100P38N25UNV30KFL | Bulbs.com | 2020 | No
LED Lighting | Reflector | TCP | False |  | Reflector (Flood/Spot) | PAR38 | E26 (Medium) | Wet Location Rated,Recessed Fixtures Wet Location Rated,Recessed Fixtures LED Reflector Light Bulbs TCP non-dimmable 12.5 watt 3000K 25° 120-277 volt PAR38 LED bulb generates as much light as many 90 watt halogen bulbs. Suitable for use in outdoor applications and in enclosed fixtures No lead or mercury means easy and environmentally safe disposal Saves 77.5 watts in electricity compared to a 90 watt halogen Very long life - Rated to still put out 70% as much light after 25,000 hours of operation as it did when brand new Do not “hot swap” this bulb. Turn off fixture before replacing existing bulb. Suitable for use in outdoor applications and in enclosed fixtures No lead or mercury means easy and environmentally safe disposal Saves 77.5 watts in electricity compared to a 90 watt halogen Very long life - Rated to still put out 70% as much light after 25,000 hours of operation as it did when brand new TCP Non-Dimmable 12.5W 120-277V 3000K 25° PAR38 LED Bulb, Wet and Enclosed Fixture Rated | 3000 | 84 | 1100 | 88 | 25000 | 12.5 | 12 | 12.59 | 1.0492 | 1.2328 | 2020Q3 | https://www.bulbs.com/product/L100P38N25UNV30KNFL | Bulbs.com | 2020 | No
LED Lighting | Reflector | TCP | False |  | Reflector (Flood/Spot) | PAR38 | E26 (Medium) | Wet Location Rated,Recessed Fixtures Wet Location Rated,Recessed Fixtures LED Reflector Light Bulbs TCP non-dimmable 12.5 watt 4000K 40° 120-277 volt PAR38 LED bulb generates as much light as many 90 watt halogen bulbs. Suitable for use in outdoor applications and in enclosed fixtures No lead or mercury means easy and environmentally safe disposal Saves 77.5 watts in electricity compared to a 90 watt halogen Very long life - Rated to still put out 70% as much light after 25,000 hours of operation as it did when brand new Do not “hot swap” this bulb. Turn off fixture before replacing existing bulb. Suitable for use in outdoor applications and in enclosed fixtures No lead or mercury means easy and environmentally safe disposal Saves 77.5 watts in electricity compared to a 90 watt halogen Very long life - Rated to still put out 70% as much light after 25,000 hours of operation as it did when brand new TCP Non-Dimmable 12.5W 120-277V 4000K 40° PAR38 LED Bulb, Wet and Enclosed Fixture Rated | 4000 | 84 | 1150 | 92 | 25000 | 12.5 | 12 | 12.59 | 1.0492 | 1.2328 | 2020Q3 | https://www.bulbs.com/product/L100P38N25UNV40KFL | Bulbs.com | 2020 | No
LED Lighting | Reflector | TCP | False |  | Reflector (Flood/Spot) | PAR38 | E26 (Medium) | Wet Location Rated,Recessed Fixtures Wet Location Rated,Recessed Fixtures LED Reflector Light Bulbs TCP non-dimmable 12.5 watt 4000K 25° 120-277 volt PAR38 LED bulb generates as much light as many 90 watt halogen bulbs. Suitable for use in outdoor applications and in enclosed fixtures No lead or mercury means easy and environmentally safe disposal Saves 77.5 watts in electricity compared to a 900 watt halogen Very long life - Rated to still put out 70% as much light after 25,000 hours of operation as it did when brand new Do not “hot swap” this bulb. Turn off fixture before replacing existing bulb. Suitable for use in outdoor applications and in enclosed fixtures No lead or mercury means easy and environmentally safe disposal Saves 77.5 watts in electricity compared to a 900 watt halogen Very long life - Rated to still put out 70% as much light after 25,000 hours of operation as it did when brand new TCP Non-Dimmable 12.5W 120-277V 4000K 25° PAR38 LED Bulb, Wet and Enclosed Fixture Rated | 4000 | 84 | 1150 | 92 | 25000 | 12.5 | 12 | 12.59 | 1.0492 | 1.2328 | 2020Q3 | https://www.bulbs.com/product/L100P38N25UNV40KNFL | Bulbs.com | 2020 | No
LED Lighting | Reflector | TCP | False |  | Reflector (Flood/Spot) | PAR38 | E26 (Medium) | Wet Location Rated,Recessed Fixtures Wet Location Rated,Recessed Fixtures LED Reflector Light Bulbs TCP non-dimmable 12.5 watt 5000K 40° 120-277 volt PAR38 LED bulb generates as much light as many 90 watt halogen bulbs. Suitable for use in outdoor applications and in enclosed fixtures No lead or mercury means easy and environmentally safe disposal Saves 77.5 watts in electricity compared to a 90 watt halogen Very long life - Rated to still put out 70% as much light after 25,000 hours of operation as it did when brand new Do not “hot swap” this bulb. Turn off fixture before replacing existing bulb. Suitable for use in outdoor applications and in enclosed fixtures No lead or mercury means easy and environmentally safe disposal Saves 77.5 watts in electricity compared to a 90 watt halogen Very long life - Rated to still put out 70% as much light after 25,000 hours of operation as it did when brand new TCP Non-Dimmable 12.5W 120-277V 5000K 40° PAR38 LED Bulb, Wet and Enclosed Fixture Rated | 5000 | 84 | 1200 | 96 | 25000 | 12.5 | 12 | 12.59 | 1.0492 | 1.2328 | 2020Q3 | https://www.bulbs.com/product/L100P38N25UNV50KFL | Bulbs.com | 2020 | No
LED Lighting | Reflector | TCP | False |  | Reflector (Flood/Spot) | PAR38 | E26 (Medium) | Wet Location Rated,Recessed Fixtures Wet Location Rated,Recessed Fixtures LED Reflector Light Bulbs TCP non-dimmable 12.5 watt 5000K 25° 120-277 volt PAR38 LED bulb generates as much light as many 90 watt halogen bulbs. Suitable for use in outdoor applications and in enclosed fixtures No lead or mercury means easy and environmentally safe disposal Saves 77.5 watts in electricity compared to a 90 watt halogen Very long life - Rated to still put out 70% as much light after 25,000 hours of operation as it did when brand new Do not “hot swap” this bulb. Turn off fixture before replacing existing bulb. Suitable for use in outdoor applications and in enclosed fixtures No lead or mercury means easy and environmentally safe disposal Saves 77.5 watts in electricity compared to a 90 watt halogen Very long life - Rated to still put out 70% as much light after 25,000 hours of operation as it did when brand new TCP Non-Dimmable 12.5W 120-277V 5000K 25° PAR38 LED Bulb, Wet and Enclosed Fixture Rated | 5000 | 84 | 1200 | 96 | 25000 | 12.5 | 12 | 12.59 | 1.0492 | 1.2328 | 2020Q3 | https://www.bulbs.com/product/L100P38N25UNV50KNFL | Bulbs.com | 2020 | No
LED Lighting | A-Type | TCP | True |  | General Purpose Replacement | A19 | E26 (Medium) | Damp Location Rated Home / Light Bulbs / LED / TCP - L15A19D2530K Energy Star; Durable Plastic Housing; Enclosed Fixture Rated; Damp Location Rated 15W A19 LED Lamp - Universal - 1600 Lumens - Warm White (3000K) - 80 CRI - 25000 Hours - E26 (Medium) - 120 to 130V TCP - L15A19D2530K | 3000 | 83 | 1600 | 106.6667 | 25000 | 15 | 1 | 6.85 | 6.85 | 8.049 | 2020Q2 | https://shop.regencylighting.com/lamps/led/l15a19d2530k-tcp.html | Regency Lighting | 2020 | Yes
LED Lighting | A-Type | TCP | True |  | General Purpose Replacement | A19 | E26 (Medium) | Damp Location Rated Home / Light Bulbs / LED / TCP - L15A19D2541K Energy Star; Durable Plastic Housing; Enclosed Fixture Rated; Damp Location Rated 15W A19 LED Lamp - Universal - 1600 Lumens - Cool White (4100K) - 80 CRI - 25000 Hours - E26 (Medium) - 120 to 130V TCP - L15A19D2541K | 4000 | 83 | 1600 | 106.6667 | 25000 | 15 | 1 | 6.85 | 6.85 | 8.049 | 2020Q2 | https://shop.regencylighting.com/lamps/led/l15a19d2541k-tcp.html | Regency Lighting | 2020 | Yes
LED Lighting | A-Type | TCP | True | Daylighting/Photocell, | General Purpose Replacement | A19 | E26 (Medium) | Damp Location Rated Home / Light Bulbs / LED / TCP - L15A19D2550K Energy Star; Durable Plastic Housing; Enclosed Fixture Rated; Damp Location Rated 15W A19 LED Lamp - Universal - 1600 Lumens - Daylight (5000K) - 80 CRI - 25000 Hours - E26 (Medium) - 120 to 130V TCP - L15A19D2550K | 5000 | 83 | 1600 | 106.6667 | 25000 | 15 | 1 | 6.85 | 6.85 | 8.049 | 2020Q2 | https://shop.regencylighting.com/lamps/led/l15a19d2550k-tcp.html | Regency Lighting | 2020 | Yes
LED Lighting | A-Type | TCP | True |  | General Purpose Replacement | A19 | E26 (Medium) | Damp Location Rated Home / Light Bulbs / LED / TCP - L15A21D1527K A19 LED Dimmable A-Lamp 15W A21 LED Lamp - Universal - 1600 Lumens - Warm White (2700K) - 80 CRI - 15000 Hours - E26 (Medium) - 120 to 130V TCP - L15A21D1527K | 2700 | 83 | 1600 | 106.6667 | 15000 | 15 | 1 | 6.85 | 6.85 | 8.049 | 2020Q2 | https://shop.regencylighting.com/lamps/led/l15a21d1527k-tcp.html | Regency Lighting | 2020 | Yes
LED Lighting | A-Type | TCP | False |  | General Purpose Replacement | A19 | E26 (Medium) | Damp Location Rated Home / Light Bulbs / LED / TCP - L16A19N1527K Energy Star; Durable Plastic Housing; Enclosed Fixture Rated; Damp Location Rated 15.5W A19 LED Lamp - Universal - 1600 Lumens - Warm White (2700K) - 80 CRI - 15000 Hours - E26 (Medium) - 120 to 130V - White TCP - L16A19N1527K | 2700 | 82 | 1600 | 106.6667 | 15000 | 15 | 48 | 274.56 | 5.72 | 6.7212 | 2020Q2 | https://shop.regencylighting.com/lamps/led/l16a19n1527k-tcp.html | Regency Lighting | 2020 | Yes
LED Lighting | A-Type | TCP | True |  | General Purpose Replacement | A19 | E26 (Medium) | Damp Location Rated Home / Light Bulbs / LED / TCP - LA19D10027E Enclosed Fixture Rated; Damp Location Rated; Energy Star 15.5W A19 LED Lamp - Universal - 1600 Lumens - Warm White (2700K) - 80 CRI - 25000 Hours - E26 (Medium) - 120 to 130V TCP - LA19D10027E | 2700 | 82 | 1600 | 106.6667 | 25000 | 15 | 1 | 7.69 | 7.69 | 9.036 | 2020Q2 | https://shop.regencylighting.com/lamps/led/la19d10027e-qls.html | Regency Lighting | 2020 | Yes
LED Lighting | A-Type | GE | True | Daylighting/Photocell, | General Purpose Replacement | A19 | E26 (Medium) | Damp Location Rated,Recessed Fixtures Color Temp.4000K5000KWattage60 Watt80 Watt Product Description Replace your inefficient 250 watt HID lamps with the more energy conscious LED80/2M250/750 from GE. This 80W LED lamp is a direct replacement for HID lamps, with all of the perks, and none of the drawbacks. Enjoy reduced maintenance and longer bulb life with this GE 43258 LED lamp. The 5000Kcolor temperature emits a daylight white light, ideal for indoor and outdoor use. Features: Mogul Screw EX39 Instant on 360° beam angle Applications: Warehouse Manufacturing facilities Health clubs Hospitality Home lighting Alternate Product Versions $170.40 EACASE of 3EA add GE - LED60/2M175/740 - 43263 - LED Lamp - HID Replacement - 4000 Kelvin - 8800 Lumens ED28 - Mogul Screw EX39 - 60 Watt - 175 Watt HID Equal - 120/277V $154.90 EACASE of 3EA add GE - LED60/2M175/750 - 88107 - LED Lamp - HID Replacement - 5000 Kelvin - 8800 Lumens ED28 - Mogul Screw EX39 - 60 Watt - 175 Watt HID Equal - 120/277V $159.90 EACASE of 3EA add GE - LED80/2M250/740 - 43258 - LED Lamp - HID Replacement - 5000 Kelvin - 11800 Lumens ED28 - Mogul Screw EX39 - 80 Watt - 250 Watt HID Equal - 120/277V ED28 - Mogul Screw EX39 - 80 Watt - 250 Watt HID Equal - 120/277V GE - LED80/2M250/750 - 88099 - LED Lamp - HID Replacement - 5000 Kelvin - 11800 Lumens | 4000 | 85 | 1600 | 106.6667 | 25000 | 15 | 1 | 159.9 | 159.9 | 187.8887 | 2020Q2 | https://www.energyavenue.com/GE/88099 | Energy Avenue | 2020 | Yes
LED Lighting | A-Type | Green Creative | True |  | General Purpose Replacement | A21 | E26 (Medium) | Damp Location Rated,Recessed Fixtures Product Description When you need a lot of light without adding to your energy bill, consider this 15W LED A21 bulb from the energy experts at Green Creative. This item is ideal for all of your general lighting requirements indoors or out. You'll enjoy 2700K of warm white light for up to 25,000 hours, and it's compatible with most LED or incandescent dimmers. Product Features: Directly replaces 100W incandescent bulbs Color accuracy of 92 CRI Compatible with most E26 base fixtures Classic A21 form factor, offers 1:1 replacement ratio 210-degree beam angle Suitable for use in damp locations Can be installed in fully enclosed fixtures Compatible with LED and incandescent forward and reverse phase dimmers Tile 20 and Title 24 JA8 compliant Energy Star certified Lifespan of up to 25,000 hours Limited three-year warranty Applications: General indoor or outdoor lighting Wall sconces Ceiling fixtures Pendant lights Wall and floor lamps 15A21DIM/927/N - 1600 Lumens - 92 CRI - 100W Incandescent Equivalent - 240° - 120V Green Creative 98147 - 15W LED A21 - 2700K | 2700 | 94 | 1600 | 106.6667 | 25000 | 15 | 1 | 5.69 | 5.69 | 6.686 | 2020Q2 | https://www.energyavenue.com/Green-Creative/98147 | Energy Avenue | 2020 | Yes
LED Lighting | A-Type | MaxLite | True |  | General Purpose Replacement | A19 | GU24 | Damp Location Rated,Recessed Fixtures Wattage11 Watt15 Watt6 Watt9 WattColor Temp.2700K3000K4000KBase TypeGU24 Product Description BACKORDER UNTIL 2ND WEEK OF MAY 2020 The Maxlite E15A19GUDLED40/G7 incandescent A-line bulb is so similar to A19 incandescent bulbs that it can replace 100W incandescents. The LED A19 bulb radiates 4000K cool white illumination using less energy. It's bright enough for enclosed fixtures yet the bulb dims down to 10% if the color is too bright. Maxlite 14099416 Features: Omni-directional beam angle 25,000 life hours 1-year warranty Maxlite 14099416 Applications: Residential use Commercial use Dry and damp locations Alternate Product Versions $3.90 add Maxlite 14099402 - 15W LED A19 Bulb - 2700K - E26 Base E15A19DLED27/G6 - 1,600 Lumens - 82 CRI - 100W Incandescent Equivalent - 300° - 120V $2.13 add Maxlite 14099393 - 6W LED A19 Bulb - 2700K - E26 Base E6A19DLED40/G6 - 480 Lumens - 83 CRI - 40W Incandescent Equivalent - 300° - 120V $3.65 add Maxlite 14099399 - 11W LED A19 Bulb - 2700K - E26 Base E11A19DLED27/G6 - 1,100 Lumens - 82 CRI - 75W Incandescent Equivalent - 300° - 120V $2.40 add Maxlite 14099407 - 6W LED A19 Bulb - 4000K E6A19GUDLED40/G6 - 480 Lumens - 83 CRI - 40W Incandescent Equivalent - 300° - 120V $4.00 add Maxlite 14099400 - 11W LED A19 Bulb - 3000K E11A19DLED30/G6 - 1,100 Lumens - 80 CRI - 75W Incandescent Equivalent - 300° - 120V $4.35 add Maxlite 14099415 - 15W LED A19 Bulb - 3000K E15A19GUDLED30/G7 - 1,600 Lumens - 80 CRI - 100W Incandescent Equivalent - 120V $2.45 add Maxlite 14099405 - 6W LED A19 Bulb - 2700K E6A19GUDLED27/G7 - 480 Lumens - 80 CRI - 40W Incandescent Equivalent - 120V $3.78 add Maxlite 14099411 - 11W LED A19 - 2700K E11A19GUDLED27/G6 - 75W Incandescent Equivalent - GU24 - 1100 Lumens - 120V $4.35 add Maxlite 14099414 - 15W LED A19 - 2700K - GU24 E15A19GUDLED27/G6 - 100W Incandescent Equivalent - 1600 Lumens - 82 CRI - 300 Degree Beam Angle - 120V $2.25 add Maxlite 14099392 - 6W LED A19 - 3000K - E26 E6A19DLED30/G6 - 40W Incandescent Equivalent - 480 Lumens - 80 CRI - 120V $2.50 add Maxlite 14099406 - 6W LED A19 - 3000K E6A19GUDLED30/G6 - 40W Incandescent Equivalent - GU24 - 480 Lumens - 120V $2.45 add Maxlite 14099394 - 9W LED A19 - 2700K - E26 E9A19DLED27/G6 - 60W Incandescent Equivalent - 800 Lumens - 81 CRI - 300 Degree Beam Angle - 120V $4.13 add Maxlite 14099397 - 9W LED A19 - 3000K - A19 E9A19DLED30/G6 - 60W Incandescent Equivalent - 800 Lumens - 82 CRI - 300° Beam Angle - 120V $2.50 add Maxlite 14099408 - 9W LED A19 - 2700K E9A19GUDLED27/G6 - 60W Incandescent Equivalent - GU24 - 800 Lumens - 120V $2.71 add Maxlite 14099409 - 9W LED A19 - 3000K E9A19GUDLED30/G6 - 60W Incandescent Equivalent - GU24 - 800 Lumens - 120V E15A19GUDLED40/G7 - 1,600 Lumens - 80 CRI - 100W Incandescent Equivalent - 120V - BACKORDER UNTIL 2ND WEEK OF MAY 2020 Maxlite 14099416 - 15W LED A19 Bulb - 4000K | 4000 | 84 | 1600 | 106.6667 | 25000 | 15 | 1 | 4.45 | 4.45 | 5.2289 | 2020Q2 | https://www.energyavenue.com/MaxLite/14099416 | Energy Avenue | 2020 | Yes
LED Lighting | A-Type | Manufacturer: TCP | True |  | General Purpose Replacement | A19 | E26 (Medium) | Damp Location Rated Home > Energy Star Qualified Products > 15 Watt 1600 Lumen Dimmable LED A19 Light Bulb 2700K Product Specifications - Quick Reference Input Voltage: Lumens: 120 Volt AC 1600 Lumens Dimensions: Dimmable: 2.6" W x 4.7" MOL Yes LED Color: 2700K Warm White Life Time: 25,000 Hours Power Consumption: Luminous Efficacy: 15 Watts 107 lm/W CRI: Certifications: 80 CRI UL listed, RoHS, Energy Star Built off a 20-year history of producing energy efficient lighting, Technical Consumer Products, Inc. (TCP) is excited to announce its most advanced and comprehensive lineup of LED lamps: the LED Elite Series. With TCPs dedication to manufacturing high quality, state-of-the-art lighting, combined with excellent high color rendering index (CRI), smooth dimming capabilities and new shatterproof smooth housing (which gives the appearance of traditional halogen bulbs), the LED Elite Series bulbs are a perfect choice to transform nearly every lighted environment into something extraordinary. This is the TCP, LED Elite Dimmable A19 lamp with 230 Degree Beam Angle, and it comes with a color temperature of 2700 Kelvin (K). UL approved, RoHS compliant, and Energy Star Qualified, the TCP L15A19D2527K (a replacement of TCP LED18A21DOD27K and TCP LED16A21D27K) offers a very durable, solid state lighting technology that significantly reduces lighting service and maintenance costs. These Dimmable LED A19 light bulbs consume up to 80% LESS energy than a standard 100-watt incandescent bulb. These A19 LED bulbs do not contain Mercury or any other harmful substance, generate no IR or UV rays and carry a 5 Year Limited Warranty. TCPs LED A19 lamps have the highest light output, best dimmability (100% down to 5%) and are the most efficient LED A19 lamps available today. Consuming just 15 watts of 120 volt energy, this A19 bulb generates 1600 lumens- that's 107 Lumens per watt. This 100 watt equivalent A19 LED bulb is rated for enclosed fixtures, 25,000 hours with a minimum starting temperature of -30 degrees Celsius and measures 4.7" MOL and 2.6" in diameter. Click here to see the TCP LED Elite A19 Series Specification Sheet. Typical Applications Typical applications for the TCP L15A19D2527K, Elite Dimmable A19 LED light bulbs include dimmable general lighting, table lamps, sconces, floor lamps and ceiling fixtures. TCP 15 Watt 1600 Lumen Dimmable LED A19 Light Bulb 2700K | 2700 | 83 | 1600 | 106.6667 | 25000 | 15 | 1 | 5.88 | 5.88 | 6.9092 | 2020Q2 | https://www.greenelectricalsupply.com/15-watt-dimmable-a19-led-light-bulbs-2700k.aspx | Green Electrical Supply | 2020 | Yes
LED Lighting | A-Type | Manufacturer: TCP | True |  | General Purpose Replacement | A19 | E26 (Medium) | Damp Location Rated Home > Energy Star Qualified Products > 15 Watt 1600 Lumen Dimmable LED A19 Light Bulb 3000K Product Specifications - Quick Reference Input Voltage: Lumens: 120 Volt AC 1600 Lumens Dimensions: Dimmable: 2.6" W x 4.7" MOL Yes LED Color: 3000K Warm White Life Time: 25,000 Hours Power Consumption: Luminous Efficacy: 15 Watts 110 lm/W CRI: Certifications: 80 CRI UL listed, RoHS, Energy Star Built off a 20-year history of producing energy efficient lighting, Technical Consumer Products, Inc. (TCP) is excited to announce its most advanced and comprehensive lineup of LED lamps: the LED Elite Series. With TCPs dedication to manufacturing high quality, state-of-the-art lighting, combined with excellent high color rendering index (CRI), smooth dimming capabilities and new shatterproof smooth housing (which gives the appearance of traditional halogen bulbs), the LED Elite Series bulbs are a perfect choice to transform nearly every lighted environment into something extraordinary. This is the TCP, LED Elite Dimmable A19 lamp with 230 Degree Beam Angle, and it comes with a color temperature of 3000 Kelvin (K). UL approved, RoHS compliant, and Energy Star Qualified, the TCP L15A19D2530K (a replacement of TCP LED18A21DOD30K and TCP LED16A21D30K) offers a very durable, solid state lighting technology that significantly reduces lighting service and maintenance costs. These Dimmable LED A19 bulbs consume up to 80% LESS energy than a standard 100-watt incandescent. These A19 LED bulbs do not contain Mercury or any other harmful substance, generate no IR or UV rays and carry a 5 Year Limited Warranty. TCPs LED A19 lamps have the highest light output, best dimmability (100% down to 5%) and are the most efficient LED A19 lamps available today. Consuming just 15 watts of 120 volt energy, this A19 light bulb generates 1600 lumens- that's 110 Lumens per watt. This 100 watt equivalent A19 LED bulb is rated for enclosed fixtures, 25,000 hours with a minimum starting temperature of -30 degrees Celsius and measures 4.7" MOL and 2.6" in diameter. Click here to see the TCP LED Elite A19 Series Specification Sheet. Typical Applications Typical applications for the TCP L15A19D2530K, Elite Dimmable A19 LED light bulbs include dimmable general lighting, table lamps, sconces, floor lamps and ceiling fixtures. TCP 15 Watt 1600 Lumen Dimmable LED A19 Light Bulb 3000K | 3000 | 83 | 1600 | 106.6667 | 25000 | 15 | 1 | 5.88 | 5.88 | 6.9092 | 2020Q2 | https://www.greenelectricalsupply.com/15-watt-dimmable-a19-led-light-bulbs-3000k.aspx | Green Electrical Supply | 2020 | Yes
LED Lighting | A-Type | Manufacturer: Satco | True |  | General Purpose Replacement | A19 | E26 (Medium) | Damp Location Rated,Recessed Fixtures Home > Energy Star Qualified Products > 15 Watt 1600 Lumen Enclosed Fixture Rated Dimmable LED A19 Light Bulb 2700K ** Non-CEC Compliant - NOT Lawful for Sale in California ** Product Specifications - Quick Reference Input Voltage: Lumens: 120 Volt 1600 Lumens Dimensions: Dimmable: 4-3/8" (MOL) x 2-3/8" (MOD) Yes LED Color: 2700K Warm White Life Time: 25,000 Hours Power Consumption: Luminous Efficacy: 15 Watts 106 lm/W CRI: Certifications: 80 CRI Energy Star, RoHS, Damp Satco's LED series of omni-directional LED A19 Lamps are here to replace your 100 watt incandescent light bulbs. Within this series, Satco is exhibiting their Solid State LED Lighting for these A shaped replacement lamps. This series of A19 LED lights bulbs are not only dimmable, but also are approved for totally enclosed fixtures. They have a long life of 25,000 hours and possess a 5 Year Limited Warranty. This series comes in a 15 watt model with the color temperatures of 2700K, 3000K, 4000K, and 5000K. This model is part number S29815, a replacement of S9815, which produces 1600 lumens of a 2700K warm white color. This bulb consumes just 15 watts of 120 volt energy. This bulb is Energy Star certified, RoHS compliant, cULus - damp location rated, and enclosed fixture rated. This led light bulb is dimmable and has a CRI of 80, with a medium E26 base to meet all of your replacement needs. The innovative design of this A19 bulb features a smooth heat sink design to resemble traditional incandescent lamps. When you replace your 100A19 bulbs with these 15 watt A19 LED bulbs, your energy use decreases significantly while keeping the same look and feel of your old A19 bulbs. Typical applications include: commercial, residential, down lighting, accent lighting, display lighting, and more. Click here for the complete Satco S29815 LED A19 Light Bulb Specification Sheet. Satco 15 Watt 1600 Lumen Enclosed Fixture Rated Dimmable LED A19 Light Bulb 2700K | 2700 | 82 | 1600 | 106.6667 | 25000 | 15 | 1 | 7.95 | 7.95 | 9.3416 | 2020Q2 | https://www.greenelectricalsupply.com/15-watt-enclosed-rated-led-a19-light-bulbs-2700k.aspx | Green Electrical Supply | 2020 | Yes
LED Lighting | A-Type | Manufacturer: Satco | True |  | General Purpose Replacement | A19 | E26 (Medium) | Damp Location Rated,Recessed Fixtures Home > Energy Star Qualified Products > 15 Watt 1600 Lumen Enclosed Fixture Rated Dimmable LED A19 Light Bulb 3000K ** Non-CEC Compliant - NOT Lawful for Sale in California ** Product Specifications - Quick Reference Input Voltage: Lumens: 120 Volt 1600 Lumens Dimensions: Dimmable: 4-3/8" (MOL) x 2-3/8" (MOD) Yes LED Color: 3000K Warm White Life Time: 25,000 Hours Power Consumption: Luminous Efficacy: 15 Watts 106 lm/W CRI: Certifications: 80 CRI Energy Star, RoHS, Damp Satco's LED series of omni-directional LED A19 Lamps are here to replace your 100 watt incandescent light bulbs. Within this series, Satco is exhibiting their Solid State LED Lighting for these A shaped replacement lamps. This series of A19 LED lights bulbs are not only dimmable, but also are approved for totally enclosed fixtures. They have a long life of 25,000 hours and possess a 5 Year Limited Warranty. This series comes in a 15 watt model with the color temperatures of 2700K, 3000K, 4000K, and 5000K. This model is part number S29816, a replacement of S9816, which produces 1600 lumens of a 3000K warm white color. This bulb consumes just 15 watts of 120 volt energy. This bulb is Energy Star certified, RoHS compliant, cULus - damp location rated, and enclosed fixture rated. This led light bulb is dimmable and has a CRI of 80, with a medium E26 base to meet all of your replacement needs. The innovative design of this A19 bulb features a smooth heat sink design to resemble traditional incandescent lamps. When you replace your 100A19 incandescent bulbs with these 15 watt A19 LED bulbs, your energy use decreases significantly while keeping the same look and feel of your old A19 bulbs. Typical applications include: commercial, residential, down lighting, accent lighting, display lighting, and more. Click here for the complete Satco S29816 LED A19 Light Bulb Specification Sheet. Satco 15 Watt 1600 Lumen Enclosed Fixture Rated Dimmable LED A19 Light Bulb 3000K | 3000 | 83 | 1600 | 106.6667 | 25000 | 15 | 1 | 7.95 | 7.95 | 9.3416 | 2020Q2 | https://www.greenelectricalsupply.com/15-watt-enclosed-rated-led-a19-light-bulbs-3000k.aspx | Green Electrical Supply | 2020 | Yes
LED Lighting | A-Type | Manufacturer: Satco | True |  | General Purpose Replacement | A19 | E26 (Medium) | Damp Location Rated,Recessed Fixtures Home > Energy Star Qualified Products > 15 Watt 1600 Lumen Enclosed Fixture Rated Dimmable LED A19 Light Bulb 4000K ** Non-CEC Compliant - NOT Lawful for Sale in California ** Product Specifications - Quick Reference Input Voltage: Lumens: 120 Volt 1600 Lumens Dimensions: Dimmable: 4-3/8" (MOL) x 2-3/8" (MOD) Yes LED Color: 4000K Cool White Life Time: 25,000 Hours Power Consumption: Luminous Efficacy: 15 Watts 106 lm/W CRI: Certifications: 80 CRI Energy Star, RoHS, Damp Satco's LED series of omni-directional LED A19 Lamps are here to replace your 100 watt incandescent light bulbs. Within this series, Satco is exhibiting their Solid State LED Lighting for these A shaped replacement lamps. This series of A19 LED lights bulbs are not only dimmable, but also are approved for totally enclosed fixtures. They have a long life of 25,000 hours and possess a 5 Year Limited Warranty. This series comes in a 15 watt model with the color temperatures of 2700K, 3000K, 4000K, and 5000K. This model is part number S29817, a replacement of S9817, which produces 1600 lumens of a 4000K cool white color. This bulb consumes just 15 watts of 120 volt energy. This bulb is Energy Star certified, RoHS compliant, cULus - damp location rated, and enclosed fixture rated. This led light bulb is dimmable and has a CRI of 80, with a medium E26 base to meet all of your replacement needs. When you replace your 100A19 incandescent bulbs with these 15 watt A19 LED bulbs, your energy use decreases significantly while keeping the same look and feel of your old A19 bulbs. Typical applications include: commercial, residential, down lighting, accent lighting, display lighting, and more. Click here for the complete Satco S29817 LED A19 Light Bulb Specification Sheet. Satco 15 Watt 1600 Lumen Enclosed Fixture Rated Dimmable LED A19 Light Bulb 4000K | 4000 | 85 | 1600 | 106.6667 | 25000 | 15 | 1 | 7.95 | 7.95 | 9.3416 | 2020Q2 | https://www.greenelectricalsupply.com/15-watt-enclosed-rated-led-a19-light-bulbs-4000k.aspx | Green Electrical Supply | 2020 | Yes
LED Lighting | A-Type | Manufacturer: Satco | True | Daylighting/Photocell, | General Purpose Replacement | A19 | E26 (Medium) | Damp Location Rated,Recessed Fixtures Home > Energy Star Qualified Products > 15 Watt 1600 Lumen Enclosed Fixture Rated Dimmable LED A19 Light Bulb 5000K ** Non-CEC Compliant - NOT Lawful for Sale in California ** Product Specifications - Quick Reference Input Voltage: Lumens: 120 Volt 1600 Lumens Dimensions: Dimmable: 4-3/8" (MOL) x 2-3/8" (MOD) Yes LED Color: 5000K Daylight Life Time: 25,000 Hours Power Consumption: Luminous Efficacy: 15 Watts 106 lm/W CRI: Certifications: 80 CRI Energy Star, RoHS, Damp Satco's LED series of omni-directional LED A19 Lamps are here to replace your 100 watt incandescent light bulbs. Within this series, Satco is exhibiting their Solid State LED Lighting for these A shaped replacement lamps. This series of A19 LED lights bulbs are not only dimmable, but also are approved for totally enclosed fixtures. They have a long life of 25,000 hours and possess a 5 Year Limited Warranty. This series comes in a 15 watt model with the color temperatures of 2700K, 3000K, 4000K, and 5000K. This model is part number S29818, a replacement of S9818, which produces 1600 lumens of a 5000K daylight color. This bulb consumes just 15 watts of 120 volt energy as compared to a 100w incandescent bulb. This bulb is Energy Star certified, RoHS compliant, cULus - damp location rated, and enclosed fixture rated. This led light bulb is dimmable and has a CRI of 80, with a medium E26 base to meet all of your replacement needs. When you replace your 100A19 incandescent bulbs with these 15 watt A19 LED bulbs, your energy use decreases significantly while keeping the same look and feel of your old A19 bulbs. Typical applications include: commercial, residential, down lighting, accent lighting, display lighting, and more. Click here for the complete Satco S29818 LED A19 Light Bulb Specification Sheet. Satco 15 Watt 1600 Lumen Enclosed Fixture Rated Dimmable LED A19 Light Bulb 5000K | 5000 | 85 | 1600 | 106.6667 | 25000 | 15 | 1 | 7.95 | 7.95 | 9.3416 | 2020Q2 | https://www.greenelectricalsupply.com/15-watt-enclosed-rated-led-a19-light-bulbs-5000k.aspx | Green Electrical Supply | 2020 | Yes
LED Lighting | A-Type | Manufacturer: Satco | True |  | General Purpose Replacement | A19 | GU24 | Damp Location Rated,Recessed Fixtures Home > Energy Star Qualified Products > 15 Watt 1600 Lumen GU24 Base Enclosed Fixture Rated Dimmable LED A19 Light Bulb 2700K ** Non-CEC Compliant - NOT Lawful for Sale in California ** Product Specifications - Quick Reference Input Voltage: Lumens: 120 Volt 1600 Lumens Dimensions: Dimmable: 4-3/8" (MOL) x 2-3/8" (MOD) Yes LED Color: 2700K Warm White Life Time: 25,000 Hours Power Consumption: Luminous Efficacy: 15 Watts 106 lm/W CRI: Certifications: 80 CRI Energy Star, RoHS, Damp Satco's LED series of omni-directional LED A21 Lamps are here to replace your 100 watt incandescent lights. Within this series, Satco is exhibiting their Solid State LED Lighting for these A shaped replacement lamps with GU24 Bases. This series of A19 LED lights bulbs are not only dimmable, but also are approved for totally enclosed fixtures. They have a long life of 25,000 hours and possess a 5 Year Limited Warranty. This series comes in a 15 watt model with the color temperatures of 2700K, 3000K, 4000K, and 5000K. This model is part number S29819, a replacement of S9819, which produces 1600 lumens of a 2700K warm white color. This bulb consumes just 15 watts of 120 volt energy. This bulb is Energy Star certified, RoHS compliant, cULus - damp location rated, and enclosed fixture rated. This led light bulb is dimmable and has a CRI of 80, with a GU24 base to meet all of your replacement needs. When you replace your 100A19 bulbs with these 15 watt A19 LED bulbs, your energy use decreases significantly while keeping the same look and feel of your old A19 bulbs. Typical applications include: commercial, residential, down lighting, accent lighting, display lighting, and more. Click here for the complete Satco S29815 LED A19 Light Bulb Specification Sheet. Satco 15 Watt 1600 Lumen GU24 Base Enclosed Fixture Rated Dimmable LED A19 Light Bulb 2700K | 2700 | 82 | 1600 | 106.6667 | 25000 | 15 | 1 | 7.95 | 7.95 | 9.3416 | 2020Q2 | https://www.greenelectricalsupply.com/15-watt-gu24-base-led-a19-light-bulbs-120v-2700k.aspx | Green Electrical Supply | 2020 | Yes
LED Lighting | A-Type | Manufacturer: TCP | True |  | General Purpose Replacement | A19 | E26 (Medium) | Damp Location Rated Home > Energy Star Qualified Products > 15 Watt 1600 Lumen Dimmable LED A19 Light Bulb 4100K Product Specifications - Quick Reference Input Voltage: Lumens: 120 Volt AC 1600 Lumens Dimensions: Dimmable: 2.6" W x 4.7" MOL Yes LED Color: 4100K Cool White Life Time: 25,000 Hours Power Consumption: Luminous Efficacy: 15 Watts 107 lm/W CRI: Certifications: 80 CRI UL listed, RoHS, Energy Star Built off a 20-year history of producing energy efficient lighting, Technical Consumer Products, Inc. (TCP) is excited to announce its most advanced and comprehensive lineup of LED lamps: the LED Elite Series. With TCPs dedication to manufacturing high quality, state-of-the-art lighting, combined with excellent high color rendering index (CRI), smooth dimming capabilities and new shatterproof smooth housing (which gives the appearance of traditional halogen bulbs), the LED Elite Series bulbs are a perfect choice to transform nearly every lighted environment into something extraordinary. This is the TCP, LED Elite Dimmable A19 lamp with 230 Degree Beam Angle, and it comes with a color temperature of 4100 Kelvin (K). UL approved, RoHS compliant, and Energy Star Qualified, the TCP L15A19D2541K (a replacement of TCP LED18A21DOD41K and TCP LED16A21D41K) offers a very durable, solid state lighting technology that significantly reduces lighting service and maintenance costs. These Dimmable LED A19 light bulbs consume up to 80% LESS energy than a standard 100-watt incandescent. These A19 LED bulbs do not contain Mercury or any other harmful substance, generate no IR or UV rays and carry a 5 Year Limited Warranty. TCPs LED A19 lamps have the highest light output, best dimmability (100% down to 5%) and are the most efficient LED A19 lamps available today. Consuming just 15 watts of 120 volt energy, this A19 bulb generates 1600 lumens- that's 107 Lumens per watt. This 100 watt incandescent equivalent A19 LED bulb is rated for enclosed fixtures, 25,000 hours with a minimum starting temperature of -30 degrees Celsius and measures 4.7" MOL and 2.6" in diameter. Click here to see the TCP LED Elite A19 Series Specification Sheet. Typical Applications Typical applications for the TCP L15A19D2541K, Elite Dimmable A19 LED light bulbs include dimmable general lighting, table lamps, sconces, floor lamps and ceiling fixtures. TCP 15 Watt 1600 Lumen Dimmable LED A19 Light Bulb 4100K | 4000 | 83 | 1600 | 106.6667 | 25000 | 15 | 1 | 5.88 | 5.88 | 6.9092 | 2020Q2 | https://www.greenelectricalsupply.com/tcp-15-watt-a19-dimmable-led-light-bulbs-4100k.aspx | Green Electrical Supply | 2020 | Yes
LED Lighting | A-Type | Manufacturer: TCP | True | Daylighting/Photocell, | General Purpose Replacement | A19 | E26 (Medium) | Damp Location Rated Home > Energy Star Qualified Products > 15 Watt 1600 Lumen Dimmable LED A19 Light Bulb 5000K Product Specifications - Quick Reference Input Voltage: Lumens: 120 Volt AC 1600 Lumens Dimensions: Dimmable: 2.6" W x 4.7" MOL Yes LED Color: 5000K Daylight Life Time: 25,000 Hours Power Consumption: Luminous Efficacy: 15 Watts 107 lm/W CRI: Certifications: 80 CRI UL listed, RoHS, Energy Star Built off a 20-year history of producing energy efficient lighting, Technical Consumer Products, Inc. (TCP) is excited to announce its most advanced and comprehensive lineup of LED lamps: the LED Elite Series. With TCPs dedication to manufacturing high quality, state-of-the-art lighting, combined with excellent high color rendering index (CRI), smooth dimming capabilities and new shatterproof smooth housing (which gives the appearance of traditional halogen bulbs), the LED Elite Series bulbs are a perfect choice to transform nearly every lighted environment into something extraordinary. This is the TCP, LED Elite Dimmable A19 lamp with 230 Degree Beam Angle, and it comes with a color temperature of 5000 Kelvin (K). UL approved, RoHS compliant, and Energy Star Qualified, the TCP LED18A21D0D50K and TCP LED16A21D50K) offers a very durable, solid state lighting technology that significantly reduces lighting service and maintenance costs. These Dimmable LED A19 bulbs consume up to 80% LESS energy than a standard 100-watt incandescent. These A19 LED bulbs do not contain Mercury or any other harmful substance, generate no IR or UV rays and carry a 5 Year Limited Warranty. TCPs LED A19 lamps have the highest light output, best dimmability (100% down to 5%) and are the most efficient LED A19 lamps available today. Consuming just 15 watts of 120 volt energy, this A19 lamp generates 1600 lumens- that's 107 Lumens per watt. This 100 watt incandescent equivalent A19 LED bulb is rated for enclosed fixtures, 25,000 hours with a minimum starting temperature of -30 degrees Celsius and measures 4.7" MOL and 2.6" in diameter. Click here to see the TCP LED Elite A19 Series Specification Sheet. Typical Applications Typical applications for the TCPL15A19D2550K, Elite Dimmable A19 LED light bulbs include dimmable general lighting, table lamps, sconces, floor lamps and ceiling fixtures. TCP 15 Watt 1600 Lumen Dimmable LED A19 Light Bulb 5000K | 5000 | 83 | 1600 | 106.6667 | 25000 | 15 | 1 | 5.88 | 5.88 | 6.9092 | 2020Q2 | https://www.greenelectricalsupply.com/tcp-15-watt-a19-dimmable-led-light-bulbs-5000k.aspx | Green Electrical Supply | 2020 | Yes
LED Lighting | A-Type | Manufacturer: TCP | False |  | General Purpose Replacement | A19 | E26 (Medium) | Damp Location Rated Home > Energy Star Qualified Products > 16 Watt 1600 Lumen NON-Dimmable All Purpose LED A19 Light Bulb 2700K Product Specifications - Quick Reference Input Voltage: Lumens: 120 Volt AC 1600 Lumens Dimensions: Dimmable: 2.6" W x 4.7" MOL NO - Not Dimmable LED Color: 2700K Warm White Life Time: 15,000 Hours Power Consumption: Luminous Efficacy: 16 Watts 100 lm/W CRI: Certifications: 80 CRI UL listed Built off a 20-year history of producing energy efficient lighting, Technical Consumer Products, Inc. (TCP) is excited to announce its most advanced and comprehensive lineup of LED lamps: the LED Elite Series. With TCPs dedication to manufacturing high quality, state-of-the-art lighting, combined with excellent high color rendering index (CRI) and new shatterproof smooth housing (which gives the appearance of traditional halogen bulbs), the LED Elite Series bulbs are a perfect choice to transform nearly every lighted environment into something extraordinary. This is the TCP, LED Elite All-Purpose NON-Dimmable A19 lamp with 230 Degree Beam Angle, and it comes with a color temperature of 2700 Kelvin (K). UL approved, RoHS Compliant, Energy Star Qualified, the TCP L16A19N1527K, a replacement of the LED15A2127K, offers a very durable, solid state lighting technology that significantly reduces lighting service and maintenance costs. These NON-Dimmable LED A19 bulbs consume up to 80% LESS energy than a standard 100-watt incandescent. These A19 LED light bulbs do not contain Mercury or any other harmful substance, generate no IR or UV rays and carry a 3 Year Limited Warranty. TCPs LED A19 lamps have the highest light output and are the most efficient LED A19 light bulbs available today. Consuming just 16 watts of 120 volt energy, this A19 lamp generates 1600 lumens- that's 100 Lumens per watt. This 100 watt incandescent equivalent A19 LED bulb can be used in outdoor fixtures when protected from the elements, has a rated life of 15,000 hours with a minimum starting temperature of -30 degrees Celsius and measures 4.7" MOL and 2.6" in diameter. Click here to see the TCP LED Elite Omni Directional A19 Series Specification Sheet. Typical Applications Typical applications for the TCP L16A19N1527K, Elite non-dimmable A19 LED light bulbs include general indoor or outdoor lighting, table lamps, sconces, floor lamps and ceiling fixtures. TCP 16 Watt 1600 Lumen NON-Dimmable All Purpose LED A19 Light Bulb 2700K | 2700 | 82 | 1600 | 106.6667 | 15000 | 15 | 1 | 5.28 | 5.28 | 6.2042 | 2020Q2 | https://www.greenelectricalsupply.com/tcp-16-watt-a19-non-dimmable-led-light-bulbs-2700k.aspx | Green Electrical Supply | 2020 | Yes
LED Lighting | A-Type | Satco | True |  | General Purpose Replacement | A19 | E26 (Medium) | Damp Location Rated,Recessed Fixtures HomeLamps, Bulbs, BallastsBulbs - LEDLED - TraditionalLamps - A-Type SATCO S29816 15A19/LED/3000K/ Satco S29816 15 watt; A19 LED; Frosted; 3000K; Medium base; 220' beam spread; 120 volts | 3000 | 83 | 1600 | 106.6667 | 25000 | 15 | 1 | 19.26 | 19.26 | 22.6312 | 2020Q2 | https://www.platt.com/platt-electric-supply/LED-Traditional-Lamps-A-Type/Satco/S29816/product.aspx?zpid=1053208 | Platt | 2020 | Yes
LED Lighting | Reflector | TCP | False |  | Reflector (Flood/Spot) | BR30 | E26 (Medium) | Damp Location Rated,Recessed Fixtures Damp Location Rated,Recessed Fixtures LED Reflector Light Bulbs TCP non-dimmable 9.5 watt 120-277V 2700K LED bulb generates as much light as a 65 watt halogen bulbs. Saves 55.5 watts compared to a 65 watt halogen No lead or mercury means easy and environmentally safe disposal Very long life - Rated to still put out 70% as much light after 25,000 hours of operation as it did when brand new Not recommended for use in fully enclosed fixtures because heat buildup will shorten life. Do not “hot swap” this bulb. Turn off fixture before replacing existing bulb. Saves 55.5 watts compared to a 65 watt halogen No lead or mercury means easy and environmentally safe disposal Very long life - Rated to still put out 70% as much light after 25,000 hours of operation as it did when brand new TCP Non-Dimmable 9.5W 120-277V 2700K BR30 LED Bulb | 2700 | 84 | 875 | 92.1053 | 25000 | 9.5 | 12 | 4.99 | 0.41583 | 0.48862 | 2020Q3 | https://www.bulbs.com/product/L65BR30N25UNV27K | Bulbs.com | 2020 | No
LED Lighting | Reflector | TCP | False |  | Reflector (Flood/Spot) | BR30 | E26 (Medium) | Damp Location Rated,Recessed Fixtures Damp Location Rated,Recessed Fixtures LED Reflector Light Bulbs TCP non-dimmable 9.5 watt 120-277V 3000K LED bulb generates as much light as a 65 watt halogen bulbs. Saves 55.5 watts compared to a 65 watt halogen No lead or mercury means easy and environmentally safe disposal Very long life - Rated to still put out 70% as much light after 25,000 hours of operation as it did when brand new Not recommended for use in fully enclosed fixtures because heat buildup will shorten life. Do not “hot swap” this bulb. Turn off fixture before replacing existing bulb. Saves 55.5 watts compared to a 65 watt halogen No lead or mercury means easy and environmentally safe disposal Very long life - Rated to still put out 70% as much light after 25,000 hours of operation as it did when brand new TCP Non-Dimmable 9.5W 120-277V 3000K BR30 LED Bulb | 3000 | 84 | 900 | 94.7368 | 25000 | 9.5 | 12 | 4.99 | 0.41583 | 0.48862 | 2020Q3 | https://www.bulbs.com/product/L65BR30N25UNV30K | Bulbs.com | 2020 | No
LED Lighting | Decorative | TCP | True |  | Globe | G25 | E26 (Medium) | Damp Location Rated Damp Location Rated LED Globe Light Bulbs TCP dimmable 6 watt 3000K G-25 LED bulb generates as much light as many 60 watt incandescent bulbs. No lead or mercury means easy and environmentally safe disposal Very long life - Rated to still put out 70% as much light after 25,000 hours of operation as it does when brand new Not recommended for use in fully enclosed fixtures because heat buildup will shorten life. Do not “hot swap” this bulb. Turn off fixture before replacing existing bulb. No lead or mercury means easy and environmentally safe disposal Very long life - Rated to still put out 70% as much light after 25,000 hours of operation as it does when brand new TCP Dimmable 6W 3000K G25 Globe LED Bulb | 3000 | 83 | 525 | 87.5 | 25000 | 6 | 12 | 6.99 | 0.5825 | 0.68446 | 2020Q3 | https://www.bulbs.com/product/L6G25D2530KF | Bulbs.com | 2020 | Yes
LED Lighting | Reflector | TCP | True |  | Reflector (Flood/Spot) | R20 | E26 (Medium) | Damp Location Rated,Recessed Fixtures Damp Location Rated,Recessed Fixtures LED Reflector Light Bulbs TCP dimmable 7.5 watt R20 LED bulb generates as much light as many 50 watt halogen bulbs. No lead or mercury means easy and environmentally safe disposal Very long life - Rated to still put out 70% as much light after 25,000 hours of operation as it does when brand new Not recommended for use in fully enclosed fixtures because heat buildup will shorten life. Do not “hot swap” this bulb. Turn off fixture before replacing existing bulb. No lead or mercury means easy and environmentally safe disposal Very long life - Rated to still put out 70% as much light after 25,000 hours of operation as it does when brand new TCP Dimmable 7.5W 2700K R20 LED Bulb | 2700 | 84 | 525 | 70 | 20000 | 7.5 | 12 | 3.39 | 0.2825 | 0.33195 | 2020Q3 | https://www.bulbs.com/product/L7R20D2527K | Bulbs.com | 2020 | No
LED Lighting | A-Type | Satco | True |  | General Purpose Replacement | A19 | E26 (Medium) | Damp Location Rated,Recessed Fixtures HomeLamps, Bulbs, BallastsBulbs - LEDLED - TraditionalLamps - A-Type SAT S29817 Satco S29817 15 watt; A19 LED; Frosted; 4000K; Medium base; 220' beam spread; 120 volts | 4000 | 85 | 1600 | 106.6667 | 25000 | 15 | 1 | 8.54 | 8.54 | 10.0348 | 2020Q2 | https://www.platt.com/platt-electric-supply/LED-Traditional-Lamps-A-Type/Satco/S29817/product.aspx?zpid=568954 | Platt | 2020 | Yes
LED Lighting | A-Type | Satco | True |  | General Purpose Replacement | A19 | GU24 | Damp Location Rated,Recessed Fixtures HomeLamps, Bulbs, BallastsBulbs - LEDLED - TraditionalLamps - A-Type SATCO S29819 15A19/LED/27K/16 Satco S29819 SATCO S29819 15A19/LED/27K/16 | 2700 | 82 | 1600 | 106.6667 | 25000 | 15 | 1 | 12.8 | 12.8 | 15.0405 | 2020Q2 | https://www.platt.com/platt-electric-supply/LED-Traditional-Lamps-A-Type/Satco/S29819/product.aspx?zpid=1366723 | Platt | 2020 | Yes
LED Lighting | A-Type | TCP | True |  | General Purpose Replacement | A19 | E26 (Medium) | Damp Location Rated HomeLamps, Bulbs, BallastsBulbs - LEDLED - TraditionalLamps - A-Type TCP L15A19D2527K 15W A19 DIM TCP L15A19D2527K TCP L15A19D2527K | 2700 | 83 | 1600 | 106.6667 | 25000 | 15 | 1 | 8.92 | 8.92 | 10.4813 | 2020Q2 | https://www.platt.com/platt-electric-supply/LED-Traditional-Lamps-A-Type/TCP/L15A19D2527K/product.aspx?zpid=445780 | Platt | 2020 | Yes
LED Lighting | A-Type | TCP | True |  | General Purpose Replacement | A19 | E26 (Medium) | Damp Location Rated HomeLamps, Bulbs, BallastsBulbs - LEDLED - TraditionalLamps - A-Type LED A19 Bulb, 15W, 120V, Lumens: 1600, Color Temperature: 3000K, CRI: 80, Dimmable, Rated Life: 25,000 Hrs. TCP L15A19D2530K LED A19 Bulb, 15W | 3000 | 83 | 1600 | 106.6667 | 25000 | 15 | 1 | 8.92 | 8.92 | 10.4813 | 2020Q2 | https://www.platt.com/platt-electric-supply/LED-Traditional-Lamps-A-Type/TCP/L15A19D2530K/product.aspx?zpid=413448 | Platt | 2020 | Yes
LED Lighting | Reflector | TCP | True |  | Reflector (Flood/Spot) | PAR30L | E26 (Medium) | Wet Location Rated,Recessed Fixtures Wet Location Rated,Recessed Fixtures LED Reflector Light Bulbs TCP 13 watt dimmable 3000K 25° 95 CRI PAR30L LED bulb generates as much light as many 75 watt halogen bulbs. Title 20 and JA8 compliant Suitable for use in outdoor applications No lead or mercury means easy and environmentally safe disposal Saves 62 watts in electricity compared to a 75 watt halogen bulb Very long life - Rated to still put out 70% as much light after 25,000 hours of operation as it does when brand new Compatible with Lutron DVCL-153P, CTCL-153P, AYCL-153P and MACL-153M dimmers Not recommended for use in enclosed fixtures because heat build up will shorten life. Do not “hot swap” this bulb. Turn off fixture before replacing existing bulb. Title 20 and JA8 compliant Suitable for use in outdoor applications No lead or mercury means easy and environmentally safe disposal Saves 62 watts in electricity compared to a 75 watt halogen bulb Very long life - Rated to still put out 70% as much light after 25,000 hours of operation as it does when brand new Compatible with Lutron DVCL-153P, CTCL-153P, AYCL-153P and MACL-153M dimmers TCP 13W Dimmable 3000K 25° 95 CRI PAR30L LED Bulb, JA8 Compliant, Wet Rated | 3000 | 93 | 900 | 69.2308 | 25000 | 13 | 12 | 16.69 | 1.3908 | 1.6343 | 2020Q3 | https://www.bulbs.com/product/LD13P30D2530KNFLCQ | Bulbs.com | 2020 | No
LED Lighting | Reflector | TCP | True |  | Reflector (Flood/Spot) | PAR30S | E26 (Medium) | Wet Location Rated,Recessed Fixtures Wet Location Rated,Recessed Fixtures LED Reflector Light Bulbs TCP 13 watt dimmable 3000K PAR30S 90 CRI 25° LED bulb generates as much light as many 75 watt halogen bulbs. Title 20 and JA8 compliant Suitable for use in outdoor applications No lead or mercury means easy and environmentally safe disposal Saves 62 watts in electricity compared to a 75 watt halogen bulb Very long life - Rated to still put out 70% as much light after 25,000 hours of operation as it does when brand new Compatible with Lutron DVCL-153P, CTCL-153P, AYCL-153P and MACL-153M dimmers Not recommended for use in enclosed fixtures because heat build up will shorten life. Do not “hot swap” this bulb. Turn off fixture before replacing existing bulb. Title 20 and JA8 compliant Suitable for use in outdoor applications No lead or mercury means easy and environmentally safe disposal Saves 62 watts in electricity compared to a 75 watt halogen bulb Very long life - Rated to still put out 70% as much light after 25,000 hours of operation as it does when brand new Compatible with Lutron DVCL-153P, CTCL-153P, AYCL-153P and MACL-153M dimmers TCP 13W Dimmable 3000K 25° PAR30S LED Bulb, 90 CRI, JA8 Compliant, Wet Rated | 3000 | 93 | 900 | 69.2308 | 25000 | 13 | 12 | 16.69 | 1.3908 | 1.6343 | 2020Q3 | https://www.bulbs.com/product/LD13P30SD2530KNFLCQ | Bulbs.com | 2020 | No
LED Lighting | Reflector | TCP | True |  | Reflector (Flood/Spot) | PAR38 | E26 (Medium) | Wet Location Rated,Recessed Fixtures Wet Location Rated,Recessed Fixtures LED Reflector Light Bulbs TCP 18.5 watt dimmable 3000K PAR38 25° LED bulb generates as much light as many 120 watt halogen bulbs. Title 20 and JA8 compliant Suitable for use in outdoor applications No lead or mercury means easy and environmentally safe disposal Saves 101.5 watts in electricity compared to a 120 watt halogen bulb Very long life - Rated to still put out 70% as much light after 25,000 hours of operation as it does when brand new Compatible with Lutron DVCL-153P, CTCL-153P, AYCL-153P and MACL-153M dimmers Not recommended for use in enclosed fixtures because heat build up will shorten life. Do not “hot swap” this bulb. Turn off fixture before replacing existing bulb. Title 20 and JA8 compliant Suitable for use in outdoor applications No lead or mercury means easy and environmentally safe disposal Saves 101.5 watts in electricity compared to a 120 watt halogen bulb Very long life - Rated to still put out 70% as much light after 25,000 hours of operation as it does when brand new Compatible with Lutron DVCL-153P, CTCL-153P, AYCL-153P and MACL-153M dimmers TCP 18.5W Dimmable 3000K 25° PAR38 LED Bulb, JA8 Compliant, Wet Rated | 3000 | 93 | 1390 | 75.1351 | 25000 | 18.5 | 12 | 17.99 | 1.4992 | 1.7616 | 2020Q3 | https://www.bulbs.com/product/LD19P38D2530KNFLCQ | Bulbs.com | 2020 | No
LED Lighting | A-Type | TCP | True |  | General Purpose Replacement | A19 | E26 (Medium) | Damp Location Rated HomeLamps, Bulbs, BallastsBulbs - LEDLED - TraditionalLamps - A-Type TCP L15A19D2541K LED 15W A19 4100K 1650 LMNS 100W EQUIV. TCP L15A19D2541K TCP L15A19D2541K | 4000 | 83 | 1600 | 106.6667 | 25000 | 15 | 1 | 8.92 | 8.92 | 10.4813 | 2020Q2 | https://www.platt.com/platt-electric-supply/LED-Traditional-Lamps-A-Type/TCP/L15A19D2541K/product.aspx?zpid=292744 | Platt | 2020 | Yes
LED Lighting | Reflector | NaturaLED | True |  | Reflector (Flood/Spot) | PAR30L | E26 (Medium) | None,Recessed Fixtures None,Recessed Fixtures LED Reflector Light Bulbs NaturaLED dimmable 10 watt 5000K bright white PAR30L flood LED bulb generates as much light as many 75 watt halogen bulbs. Wet listed for outdoor use No lead or mercury means for easy disposal and a better environment Very long life - Rated to still put out 70% as much light after 25,000 hours of operation as it does when brand new Not recommended for use in fully enclosed fixture because heat buildup will shorten life. Do not “hot swap” this bulb. Turn off fixture before replacing existing bulb. Wet listed for outdoor use No lead or mercury means for easy disposal and a better environment Very long life - Rated to still put out 70% as much light after 25,000 hours of operation as it does when brand new NaturaLED Dimmable 10W 5000K 40° PAR30L LED Bulb, 90 CRI, Wet Rated | 5000 | 94 | 800 | 76.1905 | 25000 | 10.5 | 10 | 6.19 | 0.619 | 0.72735 | 2020Q3 | https://www.bulbs.com/product/LED10PAR30L-OD-80L-FL-950 | Bulbs.com | 2020 | No
LED Lighting | Reflector | TCP | True |  | Reflector (Flood/Spot) | R20 | E26 (Medium) | Damp Location Rated,Recessed Fixtures Damp Location Rated,Recessed Fixtures LED Reflector Light Bulbs TCP dimmable 9 watt R20 LED bulb generates as much light as many 60 watt halogen bulbs. No lead or mercury means easy and environmentally safe disposal Very long life - Rated to still put out 70% as much light after 25,000 hours of operation as it does when brand new Not recommended for use in fully enclosed fixtures because heat buildup will shorten life. Do not “hot swap” this bulb. Turn off fixture before replacing existing bulb. No lead or mercury means easy and environmentally safe disposal Very long life - Rated to still put out 70% as much light after 25,000 hours of operation as it does when brand new TCP Dimmable 9W 2700K R20 LED Bulb | 2700 | 80 | 660 | 73.3333 | 25000 | 9 | 12 | 7.09 | 0.59083 | 0.69425 | 2020Q3 | https://www.bulbs.com/product/LED10R20D27K | Bulbs.com | 2020 | No
LED Lighting | Reflector | TCP | True |  | Reflector (Flood/Spot) | R20 | E26 (Medium) | Damp Location Rated,Recessed Fixtures Damp Location Rated,Recessed Fixtures LED Reflector Light Bulbs TCP R20 dimmable 9 watt LED bulb generates as much light as many 60 watt halogen bulbs. No lead or mercury means easy and environmentally safe disposal Very long life - Rated to still put out 70% as much light after 25,000 hours of operation as it does when brand new Not recommended for use in fully enclosed fixtures because heat buildup will shorten life. Do not “hot swap” this bulb. Turn off fixture before replacing existing bulb. No lead or mercury means easy and environmentally safe disposal Very long life - Rated to still put out 70% as much light after 25,000 hours of operation as it does when brand new TCP Dimmable 9W 3000K R20 LED Bulb | 3000 | 84 | 660 | 73.3333 | 25000 | 9 | 12 | 7.09 | 0.59083 | 0.69425 | 2020Q3 | https://www.bulbs.com/product/LED10R20D30K | Bulbs.com | 2020 | No
LED Lighting | Downlight | Bulbrite | True |  | LED |  |  | Downlight Recessed Downlight Recessed LED Recessed Downlights Bulbrite dimmable 6" LED downlight is built with an integral junction box that eliminates the need for a traditional recessed housing (can) or J-box, saving installers time and money. Simply connect the junction box wiring to a light switch and place it into the ceiling. The spring-loaded clips will hold the downlight into the ceiling. Three easy installation steps: Cut appropriate size hole in ceiling Connect fixture to wired wall switch Clip fixture into opening and enjoy your new light Easy to install in new construction and retrofit projects, the downlight has a slim body that fits into shallow ceilings. Its white baffle trim blends seamlessly into interiors and reduces glare for soft eye pleasing illumination. Mounts directly into ceiling, no housing (recessed can) required IC and airtight rated for direct installation Edge lit for more diffused, less glary light Compatible with Lutron AYCL, DVCL, CTCL, and MACL dimmers. Cut appropriate size hole in ceiling Connect fixture to wired wall switch Clip fixture into opening and enjoy your new light Mounts directly into ceiling, no housing (recessed can) required IC and airtight rated for direct installation Edge lit for more diffused, less glary light Compatible with Lutron AYCL, DVCL, CTCL, and MACL dimmers. Bulbrite Dimmable 6" 11.6W 2700K LED Downlight, No Recessed Can or J-Box Needed | 2700 | 83 | 800 | 68.9655 | 40000 | 11.6 | 6 | 12.49 | 2.0817 | 2.446 | 2020Q3 | https://www.bulbs.com/product/LED11JBOXDL-6-827-WHRD-D | Bulbs.com | 2020 | No
LED Lighting | Downlight | Bulbrite | True |  | LED |  |  | Downlight Recessed Downlight Recessed LED Recessed Downlights Bulbrite dimmable 6" LED downlight is built with an integral junction box that eliminates the need for a traditional recessed housing (can) or J-box, saving installers time and money. Simply connect the junction box wiring to a light switch and place it into the ceiling. The spring-loaded clips will hold the downlight into the ceiling. Three easy installation steps: Cut appropriate size hole in ceiling Connect fixture to wired wall switch Clip fixture into opening and enjoy your new light Easy to install in new construction and retrofit projects, the downlight has a slim body that fits into shallow ceilings. Its white baffle trim blends seamlessly into interiors and reduces glare for soft eye pleasing illumination. Mounts directly into ceiling, no housing (recessed can) required IC and airtight rated for direct installation Edge lit for more diffused, less glary light Compatible with Lutron AYCL, DVCL, CTCL, and MACL dimmers. Cut appropriate size hole in ceiling Connect fixture to wired wall switch Clip fixture into opening and enjoy your new light Mounts directly into ceiling, no housing (recessed can) required IC and airtight rated for direct installation Edge lit for more diffused, less glary light Compatible with Lutron AYCL, DVCL, CTCL, and MACL dimmers. Bulbrite Dimmable 6" 11.6W 3000K LED Downlight, No Recessed Can or J-Box Needed | 3000 | 84 | 800 | 67.7966 | 40000 | 11.8 | 6 | 12.49 | 2.0817 | 2.446 | 2020Q3 | https://www.bulbs.com/product/LED11JBOXDL-6-830-WHRD-D | Bulbs.com | 2020 | No
LED Lighting | A-Type | TCP |  |  | General Purpose Replacement | A19 | E26 (Medium) | Damp Location Rated HomeLamps, Bulbs, BallastsBulbs - LEDLED - TraditionalLamps - A-Type TCP L16 A19 N15 27K TCP L16A19N1527K TCP L16A19N1527K | 2700 | 82 | 1600 | 106.6667 | 15000 | 15 | 1 | 7.42 | 7.42 | 8.7188 | 2020Q2 | https://www.platt.com/platt-electric-supply/LED-Traditional-Lamps-A-Type/TCP/L16A19N1527K/product.aspx?zpid=437886 | Platt | 2020 | Yes
LED Lighting | A-Type | TCP | True | Daylighting/Photocell, | General Purpose Replacement | A21 | E26 (Medium) | Damp Location Rated,Use With Timers,Not for Use in Recessed Fixtures,Use With Photo and/or Motion Sensors HomeLamps, Bulbs, BallastsBulbs - LEDLED - TraditionalLamps - A-Type Dimmable LED Lamp, 15W, 120V, Bulb: A-Type (A21), Lumens: 1600, CRI: 80, Color Temperature: 2700K, Rated Average Life: 15,000 Hrs. TCP LED15A21D27K Dimmable LED Lamp, A21, 15W, 120V | 2700 | 82 | 1600 | 106.6667 | 15000 | 15 | 1 | 8 | 8 | 9.4003 | 2020Q2 | https://www.platt.com/platt-electric-supply/LED-Traditional-Lamps-A-Type/TCP/LED15A21D27K/product.aspx?zpid=231085 | Platt | 2020 | Yes
LED Lighting | A-Type | Sylvania |  | Daylighting/Photocell, | General Purpose Replacement | A21 | E26 (Medium) | Damp Location Rated,Use With Timers,Not for Use in Recessed Fixtures,Use With Photo and/or Motion Sensors Topbulb » LED Bulbs » LED Standard Shape » LED 3-Way » Sylvania 74021 - 3-Way 4.5/8.5/15W LED - 40/60/100W Equal - A21 - 2700K Sylvania 74021 LED15A21/3WAY/O/827/RP. This 40/60/100 watt equivalent A21 lamp only uses 4.5/8.5/15 watts of energy. The lamp has a color temperature of 2700K, a CRI of 80 and is Energy Star Qualified. Fits standard table and floor lamps equipped with a 3-way socket. LED Technology Notice Due to constantly evolving nature of LED technology, manufacturers will reserve the right to replace this product with next generation technology. We appreciate your understanding and acceptance of this policy. Utility/Government Incentives Documents Sylvana 74021 Spec Sheet 25,000 Hours • 450/800/1600 Lumens • Warm White Light • Sylvania 74021 - 3-Way 4.5/8.5/15W LED - 40/60/100W Equal - A21 - 2700K | 2700 | 82 | 1600 | 106.6667 | 15000 | 15 | 1 | 19.95 | 19.95 | 23.442 | 2020Q2 | https://www.topbulb.com/sylvania-74021-led15a21-3way-o-827-rp-led | Top Bulb | 2020 | Yes
LED Lighting | A-Type | Sylvania |  | Daylighting/Photocell, | General Purpose Replacement | A21 | E26 (Medium) | Damp Location Rated,Use With Timers,Not for Use in Recessed Fixtures,Use With Photo and/or Motion Sensors Topbulb » LED Bulbs » LED Standard Shape » LED 3-Way » Sylvania 74086 - 3-Way 4.5/8.5/15W LED - 40/60/100W Equal - A21 - 5000K Sylvania 74086 LED15A21/3WAY/O/850/RP. This 40/60/100 watt equivalent A21 lamp only uses 4.5/8.5/15 watts of energy. The lamp has a color temperature of 5000K, a CRI of 80 and is Energy Star Qualified. Fits standard table and floor lamps equipped with a 3-way socket. LED Technology Notice Due to constantly evolving nature of LED technology, manufacturers will reserve the right to replace this product with next generation technology. We appreciate your understanding and acceptance of this policy. Utility/Government Incentives Documents Sylvana 74086 Spec Sheet 25,000 Hours • 450/850/1600 Lumens • Very Cool White Light Sylvania 74086 - 3-Way 4.5/8.5/15W LED - 40/60/100W Equal - A21 - 5000K | 2700 | 82 | 1600 | 106.6667 | 15000 | 15 | 1 | 19.95 | 19.95 | 23.442 | 2020Q2 | https://www.topbulb.com/sylvania-74086-led15a21-3way-o-850-rp-led | Top Bulb | 2020 | Yes
LED Lighting | A-Type | Green Creative | True |  |  | A21 |  | Suitable to replace 100W Incandescent Comfortable diffused light More Information 15W Dimmable A21 LED Bulb - E26 Base, 120V Features: Wattage: 15W LED Bulb Base: E26 Base Bulb Shape: A21 Voltage: 120V Rated Life: 25,000 hours Color Temperature: 2700K, 3000K, 4000K CRI: 82 Lumens: 1600-1700 Beam Angle: 240° Suitable to replace 100W Incandescent Comfortable diffused light Models: 98144 , 98145 , 98146 *MFG Part Number*: 98144 , 98145 , 98146 15W Dimmable A21 LED Bulb - E26 Base, 120V Green Creative 15W Dimmable A21 LED Bulb - E26 Base, 120V | 2700 | 82 | 1600 | 106.6667 | 25000 | 15 | 1 | 7.92 | 7.92 | 9.3063 | 2020Q2 | https://www.lbclighting.com/led/light-bulb-led/grnc-98144.html | LBC Lighting | 2020 | Yes
LED Lighting | A-Type | Green Creative | True |  |  | A21 |  | Suitable to replace 100W Incandescent Smooth dimming with most forward and reverse phase dimmers Suitable for use in totally enclosed fixtures More Information 15W Dimmable A21 LED Bulb - E26 Base, 120V, 92CRI Features: Wattage: 15W LED Bulb Base: E26 Base Bulb Shape: A21 Voltage: 120V Rated Life: 25,000 hours Color Temperature: 2700K, 3000K, 4000K CRI: 92 Lumens: 1600-1700 Beam Angle: 240° Suitable to replace 100W Incandescent Smooth dimming with most forward and reverse phase dimmers Suitable for use in totally enclosed fixtures Models: 98147 , 98148 , 98149 *MFG Part Number*: 98147 , 98148 , 98149 15W Dimmable A21 LED Bulb - E26 Base, 120V, 92CRI Green Creative 15W Dimmable A21 LED Bulb - E26 Base, 120V, 92CRI | 2700 | 92 | 1600 | 106.6667 | 25000 | 15 | 1 | 22.47 | 22.47 | 26.4031 | 2020Q2 | https://www.lbclighting.com/led/light-bulb-led/grnc-98147.html | LBC Lighting | 2020 | Yes
LED Lighting | Reflector | TCP | True |  | Reflector (Flood/Spot) | BR30 | E26 (Medium) | Damp Location Rated,Recessed Fixtures Damp Location Rated,Recessed Fixtures LED Reflector Light Bulbs TCP BR30 ENERGY STAR® qualified dimmable 10.5 watt LED bulb generates as much light as many 65 watt halogen bulbs. No lead or mercury means easy and environmentally safe disposal Very long life - Rated to still put out 70% as much light after 20,000 hours of operation as it does when brand new Not recommended for use in fully enclosed fixtures because heat buildup will shorten life. Do not “hot swap” this bulb. Turn off fixture before replacing existing bulb. No lead or mercury means easy and environmentally safe disposal Very long life - Rated to still put out 70% as much light after 20,000 hours of operation as it does when brand new TCP Dimmable 10.5W 2700K BR30 LED Bulb | 2700 | 83 | 850 | 80.9524 | 25000 | 10.5 | 12 | 4.29 | 0.3575 | 0.42008 | 2020Q3 | https://www.bulbs.com/product/LED12BR30D27K-1 | Bulbs.com | 2020 | No
LED Lighting | Reflector | TCP | True |  | Reflector (Flood/Spot) | BR30 | E26 (Medium) | Damp Location Rated,Recessed Fixtures Damp Location Rated,Recessed Fixtures LED Reflector Light Bulbs TCP Elite BR30 ENERGY STAR® qualified dimmable 10.5 watt LED bulb generates as much light as many 65 watt halogen bulbs. No lead or mercury means easy and environmentally safe disposal Very long life - Rated to still put out 70% as much light after 25,000 hours of operation as it does when brand new Not recommended for use in fully enclosed fixtures because heat buildup will shorten life. Do not “hot swap” this bulb. Turn off fixture before replacing existing bulb. No lead or mercury means easy and environmentally safe disposal Very long life - Rated to still put out 70% as much light after 25,000 hours of operation as it does when brand new TCP Dimmable 10.5W 3000K BR30 LED Bulb | 3000 | 82 | 850 | 80.9524 | 25000 | 10.5 | 12 | 4.29 | 0.3575 | 0.42008 | 2020Q3 | https://www.bulbs.com/product/LED12BR30D30K | Bulbs.com | 2020 | No
LED Lighting | Reflector | Bulbrite | True |  | Reflector (Flood/Spot) | PAR30L | E26 (Medium) | Wet Location Rated,Recessed Fixtures Wet Location Rated,Recessed Fixtures LED Reflector Light Bulbs Bulbrite 13 watt 2700K warm white PAR30 long neck dimmable flood LED bulb generates as much light as many 75 watt halogen bulbs. Silver finish and lens closely resemble traditional halogen PARs Enclosed and wet rated for outdoor use No lead or mercury means for easy disposal and a better environment Very long life - Rated to still put out 70% as much light after 25,000 hours of operation as it does when brand new Do not “hot swap” this bulb. Turn off fixture before replacing existing bulb. Silver finish and lens closely resemble traditional halogen PARs Enclosed and wet rated for outdoor use No lead or mercury means for easy disposal and a better environment Very long life - Rated to still put out 70% as much light after 25,000 hours of operation as it does when brand new Bulbrite Dimmable 13W 2700K 40° PAR30L LED Bulb, Enclosed and Wet Rated | 2700 | 80 | 1000 | 76.9231 | 25000 | 13 | 24 | 6.39 | 0.26625 | 0.31285 | 2020Q3 | https://www.bulbs.com/product/LED13PAR30L-FL40-827-WD | Bulbs.com | 2020 | No
LED Lighting | Reflector | Bulbrite | True |  | Reflector (Flood/Spot) | PAR30L | E26 (Medium) | Wet Location Rated,Recessed Fixtures Wet Location Rated,Recessed Fixtures LED Reflector Light Bulbs Bulbrite 13 watt 4000K cool white PAR30 long neck dimmable narrow flood LED bulb generates as much light as many 75 watt halogen bulbs. Silver finish and lens closely resemble traditional halogen PARs Enclosed and wet rated for outdoor use No lead or mercury means for easy disposal and a better environment Very long life - Rated to still put out 70% as much light after 25,000 hours of operation as it does when brand new Do not “hot swap” this bulb. Turn off fixture before replacing existing bulb. Silver finish and lens closely resemble traditional halogen PARs Enclosed and wet rated for outdoor use No lead or mercury means for easy disposal and a better environment Very long life - Rated to still put out 70% as much light after 25,000 hours of operation as it does when brand new Bulbrite Dimmable 13W 4000K 40° PAR30L LED Bulb, Enclosed and Wet Rated | 4000 | 82 | 1000 | 76.9231 | 25000 | 13 | 24 | 6.39 | 0.26625 | 0.31285 | 2020Q3 | https://www.bulbs.com/product/LED13PAR30L-FL40-840-WD | Bulbs.com | 2020 | No
LED Lighting | Reflector | Bulbrite | True |  | Reflector (Flood/Spot) | PAR30L | E26 (Medium) | Wet Location Rated,Recessed Fixtures Wet Location Rated,Recessed Fixtures LED Reflector Light Bulbs Bulbrite 13 watt 2700K warm white PAR30 long neck dimmable narrow flood LED bulb generates as much light as many 75 watt halogen bulbs. Silver finish and lens closely resemble traditional halogen PARs Wet listed for outdoor use No lead or mercury means for easy disposal and a better environment Saves 62 watts in electricity compared to a 75 watt halogen Very long life - Rated to still put out 70% as much light after 25,000 hours of operation as it does when brand new Not recommended for use in fully enclosed fixture because heat buildup will shorten life. Do not “hot swap” this bulb. Turn off fixture before replacing existing bulb. Silver finish and lens closely resemble traditional halogen PARs Wet listed for outdoor use No lead or mercury means for easy disposal and a better environment Saves 62 watts in electricity compared to a 75 watt halogen Very long life - Rated to still put out 70% as much light after 25,000 hours of operation as it does when brand new Bulbrite Dimmable 13W 2700K 25° PAR30L LED Bulb, Wet Rated | 2700 | 80 | 1000 | 76.9231 | 25000 | 13 | 24 | 6.39 | 0.26625 | 0.31285 | 2020Q3 | https://www.bulbs.com/product/LED13PAR30L-NF25-827-WD | Bulbs.com | 2020 | No
LED Lighting | Reflector | Bulbrite | True |  | Reflector (Flood/Spot) | PAR30L | E26 (Medium) | Wet Location Rated,Recessed Fixtures Wet Location Rated,Recessed Fixtures LED Reflector Light Bulbs Bulbrite ENERGY STAR® qualified 13 watt 3000K soft white PAR30 long neck dimmable narrow flood LED bulb generates as much light as many 75 watt halogen bulbs. Silver finish and lens closely resemble traditional halogen PARs Enclosed and wet rated for outdoor use No lead or mercury means for easy disposal and a better environment Very long life - Rated to still put out 70% as much light after 25,000 hours of operation as it does when brand new Do not “hot swap” this bulb. Turn off fixture before replacing existing bulb. Silver finish and lens closely resemble traditional halogen PARs Enclosed and wet rated for outdoor use No lead or mercury means for easy disposal and a better environment Very long life - Rated to still put out 70% as much light after 25,000 hours of operation as it does when brand new Bulbrite Dimmable 13W 25° 3000K PAR30L LED Bulb, Enclosed and Wet Rated | 3000 | 82 | 1000 | 76.9231 | 25000 | 13 | 24 | 6.39 | 0.26625 | 0.31285 | 2020Q3 | https://www.bulbs.com/product/LED13PAR30L-NF25-830-WD | Bulbs.com | 2020 | No
LED Lighting | Reflector | Bulbrite | True |  | Reflector (Flood/Spot) | PAR30S | E26 (Medium) | Wet Location Rated,Recessed Fixtures Wet Location Rated,Recessed Fixtures LED Reflector Light Bulbs Bulbrite 13 watt 2700K warm white PAR30 short neck dimmable flood LED bulb generates as much light as many 50 watt halogen bulbs. Silver finish and lens closely resemble traditional halogen PARs Enclosed and wet rated for outdoor use No lead or mercury means for easy disposal and a better environment Saves 37 watts in electricity compared to a 50 watt halogen Very long life - Rated to still put out 70% as much light after 25,000 hours of operation as it does when brand new Do not “hot swap” this bulb. Turn off fixture before replacing existing bulb. Silver finish and lens closely resemble traditional halogen PARs Enclosed and wet rated for outdoor use No lead or mercury means for easy disposal and a better environment Saves 37 watts in electricity compared to a 50 watt halogen Very long life - Rated to still put out 70% as much light after 25,000 hours of operation as it does when brand new Bulbrite Dimmable 13W 2700K 40° PAR30S LED Bulb, Enclosed and Wet Rated | 2700 | 82 | 1000 | 76.9231 | 25000 | 13 | 24 | 6.39 | 0.26625 | 0.31285 | 2020Q3 | https://www.bulbs.com/product/LED13PAR30S-FL40-827-WD | Bulbs.com | 2020 | No
LED Lighting | Reflector | Bulbrite | True |  | Reflector (Flood/Spot) | PAR30S | E26 (Medium) | Wet Location Rated,Recessed Fixtures Wet Location Rated,Recessed Fixtures LED Reflector Light Bulbs Bulbrite 13 watt 3000K soft white PAR30 short neck dimmable flood LED bulb generates as much light as many 50 watt halogen bulbs. Silver finish and lens closely resemble traditional halogen PARs Enclosed and wet rated for outdoor use No lead or mercury means for easy disposal and a better environment Saves 37 watts in electricity compared to a 50 watt halogen Very long life - Rated to still put out 70% as much light after 25,000 hours of operation as it does when brand new Do not “hot swap” this bulb. Turn off fixture before replacing existing bulb. Silver finish and lens closely resemble traditional halogen PARs Enclosed and wet rated for outdoor use No lead or mercury means for easy disposal and a better environment Saves 37 watts in electricity compared to a 50 watt halogen Very long life - Rated to still put out 70% as much light after 25,000 hours of operation as it does when brand new Bulbrite Dimmable 13W 3000K 40° PAR30S LED Bulb, Enclosed and Wet Rated | 3000 | 83 | 1000 | 76.9231 | 25000 | 13 | 24 | 6.39 | 0.26625 | 0.31285 | 2020Q3 | https://www.bulbs.com/product/LED13PAR30S-FL40-830-WD | Bulbs.com | 2020 | No
LED Lighting | Reflector | Bulbrite | True |  | Reflector (Flood/Spot) | PAR30S | E26 (Medium) | Wet Location Rated,Recessed Fixtures Wet Location Rated,Recessed Fixtures LED Reflector Light Bulbs Bulbrite 13 watt 4000K cool white PAR30 short neck dimmable flood LED bulb generates as much light as many 50 watt halogen bulbs. Silver finish and lens closely resemble traditional halogen PARs Enclosed and wet rated for outdoor use No lead or mercury means for easy disposal and a better environment Very long life - Rated to still put out 70% as much light after 25,000 hours of operation as it does when brand new Do not “hot swap” this bulb. Turn off fixture before replacing existing bulb. Silver finish and lens closely resemble traditional halogen PARs Enclosed and wet rated for outdoor use No lead or mercury means for easy disposal and a better environment Very long life - Rated to still put out 70% as much light after 25,000 hours of operation as it does when brand new Bulbrite Dimmable 13W 4000K 40° PAR30S LED Bulb, Enclosed and Wet Rated | 4000 | 83 | 1000 | 76.9231 | 25000 | 13 | 24 | 6.39 | 0.26625 | 0.31285 | 2020Q3 | https://www.bulbs.com/product/LED13PAR30S-FL40-840-WD | Bulbs.com | 2020 | No
LED Lighting | Reflector | Bulbrite | True |  | Reflector (Flood/Spot) | PAR30S | E26 (Medium) | Wet Location Rated,Recessed Fixtures Wet Location Rated,Recessed Fixtures LED Reflector Light Bulbs Bulbrite 13 watt 2700K warm white PAR30 short neck dimmable narrow flood LED bulb generates as much light as many 50 watt halogen bulbs. Silver finish and lens closely resemble traditional halogen PARs Wet listed for outdoor use No lead or mercury means for easy disposal and a better environment Saves 37 watts in electricity compared to a 50 watt halogen Very long life - Rated to still put out 70% as much light after 25,000 hours of operation as it does when brand new Not recommended for use in fully enclosed fixture because heat buildup will shorten life. Do not “hot swap” this bulb. Turn off fixture before replacing existing bulb. Silver finish and lens closely resemble traditional halogen PARs Wet listed for outdoor use No lead or mercury means for easy disposal and a better environment Saves 37 watts in electricity compared to a 50 watt halogen Very long life - Rated to still put out 70% as much light after 25,000 hours of operation as it does when brand new Bulbrite Dimmable 13W 2700K 25° PAR30S LED Bulb, Wet Rated | 2700 | 82 | 1000 | 76.9231 | 25000 | 13 | 24 | 6.39 | 0.26625 | 0.31285 | 2020Q3 | https://www.bulbs.com/product/LED13PAR30S-NF25-827-WD | Bulbs.com | 2020 | No
LED Lighting | Reflector | Bulbrite | True |  | Reflector (Flood/Spot) | PAR30S | E26 (Medium) | Wet Location Rated,Recessed Fixtures Wet Location Rated,Recessed Fixtures LED Reflector Light Bulbs Bulbrite 13 watt 3000K soft white PAR30 short neck dimmable narrow flood LED bulb generates as much light as many 50 watt halogen bulbs. Silver finish and lens closely resemble traditional halogen PARs Enclosed and wet rated for outdoor use No lead or mercury means for easy disposal and a better environment Saves 37 watts in electricity compared to a 50 watt halogen Very long life - Rated to still put out 70% as much light after 25,000 hours of operation as it does when brand new Do not “hot swap” this bulb. Turn off fixture before replacing existing bulb. Silver finish and lens closely resemble traditional halogen PARs Enclosed and wet rated for outdoor use No lead or mercury means for easy disposal and a better environment Saves 37 watts in electricity compared to a 50 watt halogen Very long life - Rated to still put out 70% as much light after 25,000 hours of operation as it does when brand new Bulbrite Dimmable 13W 3000K 25° PAR30S LED Bulb, Enclosed and Wet Rated | 3000 | 83 | 1000 | 76.9231 | 25000 | 13 | 24 | 6.39 | 0.26625 | 0.31285 | 2020Q3 | https://www.bulbs.com/product/LED13PAR30S-NF25-830-WD | Bulbs.com | 2020 | No
LED Lighting | Reflector | NaturaLED | True |  | Reflector (Flood/Spot) | BR40 | E26 (Medium) | Damp Location Rated,Recessed Fixtures Damp Location Rated,Recessed Fixtures LED Reflector Light Bulbs NaturaLED dimmable 15 watt 2700K 90 CRI BR40 LED bulb generates as much light as many 120 watt halogen bulbs. No lead or mercury means easy and environmentally safe disposal Saves 105 watts in electricity compared to a 120 watt halogen Very long life - Rated to still put out 70% as much light after 25,000 hours of operation as it does when brand new Not recommended for use in enclosed fixtures because heat buildup will shorten life. Do not “hot swap” this bulb. Turn off fixture before replacing existing bulb. No lead or mercury means easy and environmentally safe disposal Saves 105 watts in electricity compared to a 120 watt halogen Very long life - Rated to still put out 70% as much light after 25,000 hours of operation as it does when brand new NaturaLED Dimmable 15W 90 CRI 2700K BR40 LED Bulb | 2700 | 93 | 1200 | 80 | 25000 | 15 | 10 | 9.59 | 0.959 | 1.1269 | 2020Q3 | https://www.bulbs.com/product/LED15BR40-120L-927 | Bulbs.com | 2020 | No
LED Lighting | Reflector | Bulbrite | True |  | Reflector (Flood/Spot) | PAR38 | E26 (Medium) | Wet Location Rated,Recessed Fixtures Wet Location Rated,Recessed Fixtures LED Reflector Light Bulbs Bulbrite 15 watt 3000K soft white PAR38 dimmable flood LED bulb generates as much light as many 90 watt halogen bulbs. Silver finish and lens closely resemble traditional halogen PARs Wet listed for outdoor use No lead or mercury means for easy disposal and a better environment Saves 75 watts in electricity compared to a 90 watt halogen Very long life - Rated to still put out 70% as much light after 25,000 hours of operation as it does when brand new Not recommended for use in fully enclosed fixture because heat buildup will shorten life. Do not “hot swap” this bulb. Turn off fixture before replacing existing bulb. Silver finish and lens closely resemble traditional halogen PARs Wet listed for outdoor use No lead or mercury means for easy disposal and a better environment Saves 75 watts in electricity compared to a 90 watt halogen Very long life - Rated to still put out 70% as much light after 25,000 hours of operation as it does when brand new Bulbrite Dimmable 15W 3000K 40° PAR38 LED Bulb, Wet Rated | 3000 | 82 | 1200 | 80 | 25000 | 15 | 10 | 11.19 | 1.119 | 1.3149 | 2020Q3 | https://www.bulbs.com/product/LED15PAR38-FL40-830-WD | Bulbs.com | 2020 | No
LED Lighting | Reflector | Bulbrite | True |  | Reflector (Flood/Spot) | PAR38 | E26 (Medium) | Wet Location Rated,Recessed Fixtures Wet Location Rated,Recessed Fixtures LED Reflector Light Bulbs Bulbrite 15 watt 4000K cool white PAR38 dimmable flood LED bulb generates as much light as many 90 watt halogen bulbs. Silver finish and lens closely resemble traditional halogen PARs Wet listed for outdoor use No lead or mercury means for easy disposal and a better environment Very long life - Rated to still put out 70% as much light after 25,000 hours of operation as it does when brand new Not recommended for use in fully enclosed fixture because heat buildup will shorten life. Do not “hot swap” this bulb. Turn off fixture before replacing existing bulb. Silver finish and lens closely resemble traditional halogen PARs Wet listed for outdoor use No lead or mercury means for easy disposal and a better environment Very long life - Rated to still put out 70% as much light after 25,000 hours of operation as it does when brand new Bulbrite Dimmable 15W 4000K 40° PAR38 LED Bulb, Wet Rated | 4000 | 83 | 1200 | 80 | 25000 | 15 | 24 | 9.99 | 0.41625 | 0.48911 | 2020Q3 | https://www.bulbs.com/product/LED15PAR38-FL40-840-WD | Bulbs.com | 2020 | No
LED Lighting | Reflector | Bulbrite | True |  | Reflector (Flood/Spot) | PAR38 | E26 (Medium) | Wet Location Rated,Recessed Fixtures Wet Location Rated,Recessed Fixtures LED Reflector Light Bulbs Bulbrite 15 watt 2700K warm white PAR38 dimmable narrow flood LED bulb generates as much light as many 90 watt halogen bulbs. Silver finish and lens closely resemble traditional halogen PARs Wet listed for outdoor use No lead or mercury means for easy disposal and a better environment Saves 75 watts in electricity compared to a 90 watt halogen Very long life - Rated to still put out 70% as much light after 25,000 hours of operation as it does when brand new Not recommended for use in fully enclosed fixture because heat buildup will shorten life. Do not “hot swap” this bulb. Turn off fixture before replacing existing bulb. Silver finish and lens closely resemble traditional halogen PARs Wet listed for outdoor use No lead or mercury means for easy disposal and a better environment Saves 75 watts in electricity compared to a 90 watt halogen Very long life - Rated to still put out 70% as much light after 25,000 hours of operation as it does when brand new Bulbrite Dimmable 15W 2700K 25° PAR38 LED Bulb, Wet Rated | 2700 | 83 | 1200 | 80 | 25000 | 15 | 24 | 8.99 | 0.37458 | 0.44015 | 2020Q3 | https://www.bulbs.com/product/LED15PAR38-NF25-827-WD | Bulbs.com | 2020 | No
LED Lighting | Reflector | Bulbrite | True |  | Reflector (Flood/Spot) | PAR38 | E26 (Medium) | Wet Location Rated,Recessed Fixtures Wet Location Rated,Recessed Fixtures LED Reflector Light Bulbs Bulbrite 15 watt 3000K soft white PAR38 dimmable narrow flood LED bulb generates as much light as many 90 watt halogen bulbs. Silver finish and lens closely resemble traditional halogen PARs Enclosed and wet rated for outdoor use No lead or mercury means for easy disposal and a better environment Saves 75 watts in electricity compared to a 90 watt halogen Very long life - Rated to still put out 70% as much light after 25,000 hours of operation as it does when brand new Do not “hot swap” this bulb. Turn off fixture before replacing existing bulb. Silver finish and lens closely resemble traditional halogen PARs Enclosed and wet rated for outdoor use No lead or mercury means for easy disposal and a better environment Saves 75 watts in electricity compared to a 90 watt halogen Very long life - Rated to still put out 70% as much light after 25,000 hours of operation as it does when brand new Bulbrite Dimmable 15W 3000K 25° PAR38 LED Bulb, Enclosed and Wet Rated | 3000 | 82 | 1200 | 80 | 25000 | 15 | 24 | 8.99 | 0.37458 | 0.44015 | 2020Q3 | https://www.bulbs.com/product/LED15PAR38-NF25-830-WD | Bulbs.com | 2020 | No
LED Lighting | Reflector | NaturaLED | True |  | Reflector (Flood/Spot) | PAR38 | E26 (Medium) | None,Recessed Fixtures None,Recessed Fixtures LED Reflector Light Bulbs NaturaLED dimmable 15 watt 5000K bright white PAR38 flood LED bulb generates as much light as many 100 watt halogen bulbs. Wet listed for outdoor use No lead or mercury means for easy disposal and a better environment Very long life - Rated to still put out 70% as much light after 25,000 hours of operation as it does when brand new Not recommended for use in fully enclosed fixture because heat buildup will shorten life. Do not “hot swap” this bulb. Turn off fixture before replacing existing bulb. Wet listed for outdoor use No lead or mercury means for easy disposal and a better environment Very long life - Rated to still put out 70% as much light after 25,000 hours of operation as it does when brand new NaturaLED Dimmable 15W 5000K 40° PAR38 LED Bulb, 90 CRI, Wet Rated | 5000 | 94 | 1200 | 80 | 25000 | 15 | 10 | 9.99 | 0.999 | 1.1739 | 2020Q3 | https://www.bulbs.com/product/LED15PAR38-OD-120L-FL-950 | Bulbs.com | 2020 | No
LED Lighting | Reflector | Bulbrite | True |  | Reflector (Flood/Spot) | PAR38 | E26 (Medium) | Wet Location Rated,Recessed Fixtures Wet Location Rated,Recessed Fixtures LED Reflector Light Bulbs Bulbrite 15 watt 2700K warm white PAR38 dimmable wide flood LED bulb generates as much light as many 90 watt halogen bulbs. Silver finish and lens closely resemble traditional halogen PARs Enclosed and wet rated for outdoor use No lead or mercury means for easy disposal and a better environment Very long life - Rated to still put out 70% as much light after 25,000 hours of operation as it does when brand new Do not “hot swap” this bulb. Turn off fixture before replacing existing bulb. Silver finish and lens closely resemble traditional halogen PARs Enclosed and wet rated for outdoor use No lead or mercury means for easy disposal and a better environment Very long life - Rated to still put out 70% as much light after 25,000 hours of operation as it does when brand new Bulbrite Dimmable 15W 2700K 60° PAR38 LED Bulb, Enclosed and Wet Rated | 2700 | 83 | 1200 | 80 | 25000 | 15 | 24 | 11.19 | 0.46625 | 0.54786 | 2020Q3 | https://www.bulbs.com/product/LED15PAR38-WFL60-827-WD | Bulbs.com | 2020 | No
LED Lighting | Reflector | Bulbrite | True |  | Reflector (Flood/Spot) | PAR38 | E26 (Medium) | Wet Location Rated,Recessed Fixtures Wet Location Rated,Recessed Fixtures LED Reflector Light Bulbs Bulbrite 15 watt 3000K soft white PAR38 dimmable wide flood LED bulb generates as much light as many 90 watt halogen bulbs. Silver finish and lens closely resemble traditional halogen PARs Enclosed and wet rated for outdoor use No lead or mercury means for easy disposal and a better environment Very long life - Rated to still put out 70% as much light after 25,000 hours of operation as it does when brand new Do not “hot swap” this bulb. Turn off fixture before replacing existing bulb. Silver finish and lens closely resemble traditional halogen PARs Enclosed and wet rated for outdoor use No lead or mercury means for easy disposal and a better environment Very long life - Rated to still put out 70% as much light after 25,000 hours of operation as it does when brand new Bulbrite Dimmable 15W 3000K 60° PAR38 LED Bulb, Enclosed and Wet Rated | 3000 | 82 | 1200 | 80 | 25000 | 15 | 24 | 11.19 | 0.46625 | 0.54786 | 2020Q3 | https://www.bulbs.com/product/LED15PAR38-WFL60-830-WD | Bulbs.com | 2020 | No
LED Lighting | Reflector | Bulbrite | True |  | Reflector (Flood/Spot) | PAR38 | E26 (Medium) | Wet Location Rated,Recessed Fixtures Wet Location Rated,Recessed Fixtures LED Reflector Light Bulbs Bulbrite 15 watt 4000K cool white PAR38 dimmable wide flood LED bulb generates as much light as many 90 watt halogen bulbs. Silver finish and lens closely resemble traditional halogen PARs Wet listed for outdoor use No lead or mercury means for easy disposal and a better environment Very long life - Rated to still put out 70% as much light after 25,000 hours of operation as it does when brand new Not recommended for use in fully enclosed fixture because heat buildup will shorten life. Do not “hot swap” this bulb. Turn off fixture before replacing existing bulb. Silver finish and lens closely resemble traditional halogen PARs Wet listed for outdoor use No lead or mercury means for easy disposal and a better environment Very long life - Rated to still put out 70% as much light after 25,000 hours of operation as it does when brand new Bulbrite Dimmable 15W 4000K 60° PAR38 LED Bulb, Wet Rated | 4000 | 83 | 1200 | 80 | 25000 | 15 | 24 | 11.19 | 0.46625 | 0.54786 | 2020Q3 | https://www.bulbs.com/product/LED15PAR38-WFL60-840-WD | Bulbs.com | 2020 | No
LED Lighting | A-Type | Green Creative | True |  | LED | A21 | Medium (E26) | Product Description The Green Creative 98144 LED A21 is a great low energy replacement for 100W incandescent bulbs. Its 2700K color temperature provides soft white light and uses only 15W of power. Each lamp is designed to last up to 25,000 hours and comes with a three-year warranty to help ensure that your LEDs are around for years to come. When used with your existing dimmers, you'll have a smooth dimming experience. Green Creative 98144 Features: Dimmer switch compatible Diffused lighting Enclosure compatible Green Creative 98144 Applications: General lighting Business lighting 15A21DIM/827 - 1600 Lumens - 82 CRI - 100W Incandescent Equivalent - 240° - 120V Green Creative 98144 - 15W LED A21 - 2700K | 2700 | 82 | 1600 | 106.6667 | 25000 | 15 | 1 | 5.73 | 5.73 | 6.733 | 2020Q2 | https://www.energyavenue.com/Green-Creative/98144 | Energy Avenue | 2020 | Yes
LED Lighting | A-Type | MaxLite |  |  | LED | A19 | Medium (E26) | Product Description SOLD IN MINIMUM QUANTITY OF 30 The Maxlite 1409244 15 Watt LED E26 A19 Lamp is a great replacement for incandescent lamps, using only 15 Watts of power compaired to the 100 Watt bulbs they are meant to replace. This product emits 1600 lumens of 4000K Cool White Light. Applications: Pendants Table and floor lamps Sconces 15W - 100 Watt Incandescent Equivalent - E26 - 4000K - SOLD IN MINIMUM QUANTITY OF 30 Maxlite - 1409244 - 15A19DLED40/G5 - LED A19 Lamp | 4000 | 84 | 1600 | 106.6667 | 25000 | 15 | 1 | 5.6 | 5.6 | 6.5802 | 2020Q2 | https://www.energyavenue.com/MaxLite/1409244 | Energy Avenue | 2020 | Yes
LED Lighting | Reflector | TCP | True |  | Reflector (Flood/Spot) | BR40 | E26 (Medium) | Damp Location Rated,Recessed Fixtures Damp Location Rated,Recessed Fixtures LED Reflector Light Bulbs TCP BR40 dimmable 17 watt LED bulb generates as much light as many 85 watt halogen bulbs. No lead or mercury means easy and environmentally safe disposal Very long life - Rated to still put out 70% as much light after 25,000 hours of operation as it does when brand new Not recommended for use in fully enclosed fixtures because heat buildup will shorten life. Do not “hot swap” this bulb. Turn off fixture before replacing existing bulb. No lead or mercury means easy and environmentally safe disposal Very long life - Rated to still put out 70% as much light after 25,000 hours of operation as it does when brand new TCP Dimmable 17W 2700K BR40 LED Bulb | 2700 | 83 | 1400 | 82.3529 | 25000 | 17 | 12 | 6.49 | 0.54083 | 0.6355 | 2020Q3 | https://www.bulbs.com/product/LED17BR40D27K | Bulbs.com | 2020 | No
LED Lighting | Reflector | TCP | True |  | Reflector (Flood/Spot) | BR40 | E26 (Medium) | Damp Location Rated,Recessed Fixtures Damp Location Rated,Recessed Fixtures LED Reflector Light Bulbs TCP BR40 ENERGY STAR® qualified dimmable 17 watt LED bulb generates as much light as many 85 watt halogen bulbs. No lead or mercury means easy and environmentally safe disposal VERY long life - rated to still put out 70% as much light after 25,000 hours of operation as it does when brand new Not recommended for use in fully enclosed fixtures because heat buildup will shorten life. Do not “hot swap” this bulb. Turn off fixture before replacing existing bulb. No lead or mercury means easy and environmentally safe disposal VERY long life - rated to still put out 70% as much light after 25,000 hours of operation as it does when brand new TCP Dimmable 17W 3000K BR40 LED Bulb | 3000 | 84 | 1400 | 82.3529 | 25000 | 17 | 12 | 6.49 | 0.54083 | 0.6355 | 2020Q3 | https://www.bulbs.com/product/LED17BR40D30K | Bulbs.com | 2020 | No
LED Lighting | Reflector | TCP | True |  | Reflector (Flood/Spot) | BR40 | E26 (Medium) | Damp Location Rated,Recessed Fixtures Damp Location Rated,Recessed Fixtures LED Reflector Light Bulbs TCP Elite BR40 dimmable 17 watt LED bulb generates as much light as many 85 watt halogen bulbs. No lead or mercury means easy and environmentally safe disposal Very long life - Rated to still put out 70% as much light after 25,000 hours of operation as it does when brand new Not recommended for use in fully enclosed fixtures because heat buildup will shorten life. Do not “hot swap” this bulb. Turn off fixture before replacing existing bulb. No lead or mercury means easy and environmentally safe disposal Very long life - Rated to still put out 70% as much light after 25,000 hours of operation as it does when brand new TCP Dimmable 17W 4100K BR40 LED Bulb | 4000 | 85 | 1400 | 82.3529 | 25000 | 17 | 12 | 6.49 | 0.54083 | 0.6355 | 2020Q3 | https://www.bulbs.com/product/LED17BR40D41K | Bulbs.com | 2020 | No
LED Lighting | Reflector | TCP | True |  | Reflector (Flood/Spot) | PAR38 | E26 (Medium) | Wet Location Rated,Recessed Fixtures Wet Location Rated,Recessed Fixtures LED Reflector Light Bulbs TCP dimmable 17 watt PAR38 narrow flood LED bulb generates as much light as many 120 watt halogen bulbs. Suitable for use in outdoor applications No lead or mercury means easy and environmentally safe disposal Very long life - Rated to still put out 70% as much light after 25,000 hours of operation as it does when brand new Not recommended for use in fully enclosed fixtures because heat buildup will shorten life. Do not “hot swap” this bulb. Turn off fixture before replacing existing bulb. Suitable for use in outdoor applications No lead or mercury means easy and environmentally safe disposal Very long life - Rated to still put out 70% as much light after 25,000 hours of operation as it does when brand new TCP Dimmable 17W 2700K 25° PAR38 LED Bulb, Wet Rated | 2700 | 84 | 1200 | 80 | 25000 | 15 | 12 | 15.49 | 1.2908 | 1.5168 | 2020Q3 | https://www.bulbs.com/product/LED17P38D27KNFL | Bulbs.com | 2020 | No
LED Lighting | Decorative | NaturaLED | True |  | Decorative | BA10 | E12 (Candelabra) | Wet Location Rated Wet Location Rated LED Decorative Light Bulbs ¦ LED Filament Bulbs NaturaLED dimmable 4.5 watt 2200K Decorative Vintage Filament LED bulb with an amber coating generates as much light as a 40 watt incandescent filament decorative bulb. Ideal for chandeliers and decorative light fixtures. Title 20, Title 24 and JA8 Compliant Suitable for use in outdoor applications No lead or mercury for easier disposal and a better environment Saves 35.5 watts in electricity compares to a 40 watt incandescent decorative bulb Long life - Rated to still put out 70% as much light after 15,000 hours of operation as it did when brand new Compatible with Lutron DVCL-153P, MACL-153M and AYCL-153P dimmers Not suitable for use in enclosed fixtures because heat build up will shorten life. Do not "hot swap" this bulb. Turn off fixture before replacing the existing bulb. Title 20, Title 24 and JA8 Compliant Suitable for use in outdoor applications No lead or mercury for easier disposal and a better environment Saves 35.5 watts in electricity compares to a 40 watt incandescent decorative bulb Long life - Rated to still put out 70% as much light after 15,000 hours of operation as it did when brand new Compatible with Lutron DVCL-153P, MACL-153M and AYCL-153P dimmers NaturaLED Dimmable 4.5W 2200K 90 CRI Decorative Vintage Filament LED Bulb, Outdoor Rated and JA8 Compliant | 2200 | 95 | 300 | 66.6667 | 15000 | 4.5 | 10 | 6.49 | 0.649 | 0.7626 | 2020Q3 | https://www.bulbs.com/product/LED4-5CAF-FIL-E12-30L-922 | Bulbs.com | 2020 | Yes
LED Lighting | A-Type | Maxlite | True |  | A19/21 | GU24 (Bi-Pin / Twist & Lock) | GU24 (Bi-Pin / Twist & Lock) | Home / Light Bulbs / LED / Maxlite - 1409342 - 15A19GUDLED30/G5 Suitable for Damp Locations; Not Suitable for Enclosed Fixtures; Energy Star Certified 15W A19 LED Lamp - Universal - 1600 Lumens - Warm White (3000K) - 83 CRI - 25000 Hours - GU24 (Bi-Pin / Twist & Lock) - 120 to 130V Maxlite - 1409342 - 15A19GUDLED30/G5 | 3000 | 83 | 1600 | 106.6667 | 25000 | 15 | 1 | 7.02 | 7.02 | 8.2488 | 2020Q2 | https://shop.regencylighting.com/lamps/led/15a19gudled30-g5-mxt.html | Regency Lighting | 2020 | Yes
LED Lighting | Decorative | TCP | True |  | Globe | G16.5 | E26 (Medium) | Damp Location Rated Damp Location Rated LED Globe Light Bulbs TCP G-16 ENERGY STAR® qualified dimmable 4 watt LED bulb generates as much light as many 25 watt incandescent bulbs. No lead or mercury means easy and environmentally safe disposal Very long life - Rated to still put out 70% as much light after 25,000 hours of operation as it does when brand new Not recommended for use in fully enclosed fixtures because heat buildup will shorten life. Do not “hot swap” this bulb. Turn off fixture before replacing existing bulb. No lead or mercury means easy and environmentally safe disposal Very long life - Rated to still put out 70% as much light after 25,000 hours of operation as it does when brand new TCP Dimmable 4W 2700K G-16 Globe Clear LED Bulb, E26 Base | 2700 | 83 | 280 | 80 | 25000 | 3.5 | 12 | 5.69 | 0.47417 | 0.55716 | 2020Q3 | https://www.bulbs.com/product/LED4E26G1627K | Bulbs.com | 2020 | Yes
LED Lighting | Reflector | TCP | True |  | Reflector (Flood/Spot) | MR16 | GU5.3 | Damp Location Rated,Recessed Fixtures Damp Location Rated,Recessed Fixtures LED MR Light Bulbs TCP MR-16 dimmable 5 watt flood LED flood bulb generates as much light as many 35 watt halogen bulbs. Intended for low voltage transformers with AC output. Not intended for DC operation No lead or mercury means easy and environmentally safe disposal Saves 30 watts in electricity compared to a 35 watt halogen Very long life - Rated to still put out 70% as much light after 25,000 hours of operation as it does when brand new Not recommended for use in fully enclosed fixtures because heat buildup will shorten life. Do not “hot swap” this bulb. Turn off fixture before replacing existing bulb. Intended for low voltage transformers with AC output. Not intended for DC operation No lead or mercury means easy and environmentally safe disposal Saves 30 watts in electricity compared to a 35 watt halogen Very long life - Rated to still put out 70% as much light after 25,000 hours of operation as it does when brand new TCP Dimmable 5W 2700K 40° MR16 LED Bulb, GU5.3 Base | 2700 | 82 | 400 | 80 | 25000 | 5 | 12 | 6.49 | 0.54083 | 0.6355 | 2020Q3 | https://www.bulbs.com/product/LED512VMR1627KFL | Bulbs.com | 2020 | No
LED Lighting | A-Type | Maxlite | True |  | A19/21 | GU24 (Bi-Pin / Twist & Lock) | GU24 (Bi-Pin / Twist & Lock) | Home / Light Bulbs / LED / LED A-Line / Maxlite - 1409342 - 15A19GUDLED30/G5 Suitable for Damp Locations; Not Suitable for Enclosed Fixtures; Energy Star Certified 15W A19 LED Lamp - Universal - 1600 Lumens - Warm White (3000K) - 83 CRI - 25000 Hours - GU24 (Bi-Pin / Twist & Lock) - 120 to 130V Maxlite - 1409342 - 15A19GUDLED30/G5 | 3000 | 83 | 1600 | 106.6667 | 25000 | 15 | 1 | 7.02 | 7.02 | 8.2488 | 2020Q2 | https://shop.regencylighting.com/lamps/led/a-line/15a19gudled30-g5-mxt.html | Regency Lighting | 2020 | Yes
LED Lighting | A-Type | Cree | True |  | A19/21 | E26 (Medium) | E26 (Medium) | Home / Light Bulbs / LED / LED A-Line / Cree - A19-75W-27K-B1 B-A19B1-001 Blister Pack; Energy Star Qualified; Suitable for Damp Locations; Not for Use in Totally Enclosed Fixtures 10.7W A19 LED Lamp - Universal - 1140 Lumens - Warm White (2700K) - 85 CRI - 25000 Hours - E26 (Medium) - 120 to 130V Cree - A19-75W-27K-B1 B-A19B1-001 | 2700 | 85 | 1140 | 106.5421 | 25000 | 10.7 | 1 | 19.36 | 19.36 | 22.7487 | 2020Q3 | https://shop.regencylighting.com/lamps/led/a-line/a19-75w-27k-b1-b-a19b1-001-cre.html | Regency Lighting | 2020 | Yes
LED Lighting | A-Type | Cree | True |  | A19/21 | E26 (Medium) | E26 (Medium) | Home / Light Bulbs / LED / Cree - A19-75W-27K-B1 B-A19B1-001 Blister Pack; Energy Star Qualified; Suitable for Damp Locations; Not for Use in Totally Enclosed Fixtures 10.7W A19 LED Lamp - Universal - 1140 Lumens - Warm White (2700K) - 85 CRI - 25000 Hours - E26 (Medium) - 120 to 130V Cree - A19-75W-27K-B1 B-A19B1-001 | 2700 | 85 | 1140 | 106.5421 | 25000 | 10.7 | 1 | 19.36 | 19.36 | 22.7487 | 2020Q3 | https://shop.regencylighting.com/lamps/led/a19-75w-27k-b1-b-a19b1-001-cre.html | Regency Lighting | 2020 | Yes
LED Lighting | A-Type | Cree | True |  | A19/21 | E26 (Medium) | E26 (Medium) | Home / Light Bulbs / LED / LED A-Line / Cree - A19-75W-27K-B1 B-A19B1-001 Blister Pack; Energy Star Qualified; Suitable for Damp Locations; Not for Use in Totally Enclosed Fixtures 10.7W A19 LED Lamp - Universal - 1140 Lumens - Warm White (2700K) - 85 CRI - 25000 Hours - E26 (Medium) - 120 to 130V Cree - A19-75W-27K-B1 B-A19B1-001 | 2700 | 85 | 1140 | 106.5421 | 25000 | 10.7 | 1 | 18.63 | 18.63 | 21.891 | 2020Q2 | https://shop.regencylighting.com/lamps/led/a-line/a19-75w-27k-b1-b-a19b1-001-cre.html | Regency Lighting | 2020 | Yes
LED Lighting | A-Type | Cree | True |  | A19/21 | E26 (Medium) | E26 (Medium) | Home / Light Bulbs / LED / Cree - A19-75W-27K-B1 B-A19B1-001 Blister Pack; Energy Star Qualified; Suitable for Damp Locations; Not for Use in Totally Enclosed Fixtures 10.7W A19 LED Lamp - Universal - 1140 Lumens - Warm White (2700K) - 85 CRI - 25000 Hours - E26 (Medium) - 120 to 130V Cree - A19-75W-27K-B1 B-A19B1-001 | 2700 | 85 | 1140 | 106.5421 | 25000 | 10.7 | 1 | 18.63 | 18.63 | 21.891 | 2020Q2 | https://shop.regencylighting.com/lamps/led/a19-75w-27k-b1-b-a19b1-001-cre.html | Regency Lighting | 2020 | Yes
LED Lighting | Decorative | TCP | True |  | Other | B11 | E12 (Candelabra) | Damp Location Rated Damp Location Rated LED Decorative Light Bulbs TCP decorative ENERGY STAR® qualified dimmable 5 watt LED bulb generates as much light as many 40 watt incandescent bulbs. No lead or mercury means easy and environmentally safe disposal 300 lumens saves 35 watts in electricity Very long life - Rated to still put out 70% as much light after 25,000 hours of operation as it does when brand new Not recommended for use in fully enclosed fixtures because heat buildup will shorten life. Do not “hot swap” this bulb. Turn off fixture before replacing existing bulb. No lead or mercury means easy and environmentally safe disposal 300 lumens saves 35 watts in electricity Very long life - Rated to still put out 70% as much light after 25,000 hours of operation as it does when brand new TCP Dimmable 5W Decorative Clear LED Bulb, E12 Base | 2700 | 83 | 350 | 70 | 25000 | 5 | 12 | 5.69 | 0.47417 | 0.55716 | 2020Q3 | https://www.bulbs.com/product/LED5E12F1127K | Bulbs.com | 2020 | Yes
LED Lighting | Decorative | TCP | True |  | Other | B11 | E26 (Medium) | Damp Location Rated Damp Location Rated LED Decorative Light Bulbs TCP decorative ENERGY STAR® qualified dimmable 5 watt LED bulb generates as much light as many 40 watt halogen bulbs. No lead or mercury means easy and environmentally safe disposal 300 lumens saves 35 watts in electricity Very long life - Rated to still put out 70% as much light after 25,000 hours of operation as it does when brand new Not recommended for use in fully enclosed fixtures because heat buildup will shorten life. Do not “hot swap” this bulb. Turn off fixture before replacing existing bulb. No lead or mercury means easy and environmentally safe disposal 300 lumens saves 35 watts in electricity Very long life - Rated to still put out 70% as much light after 25,000 hours of operation as it does when brand new TCP Dimmable 5W Decorative Clear LED Bulb, E26 Base | 2700 | 83 | 350 | 70 | 25000 | 5 | 12 | 5.69 | 0.47417 | 0.55716 | 2020Q3 | https://www.bulbs.com/product/LED5E26F1127K | Bulbs.com | 2020 | Yes
LED Lighting | Decorative | NaturaLED | True |  | Globe | G25 | E26 (Medium) | Wet Location Rated Wet Location Rated LED Filament Bulbs ¦ LED Globe Light Bulbs NaturaLED dimmable 5 watt 2200K 90 CRI G-25 Vintage Filament LED bulb with an amber coating generates as much light as a 40 watt incandescent filament decorative bulb. Ideal for chandeliers and decorative light fixtures. Title 20, Title 24 and JA8 Compliant Suitable for use in outdoor applications No lead or mercury for easier disposal and a better environment Saves 35 watts in electricity compares to a 40 watt incandescent decorative bulb Long life - Rated to still put out 70% as much light after 15,000 hours of operation as it did when brand new Compatible with Lutron DVCL-153P, MACL-153M and AYCL-153P dimmers Not suitable for use in enclosed fixtures because heat build up will shorten life. Do not "hot swap" this bulb. Turn off fixture before replacing the existing bulb. Title 20, Title 24 and JA8 Compliant Suitable for use in outdoor applications No lead or mercury for easier disposal and a better environment Saves 35 watts in electricity compares to a 40 watt incandescent decorative bulb Long life - Rated to still put out 70% as much light after 15,000 hours of operation as it did when brand new Compatible with Lutron DVCL-153P, MACL-153M and AYCL-153P dimmers NaturaLED Dimmable 5W 2200K 90 CRI G-25 Vintage Filament LED Bulb, Outdoor Rated and JA8 Compliant | 2200 | 95 | 350 | 70 | 15000 | 5 | 10 | 6.69 | 0.669 | 0.7861 | 2020Q3 | https://www.bulbs.com/product/LED5G25-FIL-35L-922 | Bulbs.com | 2020 | Yes
LED Lighting | Decorative | TCP | True |  | Globe | G25 | E26 (Medium) | Damp Location Rated Damp Location Rated LED Globe Light Bulbs TCP G-25 ENERGY STAR® qualified dimmable 5 watt LED bulb generates as much light as many 40 watt incandescent bulbs. No lead or mercury means easy and environmentally safe disposal Very long life - Rated to still put out 70% as much light after 25,000 hours of operation as it does when brand new Not recommended for use in fully enclosed fixtures because heat buildup will shorten life. Do not “hot swap” this bulb. Turn off fixture before replacing existing bulb. No lead or mercury means easy and environmentally safe disposal Very long life - Rated to still put out 70% as much light after 25,000 hours of operation as it does when brand new TCP Dimmable 5W G25 Globe LED Bulb | 2700 | 83 | 350 | 87.5 | 25000 | 4 | 12 | 5.99 | 0.49917 | 0.58654 | 2020Q3 | https://www.bulbs.com/product/LED5G25D27KF | Bulbs.com | 2020 | Yes
LED Lighting | A-Type | Satco | False |  | General Purpose Replacement | A21 | E26 (Medium) | Damp Location Rated,Recessed Fixtures Damp Location Rated,Recessed Fixtures Home / Light Bulbs / LED / Satco - S8646 - 19A21/LED/27K/120-277V Suitable for Enclosed Fixtures; Damp Location Rated; Energy Star Certified 19W A21 LED Lamp - Universal - 2000 Lumens - Warm White (2700K) - 83 CRI - 25000 hrs. - E26 (Medium) - 120 to 277V (Universal) - Frost Satco - S8646 - 19A21/LED/27K/120-277V | 2700 | 83 | 2000 | 105.2632 | 25000 | 19 | 1 | 10.82 | 10.82 | 12.7139 | 2020Q3 | https://shop.regencylighting.com/lamps/led/19a21-led-27k-120-277v-s8646.html | Regency Lighting | 2020 | Yes
LED Lighting | Downlight | NaturaLED | False |  | LED |  |  | Downlight Recessed Downlight Recessed LED Recessed Downlights NaturaLED non-dimmable adjustable wattage 9/14/21 watt 90 CRI 6" LED recessed downlight retrofit replaces up to a 150 watt incandescent and includes an integrated junction box for a quick and easy install. Ideal for offices, lobby, hospitality, retail and conference rooms. Title 24 compliant Comes affixed with a standard junction box Suitable for use in outdoor applications Built-in power connector with adjustable torsion clips Reinforced strong spring clips secures housing to downlight housings, drywall or ceiling tiles Carabiner hook included for earthquake safety CHECK PRODUCT FIT BEFORE INVESTING IN MANY Title 24 compliant Comes affixed with a standard junction box Suitable for use in outdoor applications Built-in power connector with adjustable torsion clips Reinforced strong spring clips secures housing to downlight housings, drywall or ceiling tiles Carabiner hook included for earthquake safety NaturaLED Non-Dimmable Adjustable Wattage 9/14/21 Watt 90 CRI 3000K, 6" LED Recessed Downlight Retrofit, Wet Rated, Title 24 Compliant | 4000 | 94 | 1500 | 71.4286 | 50000 | 21 | 5 | 43.79 | 8.758 | 10.291 | 2020Q3 | https://www.bulbs.com/product/LED6CRL21SW-150L930-MV | Bulbs.com | 2020 | Yes
LED Lighting | Decorative | NaturaLED | True |  | Globe | G25 | E26 (Medium) | Damp Location Rated,Not for Use in Recessed Fixtures Damp Location Rated,Not for Use in Recessed Fixtures LED Globe Light Bulbs NaturaLED dimmable 6 watt 2700K G25 LED bulb generates as much light as many 40 watt incandescent bulbs. No lead or mercury means easy and environmentally safe disposal Very long life - Rated to still put out 70% as much light after 15,000 hours of operation as it does when brand new Not recommended for use in fully enclosed fixtures because heat buildup will shorten life. Do not “hot swap” this bulb. Turn off fixture before replacing existing bulb. No lead or mercury means easy and environmentally safe disposal Very long life - Rated to still put out 70% as much light after 15,000 hours of operation as it does when brand new NaturaLED Dimmable 6 Watt 2700K G25 Globe LED Bulb | 2700 | 84 | 450 | 75 | 15000 | 6 | 10 | 4.59 | 0.459 | 0.53934 | 2020Q3 | https://www.bulbs.com/product/LED6G25-45L-27K | Bulbs.com | 2020 | Yes
LED Lighting | Reflector | NaturaLED | True |  | Reflector (Flood/Spot) | MR16 | GU5.3 | Damp Location Rated,Not Rated for Recessed Fixtures Damp Location Rated,Not Rated for Recessed Fixtures LED MR Light Bulbs NaturaLed MR16 dimmable 6 watt LED bulb generates as much light as many 50 watt halogen bulbs. Intended for low voltage transformers with AC output. Not intended for DC operation No lead or mercury means easy and environmentally safe disposal Very long life - Rated to still put out 70% as much light after 25,000 hours of operation as it does when brand new Not recommended for use in fully enclosed fixtures because heat buildup will shorten life. Do not “hot swap” this bulb. Turn off fixture before replacing existing bulb. Intended for low voltage transformers with AC output. Not intended for DC operation No lead or mercury means easy and environmentally safe disposal Very long life - Rated to still put out 70% as much light after 25,000 hours of operation as it does when brand new NaturaLED Dimmable 6W 3000K 40° MR16 LED Bulb, GU5.3 Base | 3000 | 83 | 500 | 83.3333 | 25000 | 6 | 10 | 4.89 | 0.489 | 0.57459 | 2020Q3 | https://www.bulbs.com/product/LED6MR16-50L-FL-830 | Bulbs.com | 2020 | No
LED Lighting | Reflector | Bulbrite | True |  | Reflector (Flood/Spot) | MR16 | GU5.3 | Damp Location Rated,Recessed Fixtures Damp Location Rated,Recessed Fixtures LED MR Light Bulbs Bulbrite dimmable 8 watt 3000K flood MR16 LED bulb generates as much light as many 50 watt halogen bulbs. Intended for low voltage transformers with AC output. Not intended for DC operation Suitable for use in enclosed fixtures No lead or mercury means easy and environmentally safe disposal Very long life - Rated to still put out 70% as much light after 25,000 hours of operation as it did when brand new Do not “hot swap” this bulb. Turn off fixture before replacing existing bulb. Intended for low voltage transformers with AC output. Not intended for DC operation Suitable for use in enclosed fixtures No lead or mercury means easy and environmentally safe disposal Very long life - Rated to still put out 70% as much light after 25,000 hours of operation as it did when brand new Bulbrite Dimmable 6.5W 3000K 35° MR16 LED Bulb, GU5.3 Base, Enclosed Rated | 3000 | 83 | 500 | 83.3333 | 25000 | 6 | 10 | 5.79 | 0.579 | 0.68035 | 2020Q3 | https://www.bulbs.com/product/LED6MR16FL35-50-830-D | Bulbs.com | 2020 | No
LED Lighting | Reflector | Bulbrite | True |  | Reflector (Flood/Spot) | PAR16 | GU10 | Damp Location Rated,Recessed Fixtures Damp Location Rated,Recessed Fixtures LED MR Light Bulbs Bulbrite dimmable 6.5 watt MR16 LED bulb with GU10 base generates as much light as many 50 watt halogen bulbs. Suitable for use in enclosed fixtures No lead or mercury means easy and environmentally safe disposal Very long life - Rated to still put out 70% as much light after 25,000 hours of operation as it does when brand new Compatible with Lutron CTCL-153P, DVCL-153P and MACL-153M dimmers, a maximum of 6 lamps per circuit Do not “hot swap” this bulb. Turn off fixture before replacing existing bulb. Suitable for use in enclosed fixtures No lead or mercury means easy and environmentally safe disposal Very long life - Rated to still put out 70% as much light after 25,000 hours of operation as it does when brand new Compatible with Lutron CTCL-153P, DVCL-153P and MACL-153M dimmers, a maximum of 6 lamps per circuit Bulbrite Dimmable 6.5W 3000K 40° MR16 LED Bulb, GU10 Base, Enclosed Fixture Rated | 3000 | 83 | 500 | 76.9231 | 15000 | 6.5 | 10 | 12.49 | 1.249 | 1.4676 | 2020Q3 | https://www.bulbs.com/product/LED6PAR16GUFL40-50-830-D | Bulbs.com | 2020 | No
LED Lighting | Reflector | Bulbrite | True |  | Reflector (Flood/Spot) | PAR16 | GU10 | Damp Location Rated,Recessed Fixtures Damp Location Rated,Recessed Fixtures LED MR Light Bulbs Bulbrite dimmable 6 watt MR16 LED bulb with GU10 base generates as much light as many 60 watt halogen bulbs. Suitable for enclosed fixtures No lead or mercury means easy and environmentally safe disposal Very long life - Rated to still put out 70% as much light after 25,000 hours of operation as it does when brand new Do not “hot swap” this bulb. Turn off fixture before replacing existing bulb. Suitable for enclosed fixtures No lead or mercury means easy and environmentally safe disposal Very long life - Rated to still put out 70% as much light after 25,000 hours of operation as it does when brand new Bulbrite Dimmable 6W 2700K 25° MR16 LED Bulb, GU10 Base | 2700 | 82 | 470 | 78.3333 | 25000 | 6 | 10 | 3.79 | 0.379 | 0.44534 | 2020Q3 | https://www.bulbs.com/product/LED6PAR16GUNF25-60-827-D | Bulbs.com | 2020 | No
LED Lighting | Reflector | TCP | True |  | Reflector (Flood/Spot) | MR16 | GU5.3 | Damp Location Rated,Recessed Fixtures Damp Location Rated,Recessed Fixtures LED MR Light Bulbs TCP dimmable 7 watt MR16 flood LED bulb generates as much light as many 50 watt halogen bulbs. Intended for low voltage transformers with AC output. Not intended for DC operation No lead or mercury means easy and environmentally safe disposal Saves 43 watts in electricity compared to a 50 watt halogen Very long life - Rated to still put out 70% as much light after 25,000 hours of operation as it does when brand new Not recommended for use in fully enclosed fixtures because heat buildup will shorten life. Do not “hot swap” this bulb. Turn off fixture before replacing existing bulb. Intended for low voltage transformers with AC output. Not intended for DC operation No lead or mercury means easy and environmentally safe disposal Saves 43 watts in electricity compared to a 50 watt halogen Very long life - Rated to still put out 70% as much light after 25,000 hours of operation as it does when brand new TCP Dimmable 7W 2700K 40° MR16 LED Bulb, GU5.3 Base | 2700 | 82 | 500 | 76.9231 | 25000 | 6.5 | 12 | 6.49 | 0.54083 | 0.6355 | 2020Q3 | https://www.bulbs.com/product/LED712VMR16V27KFL | Bulbs.com | 2020 | No
LED Lighting | Reflector | TCP | True |  | Reflector (Flood/Spot) | MR16 | GU5.3 | Damp Location Rated,Recessed Fixtures Damp Location Rated,Recessed Fixtures LED MR Light Bulbs TCP dimmable 7 watt narrow flood MR16 LED bulb generates as much light as many 50 watt halogen bulbs. Intended for low voltage transformers with AC output. Not intended for DC operation No lead or mercury means easy and environmentally safe disposal Saves 43 watts in electricity compared to a 50 watt halogen Very long life - Rated to still put out 70% as much light after 25,000 hours of operation as it does when brand new Not recommended for use in fully enclosed fixtures because heat buildup will shorten life. Do not “hot swap” this bulb. Turn off fixture before replacing existing bulb. Intended for low voltage transformers with AC output. Not intended for DC operation No lead or mercury means easy and environmentally safe disposal Saves 43 watts in electricity compared to a 50 watt halogen Very long life - Rated to still put out 70% as much light after 25,000 hours of operation as it does when brand new TCP Dimmable 7W 2700K 20° MR16 LED Bulb, GU5.3 Base | 2700 | 82 | 500 | 71.4286 | 25000 | 7 | 12 | 6.49 | 0.54083 | 0.6355 | 2020Q3 | https://www.bulbs.com/product/LED712VMR16V27KNFL | Bulbs.com | 2020 | No
LED Lighting | Reflector | TCP | True |  | Reflector (Flood/Spot) | MR16 | GU5.3 | Damp Location Rated,Recessed Fixtures Damp Location Rated,Recessed Fixtures LED MR Light Bulbs TCP dimmable 7 watt MR16 flood LED bulb generates as much light as many 50 watt halogen bulbs. Intended for low voltage transformers with AC output. Not intended for DC operation No lead or mercury means easy and environmentally safe disposal Saves 43 watts in electricity compared to a 50 watt halogen Very long life - Rated to still put out 70% as much light after 25,000 hours of operation as it does when brand new Not recommended for use in fully enclosed fixtures because heat buildup will shorten life. Do not “hot swap” this bulb. Turn off fixture before replacing existing bulb. Intended for low voltage transformers with AC output. Not intended for DC operation No lead or mercury means easy and environmentally safe disposal Saves 43 watts in electricity compared to a 50 watt halogen Very long life - Rated to still put out 70% as much light after 25,000 hours of operation as it does when brand new TCP Dimmable 7W 3000K 40° MR16 LED Bulb, GU5.3 Base | 3000 | 83 | 500 | 76.9231 | 25000 | 6.5 | 12 | 6.49 | 0.54083 | 0.6355 | 2020Q3 | https://www.bulbs.com/product/LED712VMR16V30KFL | Bulbs.com | 2020 | No
LED Lighting | Reflector | TCP | True |  | Reflector (Flood/Spot) | MR16 | GU5.3 | Damp Location Rated,Recessed Fixtures Damp Location Rated,Recessed Fixtures LED MR Light Bulbs TCP dimmable MR-16 7 watt narrow flood LED bulb generates as much light as many 50 watt halogen bulbs. Intended for low voltage transformers with AC output. Not intended for DC operation No lead or mercury means easy and environmentally safe disposal Saves 43 watts in electricity compared to a 50 watt halogen Very long life - Rated to still put out 70% as much light after 25,000 hours of operation as it does when brand new Not recommended for use in fully enclosed fixtures because heat buildup will shorten life. Do not “hot swap” this bulb. Turn off fixture before replacing existing bulb. Intended for low voltage transformers with AC output. Not intended for DC operation No lead or mercury means easy and environmentally safe disposal Saves 43 watts in electricity compared to a 50 watt halogen Very long life - Rated to still put out 70% as much light after 25,000 hours of operation as it does when brand new TCP Dimmable 7W 3000K 20° MR16 LED Bulb, GU5.3 Base | 3000 | 82 | 500 | 71.4286 | 25000 | 7 | 12 | 6.49 | 0.54083 | 0.6355 | 2020Q3 | https://www.bulbs.com/product/LED712VMR16V30KNFL | Bulbs.com | 2020 | No
LED Lighting | Reflector | TCP | True |  | Reflector (Flood/Spot) | MR16 | GU5.3 | Damp Location Rated,Recessed Fixtures Damp Location Rated,Recessed Fixtures LED MR Light Bulbs TCP dimmable 7 watt narrow flood MR16 LED bulb generates as much light as many 50 watt halogen bulbs. Intended for low voltage transformers with AC output. Not intended for DC operation No lead or mercury means easy and environmentally safe disposal Saves 43 watts in electricity compared to a 50 watt halogen Very long life - Rated to still put out 70% as much light after 25,000 hours of operation as it does when brand new Not recommended for use in fully enclosed fixtures because heat buildup will shorten life. Do not “hot swap” this bulb. Turn off fixture before replacing existing bulb. Intended for low voltage transformers with AC output. Not intended for DC operation No lead or mercury means easy and environmentally safe disposal Saves 43 watts in electricity compared to a 50 watt halogen Very long life - Rated to still put out 70% as much light after 25,000 hours of operation as it does when brand new TCP Dimmable 7W 4100K 20° MR16 LED Bulb, GU5.3 Base | 4000 | 82 | 500 | 71.4286 | 25000 | 7 | 12 | 6.49 | 0.54083 | 0.6355 | 2020Q3 | https://www.bulbs.com/product/LED712VMR16V41KNFL | Bulbs.com | 2020 | No
LED Lighting | Reflector | Bulbrite | True |  | Reflector (Flood/Spot) | MR16 | GU5.3 | Damp Location Rated,Recessed Fixtures Damp Location Rated,Recessed Fixtures LED MR Light Bulbs Bulbrite dimmable 7 watt 3000K flood MR16 LED bulb generates as much light as many 75 watt halogen bulb. Compatible with Lutron #SELV-300P dimmer Intended for low voltage transformers with AC output. Not intended for DC operation Can be used in enclosed fixtures No lead or mercury means easy and environmentally safe disposal Very long life - Rated to still put out 70% as much light after 25,000 hours of operation as it does when brand new Do not “hot swap” this bulb. Turn off fixture before replacing existing bulb. Compatible with Lutron #SELV-300P dimmer Intended for low voltage transformers with AC output. Not intended for DC operation Can be used in enclosed fixtures No lead or mercury means easy and environmentally safe disposal Very long life - Rated to still put out 70% as much light after 25,000 hours of operation as it does when brand new Bulbrite Dimmable 7W 3000K 35° MR16 LED Bulb, GU5.3 Base, Enclosed Fixture Rated | 3000 | 82 | 570 | 81.4286 | 25000 | 7 | 10 | 6.39 | 0.639 | 0.75085 | 2020Q3 | https://www.bulbs.com/product/LED7MR16FL35-75-830-D | Bulbs.com | 2020 | No
LED Lighting | Reflector | TCP | True |  | Reflector (Flood/Spot) | PAR16 | E26 (Medium) | Damp Location Rated,Recessed Fixtures Damp Location Rated,Recessed Fixtures LED Reflector Light Bulbs TCP PAR16 dimmable 7 watt LED flood bulb generates as much light as many 50 watt halogen bulbs. No lead or mercury means easy and environmentally safe disposal Very long life - Rated to still put out 70% as much light after 25,000 hours of operation as it does when brand new Not recommended for use in fully enclosed fixtures because heat buildup will shorten life. Do not “hot swap” this bulb. Turn off fixture before replacing existing bulb. No lead or mercury means easy and environmentally safe disposal Very long life - Rated to still put out 70% as much light after 25,000 hours of operation as it does when brand new TCP Dimmable 7W 2700K 40° PAR16 LED Bulb | 2700 | 83 | 550 | 78.5714 | 25000 | 7 | 12 | 11.49 | 0.9575 | 1.1251 | 2020Q3 | https://www.bulbs.com/product/LED7P1627KFL | Bulbs.com | 2020 | No
LED Lighting | Reflector | TCP | True |  | Reflector (Flood/Spot) | PAR16 | E26 (Medium) | Damp Location Rated,Recessed Fixtures Damp Location Rated,Recessed Fixtures LED Reflector Light Bulbs TCP PAR16 ENERGY STAR qualified dimmable 7 watt LED flood bulb generates as much light as many 50 watt halogen bulbs. No lead or mercury means easy and environmentally safe disposal Very long life - Rated to still put out 70% as much light after 25,000 hours of operation as it does when brand new Not recommended for use in fully enclosed fixtures because heat buildup will shorten life. Do not “hot swap” this bulb. Turn off fixture before replacing existing bulb. No lead or mercury means easy and environmentally safe disposal Very long life - Rated to still put out 70% as much light after 25,000 hours of operation as it does when brand new TCP Dimmable 7W 3000K 40° PAR16 LED Bulb | 3000 | 85 | 600 | 85.7143 | 25000 | 7 | 12 | 11.19 | 0.9325 | 1.0957 | 2020Q3 | https://www.bulbs.com/product/LED7P1630KFL | Bulbs.com | 2020 | No
LED Lighting | Reflector | TCP | True |  | Reflector (Flood/Spot) | PAR16 | E26 (Medium) | Damp Location Rated,Recessed Fixtures Damp Location Rated,Recessed Fixtures LED Reflector Light Bulbs TCP dimmable 7 watt 4100K PAR16 LED flood bulb generates as much light as many 50 watt halogen bulbs. No lead or mercury means easy and environmentally safe disposal Saves 43 watts in electricity compared to a 50 watt halogen Very long life - Rated to still put out 70% as much light after 25,000 hours of operation as it does when brand new Not recommended for use in fully enclosed fixtures because heat buildup will shorten life. Do not “hot swap” this bulb. Turn off fixture before replacing existing bulb. No lead or mercury means easy and environmentally safe disposal Saves 43 watts in electricity compared to a 50 watt halogen Very long life - Rated to still put out 70% as much light after 25,000 hours of operation as it does when brand new TCP 50 Watt Equivalent, 7 Watt Dimmable 4100K 40 Degree PAR16 LED Bulb | 4000 | 85 | 625 | 89.2857 | 25000 | 7 | 12 | 11.49 | 0.9575 | 1.1251 | 2020Q3 | https://www.bulbs.com/product/LED7P1641KFL | Bulbs.com | 2020 | No
LED Lighting | A-Type | Satco | False |  | General Purpose Replacement | A21 | E26 (Medium) | Damp Location Rated,Recessed Fixtures Damp Location Rated,Recessed Fixtures Home / Light Bulbs / LED / LED A-Line / Satco - S8646 - 19A21/LED/27K/120-277V Suitable for Enclosed Fixtures; Damp Location Rated; Energy Star Certified 19W A21 LED Lamp - Universal - 2000 Lumens - Warm White (2700K) - 83 CRI - 25000 hrs. - E26 (Medium) - 120 to 277V (Universal) - Frost Satco - S8646 - 19A21/LED/27K/120-277V | 2700 | 83 | 2000 | 105.2632 | 25000 | 19 | 1 | 10.82 | 10.82 | 12.7139 | 2020Q3 | https://shop.regencylighting.com/lamps/led/a-line/19a21-led-27k-120-277v-s8646.html | Regency Lighting | 2020 | Yes
LED Lighting | Downlight | NaturaLED | False |  | LED |  |  | Downlight Recessed Downlight Recessed LED Recessed Downlights NaturaLED non-dimmable adjustable wattage 12/19/27 watt 90 CRI 8" LED recessed downlight retrofit replaces up to a 200 watt incandescent and includes an integrated junction box for a quick and easy install. Ideal for offices, lobby, hospitality, retail and conference rooms. Title 24 compliant Comes affixed with a standard junction box Suitable for use in outdoor applications Built-in power connector with adjustable torsion clips Reinforced strong spring clips secures housing to downlight housings, drywall or ceiling tiles Carabiner hook included for earthquake safety CHECK PRODUCT FIT BEFORE INVESTING IN MANY Title 24 compliant Comes affixed with a standard junction box Suitable for use in outdoor applications Built-in power connector with adjustable torsion clips Reinforced strong spring clips secures housing to downlight housings, drywall or ceiling tiles Carabiner hook included for earthquake safety NaturaLED Non-Dimmable Adjustable Wattage 12/19/27 Watt 90 CRI 3000K, 8" LED Recessed Downlight Retrofit, Wet Rated, Title 24 Compliant | 4000 | 94 | 2000 | 74.0741 | 50000 | 27 | 5 | 49.99 | 9.998 | 11.748 | 2020Q3 | https://www.bulbs.com/product/LED8CRL27SW-200L930-MV | Bulbs.com | 2020 | Yes
LED Lighting | Decorative | Bulbrite | True |  | Globe | G40 | E26 (Medium) | Wet Location Rated Wet Location Rated LED Filament Bulbs ¦ LED Globe Light Bulbs Bulbrite dimmable 8.5 watt 2700K 90 CRI G40 filament LED bulb generates as much light as many 60 watt G40 incandescent bulbs. Ideal for ceiling fixtures, pendants and vanities. Suitable for enclosed fixtures and for outdoor applications Compatible with most dimmers No lead or mercury means easy and environmentally safe disposal Saves 51.5 watts in electricity compared to a 60 watt G40 incandescent bulb Very long life - Rated to still put out 70% as much light after 15,000 hours of operation as it does when brand new Do not "hot swap" this bulb. Turn off power to the fixture before replacing the bulb. Suitable for enclosed fixtures and for outdoor applications Compatible with most dimmers No lead or mercury means easy and environmentally safe disposal Saves 51.5 watts in electricity compared to a 60 watt G40 incandescent bulb Very long life - Rated to still put out 70% as much light after 15,000 hours of operation as it does when brand new Bulbrite Dimmable 8.5W 2700K 90 CRI Filament G40 LED Bulb, Enclosed Fixture and Outdoor Rated | 2700 | 82 | 800 | 94.1176 | 15000 | 8.5 | 20 | 10.59 | 0.5295 | 0.62218 | 2020Q3 | https://www.bulbs.com/product/LED8G40-27K-FIL-M-3-1 | Bulbs.com | 2020 | Yes
LED Lighting | Downlight | Bulbrite | True |  | LED |  |  | Downlight Recessed Downlight Recessed LED Recessed Downlights Bulbrite dimmable 4" LED downlight is built with an integral junction box that eliminates the need for a traditional recessed housing (can) or J-box, saving installers time and money. Simply connect the junction box wiring to a light switch and place it into the ceiling. The spring-loaded clips will hold the downlight into the ceiling. Three easy installation steps: Cut appropriate size hole in ceiling Connect fixture to wired wall switch Clip fixture into opening and enjoy your new light Easy to install in new construction and retrofit projects, the downlight has a slim body that fits into shallow ceilings. Its white baffle trim blends seamlessly into interiors and reduces glare for soft eye pleasing illumination. Mounts directly into ceiling, no housing (recessed can) required IC and airtight rated for direct installation Edge lit for more diffused, less glary light Compatible with Lutron AYCL, DVCL, CTCL, and MACL dimmers. Cut appropriate size hole in ceiling Connect fixture to wired wall switch Clip fixture into opening and enjoy your new light Mounts directly into ceiling, no housing (recessed can) required IC and airtight rated for direct installation Edge lit for more diffused, less glary light Compatible with Lutron AYCL, DVCL, CTCL, and MACL dimmers. Bulbrite Dimmable 4" 8.5W 2700K LED Downlight, No Recessed Can or J-Box Needed | 2700 | 82 | 500 | 58.8235 | 40000 | 8.5 | 6 | 9.19 | 1.5317 | 1.7998 | 2020Q3 | https://www.bulbs.com/product/LED8JBOXDL-4-827-WHRD-D | Bulbs.com | 2020 | No
LED Lighting | Reflector | NaturaLED | True |  | Reflector (Flood/Spot) | PAR20 | E26 (Medium) | Damp Location Rated,Recessed Fixtures Damp Location Rated,Recessed Fixtures LED Reflector Light Bulbs NaturaLED dimmable 8 watt 3000K soft white PAR20 flood LED bulb generates as much light as many 50 watt halogen bulbs. No lead or mercury means for easy disposal and a better environment Saves 42 watts in electricity compared to a 50 watt halogen Very long life - Rated to still put out 70% as much light after 25,000 hours of operation as it does when brand new Not recommended for use in fully enclosed fixture because heat buildup will shorten life. Do not “hot swap” this bulb. Turn off fixture before replacing existing bulb. No lead or mercury means for easy disposal and a better environment Saves 42 watts in electricity compared to a 50 watt halogen Very long life - Rated to still put out 70% as much light after 25,000 hours of operation as it does when brand new NaturaLED Dimmable 8W 3000K 40° PAR20 LED Bulb, 90 CRI | 3000 | 95 | 500 | 62.5 | 25000 | 8 | 10 | 4.79 | 0.479 | 0.56284 | 2020Q3 | https://www.bulbs.com/product/LED8PAR20-50L-FL-930 | Bulbs.com | 2020 | No
LED Lighting | Reflector | NaturaLED | True |  | Reflector (Flood/Spot) | PAR20 | E26 (Medium) | Damp Location Rated,Recessed Fixtures Damp Location Rated,Recessed Fixtures LED Reflector Light Bulbs NaturaLED dimmable 8 watt 5000K bright white PAR20 flood LED bulb generates as much light as many 50 watt halogen bulbs. No lead or mercury means for easy disposal and a better environment Saves 42 watts in electricity compared to a 50 watt halogen Very long life - Rated to still put out 70% as much light after 25,000 hours of operation as it does when brand new Not recommended for use in fully enclosed fixture because heat buildup will shorten life. Do not “hot swap” this bulb. Turn off fixture before replacing existing bulb. No lead or mercury means for easy disposal and a better environment Saves 42 watts in electricity compared to a 50 watt halogen Very long life - Rated to still put out 70% as much light after 25,000 hours of operation as it does when brand new NaturaLED Dimmable 8W 5000K 40° PAR20 LED Bulb, 90 CRI | 5000 | 94 | 500 | 62.5 | 25000 | 8 | 10 | 4.79 | 0.479 | 0.56284 | 2020Q3 | https://www.bulbs.com/product/LED8PAR20-50L-FL-950 | Bulbs.com | 2020 | No
LED Lighting | Reflector | NaturaLED | True |  | Reflector (Flood/Spot) | R20 | E26 (Medium) | None,Recessed Fixtures None,Recessed Fixtures LED Reflector Light Bulbs NaturaLed dimmable 8 watt 2700K 90 CRI R20 LED bulb generates as much light as many 50 watt halogen bulbs. No lead or mercury means easy and environmentally safe disposal Very long life - Rated to still put out 70% as much light after 25,000 hours of operation as it does when brand new Not recommended for use in fully enclosed fixtures because heat buildup will shorten life. Do not “hot swap” this bulb. Turn off fixture before replacing existing bulb. No lead or mercury means easy and environmentally safe disposal Very long life - Rated to still put out 70% as much light after 25,000 hours of operation as it does when brand new NaturaLED Dimmable 8 Watt 2700K 90 CRI R20 LED Bulb | 2700 | 92 | 525 | 65.625 | 25000 | 8 | 10 | 3.39 | 0.339 | 0.39834 | 2020Q3 | https://www.bulbs.com/product/LED8R20-50L-927 | Bulbs.com | 2020 | No
LED Lighting | Reflector | NaturaLED | True |  | Reflector (Flood/Spot) | R20 | E26 (Medium) | Damp Location Rated,Recessed Fixtures Damp Location Rated,Recessed Fixtures LED Reflector Light Bulbs NaturaLED dimmable 8 watt 5000K 90 CRI R20 LED bulb generates as much light as many 50 watt halogen bulbs. No lead or mercury means easy and environmentally safe disposal Saves 42 watts in electricity compared to a 50 watt R20 halogen Very long life - Rated to still put out 70% as much light after 25,000 hours of operation as it does when brand new Not recommended for use in fully enclosed fixtures because heat buildup will shorten life. Do not “hot swap” this bulb. Turn off fixture before replacing existing bulb. No lead or mercury means easy and environmentally safe disposal Saves 42 watts in electricity compared to a 50 watt R20 halogen Very long life - Rated to still put out 70% as much light after 25,000 hours of operation as it does when brand new NaturaLED Dimmable 8W 5000K 90 CRI R20 LED Bulb | 5000 | 96 | 525 | 65.625 | 25000 | 8 | 10 | 3.39 | 0.339 | 0.39834 | 2020Q3 | https://www.bulbs.com/product/LED8R20-52L-950 | Bulbs.com | 2020 | No
LED Lighting | A-Type | Satco |  |  | General Purpose Replacement | A21 | E26 (Medium) | Damp Location Rated,Recessed Fixtures Damp Location Rated,Recessed Fixtures Description With a strong output, this LED A21 will enhance visibility where necessary at a fraction of the cost as incandescent bulbs. Minimizes energy consumption and replacements Slightly larger size than a A19 bulb shape Frosted for evenly diffused lighting 2000 Lumens - 2700 Kelvin - Medium Base - 120-277 Volt - Satco S8646 LED A21 - 19 Watt - 125 Watt Equal - Incandescent Match | 2700 | 83 | 2000 | 105.2632 | 25000 | 19 | 6 | 60.54 | 10.09 | 11.8561 | 2020Q3 | https://www.1000bulbs.com/product/208038/SATCO-S8646.html | 1000bulbs.com | 2020 | Yes
LED Lighting | A-Type | Satco |  |  | General Purpose Replacement | A21 | E26 (Medium) | Damp Location Rated,Recessed Fixtures Damp Location Rated,Recessed Fixtures Description With a strong output, this LED A21 will enhance visibility where necessary at a fraction of the cost as incandescent bulbs. Minimizes energy consumption and replacements Frosted lens for evenly diffused lighting Slightly larger in size than A19 bulbs 2000 Lumens - 3000 Kelvin - Medium Base - 120-277 Volt - Satco S8647 LED A21 - 19 Watt - 125 Watt Equal - Halogen Match | 3000 | 84 | 2000 | 105.2632 | 25000 | 19 | 6 | 60.54 | 10.09 | 11.8561 | 2020Q3 | https://www.1000bulbs.com/product/208943/SATCO-S8647.html | 1000bulbs.com | 2020 | Yes
LED Lighting | A-Type | Satco |  |  | General Purpose Replacement | A21 | E26 (Medium) | Damp Location Rated,Recessed Fixtures Damp Location Rated,Recessed Fixtures Description Provide the illumination you need for up or downlighting with this A21 LED bulb. Minimizes energy consumption and replacements Frosted lens for diffused lighting Strong output for high areas 2000 Lumens - 4000 Kelvin - Medium Base - 120-277 Volt - Satco S8648 LED A21 - 19 Watt - 125 Watt Equal - Cool White | 4000 | 86 | 2000 | 105.2632 | 25000 | 19 | 6 | 60.54 | 10.09 | 11.8561 | 2020Q3 | https://www.1000bulbs.com/product/208949/SATCO-S8648.html | 1000bulbs.com | 2020 | Yes
LED Lighting | A-Type | Satco |  | Daylighting/Photocell, | General Purpose Replacement | A21 | E26 (Medium) | Damp Location Rated,Recessed Fixtures Damp Location Rated,Recessed Fixtures Description With a bright output, this LED A21 bulb will improve visibility where necessary at a fraction of the cost associated with incandescent bulbs. Minimizes energy usage and replacements Frosted lens for evenly diffused lighting Vibrant daylight white color 2000 Lumens - 5000 Kelvin - Medium Base - 120-277 Volt - Satco S8649 LED A21 - 19 Watt - 125 Watt Equal - Daylight White | 5000 | 85 | 2000 | 105.2632 | 25000 | 19 | 6 | 60.54 | 10.09 | 11.8561 | 2020Q3 | https://www.1000bulbs.com/product/208950/SATCO-S8649.html | 1000bulbs.com | 2020 | Yes
LED Lighting | Reflector | NaturaLED | True |  | Reflector (Flood/Spot) | BR30 | E26 (Medium) | Damp Location Rated,Recessed Fixtures Damp Location Rated,Recessed Fixtures LED Reflector Light Bulbs NaturaLED dimmable 9 watt 90 CRI 5000K BR30 LED bulb generates as much light as many 65 watt halogen bulbs. No lead or mercury means easy and environmentally safe disposal Saves 56 watts in electricity compared to a 65 watt halogen Very long life - Rated to still put out 70% as much light after 25,000 hours of operation as it does when brand new Not recommended for use in enclosed fixtures because heat buildup will shorten life. Do not “hot swap” this bulb. Turn off fixture before replacing existing bulb. No lead or mercury means easy and environmentally safe disposal Saves 56 watts in electricity compared to a 65 watt halogen Very long life - Rated to still put out 70% as much light after 25,000 hours of operation as it does when brand new NaturaLED Dimmable 9W 90 CRI 5000K BR30 LED Bulb | 5000 | 96 | 715 | 79.4444 | 25000 | 9 | 10 | 4.99 | 0.499 | 0.58634 | 2020Q3 | https://www.bulbs.com/product/LED9BR30-71L-950 | Bulbs.com | 2020 | No
LED Lighting | Reflector | TCP | True |  | Reflector (Flood/Spot) | BR30 | E26 (Medium) | Damp Location Rated,Recessed Fixtures Damp Location Rated,Recessed Fixtures LED Reflector Light Bulbs TCP 9.5 watt dimmable BR30 LED bulb generates as much light as many 65 watt halogen bulbs. No lead or mercury means easy and environmentally safe disposal Very long life - Rated to still put out 70% as much light after 25,000 hours of operation as it does when brand new Not recommended for use in fully enclosed fixtures because heat buildup will shorten life. Do not “hot swap” this bulb. Turn off fixture before replacing existing bulb. No lead or mercury means easy and environmentally safe disposal Very long life - Rated to still put out 70% as much light after 25,000 hours of operation as it does when brand new TCP Dimmable 9.5W 2700K BR30 LED Bulb | 2700 | 80 | 700 | 73.6842 | 25000 | 9.5 | 12 | 3.39 | 0.2825 | 0.33195 | 2020Q3 | https://www.bulbs.com/product/LED9BR30D27K | Bulbs.com | 2020 | No
LED Lighting | Reflector | TCP | True |  | Reflector (Flood/Spot) | BR30 | E26 (Medium) | Damp Location Rated,Recessed Fixtures Damp Location Rated,Recessed Fixtures LED Reflector Light Bulbs TCP 9.5 watt dimmable BR30 LED bulb generates as much light as many 65 watt halogen bulbs. No lead or mercury means easy and environmentally safe disposal Very long life - Rated to still put out 70% as much light after 25,000 hours of operation as it does when brand new Not recommended for use in fully enclosed fixtures because heat buildup will shorten life. Do not “hot swap” this bulb. Turn off fixture before replacing existing bulb. No lead or mercury means easy and environmentally safe disposal Very long life - Rated to still put out 70% as much light after 25,000 hours of operation as it does when brand new TCP Dimmable 9.5W 3000K BR30 LED Bulb | 3000 | 80 | 700 | 73.6842 | 25000 | 9.5 | 12 | 3.39 | 0.2825 | 0.33195 | 2020Q3 | https://www.bulbs.com/product/LED9BR30D30K | Bulbs.com | 2020 | No
LED Lighting | Reflector | TCP | True |  | Reflector (Flood/Spot) | BR30 | E26 (Medium) | Damp Location Rated,Recessed Fixtures Damp Location Rated,Recessed Fixtures LED Reflector Light Bulbs TCP 9.5 watt dimmable BR30 LED bulb generates as much light as many 65 watt halogen bulbs. No lead or mercury means easy and environmentally safe disposal Very long life - Rated to still put out 70% as much light after 25,000 hours of operation as it does when brand new Not recommended for use in fully enclosed fixtures because heat buildup will shorten life. Do not “hot swap” this bulb. Turn off fixture before replacing existing bulb. No lead or mercury means easy and environmentally safe disposal Very long life - Rated to still put out 70% as much light after 25,000 hours of operation as it does when brand new TCP Dimmable 9.5W 4100K BR30 LED Bulb | 4000 | 82 | 750 | 78.9474 | 25000 | 9.5 | 12 | 3.39 | 0.2825 | 0.33195 | 2020Q3 | https://www.bulbs.com/product/LED9BR30D41K | Bulbs.com | 2020 | No
LED Lighting | Reflector | TCP | True |  | Reflector (Flood/Spot) | BR30 | E26 (Medium) | Damp Location Rated,Recessed Fixtures Damp Location Rated,Recessed Fixtures LED Reflector Light Bulbs TCP 9.5 watt dimmable BR30 LED bulb generates as much light as many 65 watt halogen bulbs. No lead or mercury means easy and environmentally safe disposal Very long life - Rated to still put out 70% as much light after 25,000 hours of operation as it does when brand new Not recommended for use in fully enclosed fixtures because heat buildup will shorten life. Do not “hot swap” this bulb. Turn off fixture before replacing existing bulb. No lead or mercury means easy and environmentally safe disposal Very long life - Rated to still put out 70% as much light after 25,000 hours of operation as it does when brand new TCP Dimmable 9.5W 5000K BR30 LED Bulb | 5000 | 87 | 750 | 78.9474 | 25000 | 9.5 | 12 | 3.39 | 0.2825 | 0.33195 | 2020Q3 | https://www.bulbs.com/product/LED9BR30D50K | Bulbs.com | 2020 | No
LED Lighting | Reflector | Bulbrite | True |  | Reflector (Flood/Spot) | MR16 | GU5.3 | Damp Location Rated,Recessed Fixtures Damp Location Rated,Recessed Fixtures LED MR Light Bulbs Bulbrite dimmable 9 watt 2700K narrow flood MR16 LED bulb generates as much light as many 75 watt halogen bulbs. Compatible with Lutron #SELV-300P dimmer Intended for low voltage transformers with AC output. Not intended for DC operation Can be used in enclosed fixtures No lead or mercury means easy and environmentally safe disposal Very long life - Rated to still put out 70% as much light after 25,000 hours of operation as it does when brand new Do not “hot swap” this bulb. Turn off fixture before replacing existing bulb. Compatible with Lutron #SELV-300P dimmer Intended for low voltage transformers with AC output. Not intended for DC operation Can be used in enclosed fixtures No lead or mercury means easy and environmentally safe disposal Very long life - Rated to still put out 70% as much light after 25,000 hours of operation as it does when brand new Bulbrite Dimmable 9W 2700K 25° MR16 LED Bulb, GU5.3 Base, Enclosed Fixture Rated | 2700 | 82 | 670 | 74.4444 | 25000 | 9 | 10 | 7.59 | 0.759 | 0.89185 | 2020Q3 | https://www.bulbs.com/product/LED9MR16NF25-75-827-D | Bulbs.com | 2020 | No
LED Lighting | Reflector | Bulbrite | True |  | Reflector (Flood/Spot) | MR16 | GU5.3 | Damp Location Rated,Recessed Fixtures Damp Location Rated,Recessed Fixtures LED MR Light Bulbs Bulbrite dimmable 9 watt 3000K narrow flood MR16 LED bulb generates as much light as many 75 watt halogen bulb. Compatible with Lutron #SELV-300P dimmer Intended for low voltage transformers with AC output. Not intended for DC operation Can be used in enclosed fixtures No lead or mercury means easy and environmentally safe disposal Very long life - Rated to still put out 70% as much light after 25,000 hours of operation as it does when brand new Do not “hot swap” this bulb. Turn off fixture before replacing existing bulb. Compatible with Lutron #SELV-300P dimmer Intended for low voltage transformers with AC output. Not intended for DC operation Can be used in enclosed fixtures No lead or mercury means easy and environmentally safe disposal Very long life - Rated to still put out 70% as much light after 25,000 hours of operation as it does when brand new Bulbrite Dimmable 9W 3000K 25° MR16 LED Bulb, GU5.3 Base, Rated For Enclosed Fixtures | 3000 | 83 | 685 | 76.1111 | 25000 | 9 | 10 | 7.59 | 0.759 | 0.89185 | 2020Q3 | https://www.bulbs.com/product/LED9MR16NF25-75-830-D | Bulbs.com | 2020 | No
LED Lighting | Reflector | Bulbrite | True |  | Reflector (Flood/Spot) | MR16 | GU5.3 | Damp Location Rated,Recessed Fixtures Damp Location Rated,Recessed Fixtures LED MR Light Bulbs Bulbrite dimmable 9 watt 2700K spot MR16 LED bulb generates as much light as many 75 watt halogen bulbs. Compatible with Lutron #SELV-300P dimmer Intended for low voltage transformers with AC output. Not intended for DC operation Can be used in enclosed fixtures No lead or mercury means easy and environmentally safe disposal Very long life - Rated to still put out 70% as much light after 25,000 hours of operation as it does when brand new Do not “hot swap” this bulb. Turn off fixture before replacing existing bulb. Compatible with Lutron #SELV-300P dimmer Intended for low voltage transformers with AC output. Not intended for DC operation Can be used in enclosed fixtures No lead or mercury means easy and environmentally safe disposal Very long life - Rated to still put out 70% as much light after 25,000 hours of operation as it does when brand new Bulbrite Dimmable 9W 2700K 15° MR16 LED Bulb, GU5.3 Base, Rated For Enclosed Fixtures | 2700 | 82 | 670 | 74.4444 | 25000 | 9 | 10 | 7.59 | 0.759 | 0.89185 | 2020Q3 | https://www.bulbs.com/product/LED9MR16SP15-75-827-D | Bulbs.com | 2020 | No
LED Lighting | Reflector | Bulbrite | True |  | Reflector (Flood/Spot) | MR16 | GU5.3 | Damp Location Rated,Recessed Fixtures Damp Location Rated,Recessed Fixtures LED MR Light Bulbs Bulbrite dimmable 9 watt 3000K spot MR16 LED bulb generates as much light as many 75 watt halogen bulb. Compatible with Lutron #SELV-300P dimmer Intended for low voltage transformers with AC output. Not intended for DC operation Can be used in enclosed fixtures No lead or mercury means easy and environmentally safe disposal Very long life - Rated to still put out 70% as much light after 25,000 hours of operation as it does when brand new Do not “hot swap” this bulb. Turn off fixture before replacing existing bulb. Compatible with Lutron #SELV-300P dimmer Intended for low voltage transformers with AC output. Not intended for DC operation Can be used in enclosed fixtures No lead or mercury means easy and environmentally safe disposal Very long life - Rated to still put out 70% as much light after 25,000 hours of operation as it does when brand new Bulbrite Dimmable 9W 3000K 15° MR16 LED Bulb, GU5.3 Base, Rated For Enclosed Fixtures | 3000 | 83 | 685 | 76.1111 | 25000 | 9 | 10 | 7.59 | 0.759 | 0.89185 | 2020Q3 | https://www.bulbs.com/product/LED9MR16SP15-75-830-D | Bulbs.com | 2020 | No
LED Lighting | Reflector | Topaz Lighting | True |  | Reflector (Flood/Spot) | PAR16 | E26 (Medium) | Damp Location Rated,Recessed Fixtures Damp Location Rated,Recessed Fixtures LED Reflector Light Bulbs Topaz 6.5 watt 3000K 40 degree PAR16 LED bulb generates as much light as a 60 watt halogen bulb. Suitable for use in enclosed fixtures Energy efficient replacement for a 60 watt PAR16 bulb Very long life - Rated to still put out 70% as much light after 25,000 hours of operation as it does when brand new Do not "hot swap" this bulb. Turn off the fixture before replacing the existing bulb. Suitable for use in enclosed fixtures Energy efficient replacement for a 60 watt PAR16 bulb Very long life - Rated to still put out 70% as much light after 25,000 hours of operation as it does when brand new Topaz Dimmable 6.5W 3000K 40 Degree PAR16 LED Bulb, Enclosed Fixture Rated | 3000 | 83 | 500 | 76.9231 | 25000 | 6.5 | 12 | 4.99 | 0.41583 | 0.48862 | 2020Q3 | https://www.bulbs.com/product/LP16-6-30K-D-46 | Bulbs.com | 2020 | No
LED Lighting | A-Type | Satco | False |  | General Purpose Replacement | A21 | E26 (Medium) | Damp Location Rated,Recessed Fixtures Damp Location Rated,Recessed Fixtures Satco Replacement LED lamp in frosted finish, features E26 medium lamp base. This A21 lamp outputs a natural light of 2000-Lumens (initial). This arbitrary lamp with an average life of 25000 Hours, has a power rating of 19-Watts and voltage rating of 120/277-Volts AC at 50/60-Hz. The lamp has an incandescent equivalent wattage 125-Watts. It has a CRI of 80 and color temperature of 5000K. It has a beam angle of 220-Degrees. It measures 5-9/16-Inch x 2-5/8-Inch Dia. It is ideal for damp locations. Lamp meets UL, cULus, RoHS and Energy Star standards. Satco S8649 A21 Replacement LED Lamp E26 Medium 19-Watt 2000-Lumens Initial 80 CRI Natural Light | 5000 | 85 | 2000 | 105.2632 | 25000 | 19 | 6 | 14.7 | 2.45 | 2.8788 | 2020Q3 | https://www.ew-ne.com/lighting-1600000000/satco-s8649-a21-replacement-led-lamp-e26-medium-19-watt-2000-lumens-initial-80-cri-natural-light-757906 | Electrical Wholesalers Inc | 2020 | Yes
LED Lighting | A-Type | Manufacturer: Satco | False |  | General Purpose Replacement | A21 | E26 (Medium) | Damp Location Rated,Recessed Fixtures Damp Location Rated,Recessed Fixtures Home > LED Light Bulbs > LED A19 Bulbs > LED A21 Bulbs > 19 Watt A21 LED Light Bulb Enclosed Rated Non-Dimmable 120-277V 3000K - 2000 Lumens Product Specifications - Quick Reference Input Voltage: Lumens: 120-277 Volt 2000 Lumens Dimensions: Dimmable: 5-9/16" (MOL) x 2-5/8" (MOD) NO - Not Dimmable LED Color: 3000K Warm White Life Time: 25,000 Hours Power Consumption: Luminous Efficacy: 19 Watts 105 lm/W CRI: Certifications: 80 CRI Energy Star, RoHS, Damp Satco's LED series of omni-directional LED A21 Lamps are here to replace your 125 watt incandescent light bulbs. Within this series, Satco is exhibiting their Solid State LED Lighting for these A shaped replacement lamps. This series of A21 LED lights bulbs are NOT dimmable, but are approved for totally enclosed fixtures and run off the 120-277V universal voltage. They have a long life of 25,000 hours and possess a 5 Year Limited Warranty. This series comes in a 19 watt model with the color temperatures of 2700K, 3000K, 4000K, and 5000K. This model is part number S8647, which produces 2000 lumens of a 3000K warm white color. This bulb consumes just 19 watts of 120-277 volt energy. This bulb is Energy Star certified, RoHS compliant, cULus - damp location rated, and enclosed fixture rated. This led light bulb is NOT dimmable but has a CRI of 80, with a medium E26 base to meet all of your replacement needs. The innovative design of this A21 bulb features a smooth heat sink design to resemble traditional incandescent lamps. When you replace your 125A19 incandescent bulbs with these 19 watt A21 LED bulbs, your energy use decreases significantly while keeping the same look and feel of your old A21 bulbs. Typical applications include: commercial, residential, down lighting, accent lighting, display lighting, and more. Click here for the complete Satco S8647 LED A21 Light Bulb Specification Sheet. Satco 19 Watt A21 LED Light Bulb Enclosed Rated Non-Dimmable 120-277V 3000K - 2000 Lumens | 3000 | 84 | 2000 | 105.2632 | 25000 | 19 | 1 | 10.95 | 10.95 | 12.8667 | 2020Q3 | https://www.greenelectricalsupply.com/satco-s8647-19w-led-a21-light-bulb-non-dimmable-enclosed-rated-3000k.aspx | Green Electrical Supply | 2020 | Yes
LED Lighting | Reflector | Cree Lighting | True |  | Reflector (Flood/Spot) | MR16 | GU5.3 | Damp Location Rated,Recessed Fixtures Damp Location Rated,Recessed Fixtures LED MR Light Bulbs Cree Pro Series dimmable 7.5 watt 3000K 25° 90 CRI MR16 LED bulb generates as much light as many 75 watt halogen bulbs. Title 20 compliant Suitable for use in enclosed fixtures No lead or mercury means for easy disposal and a better environment Saves 67.5 watts in electricity compared to a 75 watt halogen Intended for low voltage transformers with AC output. Not intended for DC operation Very long life - Rated to still put out 70% as much light after 25,000 hours of operation as it did when brand new Compatible with Lutron DVCL-153P, MACL-153M and CT-600P dimmers, a maximum of 12 bulbs per circuit, depending on the transformer used. Do not “hot swap” this bulb. Turn off fixture before replacing existing bulb. Title 20 compliant Suitable for use in enclosed fixtures No lead or mercury means for easy disposal and a better environment Saves 67.5 watts in electricity compared to a 75 watt halogen Intended for low voltage transformers with AC output. Not intended for DC operation Very long life - Rated to still put out 70% as much light after 25,000 hours of operation as it did when brand new Compatible with Lutron DVCL-153P, MACL-153M and CT-600P dimmers, a maximum of 12 bulbs per circuit, depending on the transformer used. Cree Pro Series Dimmable 7.5W 3000K 25° MR16 LED Bulb, 90 CRI, Enclosed Fixture Rated, Title 20 Compliant | 3000 | 94 | 570 | 76 | 25000 | 7.5 | 24 | 11.69 | 0.48708 | 0.57234 | 2020Q3 | https://www.bulbs.com/product/MR16-75W-P1-30K-25NF-GU53-U1 | Bulbs.com | 2020 | No
LED Lighting | Reflector | Cree Lighting | True |  | Reflector (Flood/Spot) | MR16 | GU5.3 | Damp Location Rated,Recessed Fixtures Damp Location Rated,Recessed Fixtures LED MR Light Bulbs Cree Pro Series dimmable 7.5 watt 3000K 35° 90 CRI MR16 LED bulb generates as much light as many 75 watt halogen bulbs. Title 20 compliant Suitable for use in enclosed fixtures No lead or mercury means for easy disposal and a better environment Saves 67.5 watts in electricity compared to a 75 watt halogen Intended for low voltage transformers with AC output. Not intended for DC operation Very long life - Rated to still put out 70% as much light after 25,000 hours of operation as it did when brand new Compatible with Lutron DVCL-153P, MACL-153M and CT-600P dimmers, a maximum of 12 bulbs per circuit, depending on the transformer used. Do not “hot swap” this bulb. Turn off fixture before replacing existing bulb. Title 20 compliant Suitable for use in enclosed fixtures No lead or mercury means for easy disposal and a better environment Saves 67.5 watts in electricity compared to a 75 watt halogen Intended for low voltage transformers with AC output. Not intended for DC operation Very long life - Rated to still put out 70% as much light after 25,000 hours of operation as it did when brand new Compatible with Lutron DVCL-153P, MACL-153M and CT-600P dimmers, a maximum of 12 bulbs per circuit, depending on the transformer used. Cree Pro Series Dimmable 7.5W 3000K 35° MR16 LED Bulb, 90 CRI, Enclosed Fixture Rated, Title 20 Compliant | 3000 | 94 | 570 | 76 | 25000 | 7.5 | 24 | 11.69 | 0.48708 | 0.57234 | 2020Q3 | https://www.bulbs.com/product/MR16-75W-P1-30K-35FL-GU53-U1 | Bulbs.com | 2020 | No
LED Lighting | Reflector | Cree Lighting | True |  | Reflector (Flood/Spot) | PAR20 | E26 (Medium) | Damp Location Rated,Recessed Fixtures Damp Location Rated,Recessed Fixtures LED Reflector Light Bulbs Cree Pro Series dimmable 7 watt 2700K 25° 90 CRI PAR20 LED bulb generates as much light as many 50 watt halogen bulbs. Suitable for use in enclosed fixtures. Lifetime may be reduced if used in air tight enclosures or in insulated ceiling air tight (ICAT) recessed downlight enclosures Title 20 compliant No lead or mercury means for easy disposal and a better environment Saves 43 watts in electricity compared to a 50 watt halogen Very long life - Rated to still put out 70% as much light after 50,000 hours of operation as it did when brand new Compatible with Lutron DVCL-153P and MACL-153M dimmers, a maximum of 20 bulbs per circuit Do not “hot swap” this bulb. Turn off fixture before replacing existing bulb. Suitable for use in enclosed fixtures. Lifetime may be reduced if used in air tight enclosures or in insulated ceiling air tight (ICAT) recessed downlight enclosures Title 20 compliant No lead or mercury means for easy disposal and a better environment Saves 43 watts in electricity compared to a 50 watt halogen Very long life - Rated to still put out 70% as much light after 50,000 hours of operation as it did when brand new Compatible with Lutron DVCL-153P and MACL-153M dimmers, a maximum of 20 bulbs per circuit Cree Pro Series Dimmable 7W 2700K 25° PAR20 LED Bulb, 90 CRI, Enclosed Fixture Rated and Title 20 Compliant | 2700 | 92 | 530 | 75.7143 | 50000 | 7 | 24 | 7.79 | 0.32458 | 0.3814 | 2020Q3 | https://www.bulbs.com/product/PAR20-50W-P1-27K-25NF-E26-U1 | Bulbs.com | 2020 | No
LED Lighting | Reflector | Cree Lighting | True |  | Reflector (Flood/Spot) | PAR20 | E26 (Medium) | Damp Location Rated,Recessed Fixtures Damp Location Rated,Recessed Fixtures LED Reflector Light Bulbs Cree Pro Series dimmable 6 watt 3000K 25° 90 CRI PAR20 LED bulb generates as much light as many 50 watt halogen bulbs. Title 20 compliant Suitable for use in enclosed fixtures. Lifetime may be reduced if used in air tight enclosures or in insulated ceiling air tight (ICAT) recessed downlight enclosures No lead or mercury means for easy disposal and a better environment Saves 44 watts in electricity compared to a 50 watt halogen Very long life - Rated to still put out 70% as much light after 50,000 hours of operation as it did when brand new Compatible with Lutron DVCL-153P and MACL-153M dimmers, a maximum of 20 bulbs per circuit Do not “hot swap” this bulb. Turn off fixture before replacing existing bulb. Title 20 compliant Suitable for use in enclosed fixtures. Lifetime may be reduced if used in air tight enclosures or in insulated ceiling air tight (ICAT) recessed downlight enclosures No lead or mercury means for easy disposal and a better environment Saves 44 watts in electricity compared to a 50 watt halogen Very long life - Rated to still put out 70% as much light after 50,000 hours of operation as it did when brand new Compatible with Lutron DVCL-153P and MACL-153M dimmers, a maximum of 20 bulbs per circuit Cree Pro Series Dimmable 6W 3000K 25° PAR20 LED Bulb, 90 CRI, Enclosed Fixture Rated and Title 20 Compliant | 3000 | 94 | 550 | 78.5714 | 50000 | 7 | 24 | 7.79 | 0.32458 | 0.3814 | 2020Q3 | https://www.bulbs.com/product/PAR20-50W-P1-30K-25NF-E26-U1 | Bulbs.com | 2020 | No
LED Lighting | Reflector | Cree Lighting | True |  | Reflector (Flood/Spot) | PAR30L | E26 (Medium) | Damp Location Rated,Recessed Fixtures Damp Location Rated,Recessed Fixtures LED Reflector Light Bulbs Cree Pro Series dimmable 13 watt 2700K 25° 90 CRI PAR30 long neck LED bulb generates as much light as many 75 watt halogen bulbs. Title 20 compliant Suitable for used in enclosed fixtures. Lifetime may be reduced if used in air tight enclosures or in insulated ceiling air tight (ICAT) recessed downlight enclosures No lead or mercury means for easy disposal and a better environment Saves 62 watts in electricity compared to a 75 watt halogen Very long life - Rated to still put out 70% as much light after 50,000 hours of operation as it did when brand new Compatible with Lutron DVCL-153P and MACL-153M dimmers, a maximum of 9 bulbs per circuit Do not “hot swap” this bulb. Turn off fixture before replacing existing bulb. Title 20 compliant Suitable for used in enclosed fixtures. Lifetime may be reduced if used in air tight enclosures or in insulated ceiling air tight (ICAT) recessed downlight enclosures No lead or mercury means for easy disposal and a better environment Saves 62 watts in electricity compared to a 75 watt halogen Very long life - Rated to still put out 70% as much light after 50,000 hours of operation as it did when brand new Compatible with Lutron DVCL-153P and MACL-153M dimmers, a maximum of 9 bulbs per circuit Cree Pro Series Dimmable 13W 2700K 25° PAR30L LED Bulb, 90 CRI, Enclosed Fixture Rated and Title 20 Compliant | 2700 | 92 | 1000 | 83.3333 | 50000 | 12 | 12 | 11.19 | 0.9325 | 1.0957 | 2020Q3 | https://www.bulbs.com/product/PAR30L-75W-P1-27K-25NF-E26-U1 | Bulbs.com | 2020 | No
LED Lighting | Reflector | Cree Lighting | True |  | Reflector (Flood/Spot) | PAR30L | E26 (Medium) | Damp Location Rated,Recessed Fixtures Damp Location Rated,Recessed Fixtures LED Reflector Light Bulbs Cree Pro Series dimmable 13 watt 3000K 25° 90 CRI PAR30 long neck LED bulb generates as much light as many 75 watt halogen bulbs. Title 20 compliant Suitable for used in enclosed fixtures. Lifetime may be reduced if used in air tight enclosures or in insulated ceiling air tight (ICAT) recessed downlight enclosures No lead or mercury means for easy disposal and a better environment Saves 62 watts in electricity compared to a 75 watt halogen Very long life - Rated to still put out 70% as much light after 50,000 hours of operation as it did when brand new Compatible with Lutron DVCL-153P and MACL-153M dimmers, a maximum of 9 bulbs per circuit Do not “hot swap” this bulb. Turn off fixture before replacing existing bulb. Title 20 compliant Suitable for used in enclosed fixtures. Lifetime may be reduced if used in air tight enclosures or in insulated ceiling air tight (ICAT) recessed downlight enclosures No lead or mercury means for easy disposal and a better environment Saves 62 watts in electricity compared to a 75 watt halogen Very long life - Rated to still put out 70% as much light after 50,000 hours of operation as it did when brand new Compatible with Lutron DVCL-153P and MACL-153M dimmers, a maximum of 9 bulbs per circuit Cree Pro Series Dimmable 13W 3000K 25° PAR30L LED Bulb, 90 CRI, Enclosed Fixture Rated and Title 20 Compliant | 3000 | 94 | 1050 | 87.5 | 50000 | 12 | 12 | 11.19 | 0.9325 | 1.0957 | 2020Q3 | https://www.bulbs.com/product/PAR30L-75W-P1-30K-25NF-E26-U1 | Bulbs.com | 2020 | No
LED Lighting | Reflector | Cree Lighting | True |  | Reflector (Flood/Spot) | PAR38 | E26 (Medium) | Wet Location Rated,Recessed Fixtures Wet Location Rated,Recessed Fixtures LED Reflector Light Bulbs Cree Pro Series dimmable 17 watt 2700K 25° 90 CRI PAR30 long neck LED bulb generates as much light as many 120 watt halogen bulbs. Title 20 compliant Can be used in outdoor applications Suitable for used in enclosed fixtures. Lifetime may be reduced if used in air tight enclosures or in insulated ceiling air tight (ICAT) recessed downlight enclosures No lead or mercury means for easy disposal and a better environment Saves 103 watts in electricity compared to a 120 watt halogen Very long life - Rated to still put out 70% as much light after 50,000 hours of operation as it did when brand new Compatible with Lutron DVCL-153P and MACL-153M dimmers, a maximum of 7 bulbs per circuit Do not “hot swap” this bulb. Turn off fixture before replacing existing bulb. Title 20 compliant Can be used in outdoor applications Suitable for used in enclosed fixtures. Lifetime may be reduced if used in air tight enclosures or in insulated ceiling air tight (ICAT) recessed downlight enclosures No lead or mercury means for easy disposal and a better environment Saves 103 watts in electricity compared to a 120 watt halogen Very long life - Rated to still put out 70% as much light after 50,000 hours of operation as it did when brand new Compatible with Lutron DVCL-153P and MACL-153M dimmers, a maximum of 7 bulbs per circuit Cree Pro Series Dimmable 17W 2700K 25° PAR38 LED Bulb, 90 CRI, Enclosed and Wet Rated, Title 20 Compliant | 2700 | 94 | 1330 | 80.6061 | 50000 | 16.5 | 12 | 14.39 | 1.1992 | 1.4091 | 2020Q3 | https://www.bulbs.com/product/PAR38-120W-P1-27K-25NF-E26-U1 | Bulbs.com | 2020 | No
LED Lighting | Reflector | Cree Lighting | True |  | Reflector (Flood/Spot) | PAR38 | E26 (Medium) | Wet Location Rated,Recessed Fixtures Wet Location Rated,Recessed Fixtures LED Reflector Light Bulbs Cree Pro Series dimmable 17 watt 3000K 25° 90 CRI PAR30 long neck LED bulb generates as much light as many 120 watt halogen bulbs. Title 20 compliant Can be used in outdoor applications Suitable for used in enclosed fixtures. Lifetime may be reduced if used in air tight enclosures or in insulated ceiling air tight (ICAT) recessed downlight enclosures No lead or mercury means for easy disposal and a better environment Saves 103 watts in electricity compared to a 120 watt halogen Very long life - Rated to still put out 70% as much light after 50,000 hours of operation as it did when brand new Compatible with Lutron DVCL-153P and MACL-153M dimmers, a maximum of 7 bulbs per circuit Do not “hot swap” this bulb. Turn off fixture before replacing existing bulb. Title 20 compliant Can be used in outdoor applications Suitable for used in enclosed fixtures. Lifetime may be reduced if used in air tight enclosures or in insulated ceiling air tight (ICAT) recessed downlight enclosures No lead or mercury means for easy disposal and a better environment Saves 103 watts in electricity compared to a 120 watt halogen Very long life - Rated to still put out 70% as much light after 50,000 hours of operation as it did when brand new Compatible with Lutron DVCL-153P and MACL-153M dimmers, a maximum of 7 bulbs per circuit Cree Pro Series Dimmable 17W 3000K 25° 90 CRI PAR38 LED Bulb, Enclosed and Wet Rated, Title 20 Compliant | 3000 | 93 | 1370 | 83.0303 | 50000 | 16.5 | 12 | 14.39 | 1.1992 | 1.4091 | 2020Q3 | https://www.bulbs.com/product/PAR38-120W-P1-30K-25NF-E26-U1 | Bulbs.com | 2020 | No
LED Lighting | Downlight | Halco Lighting | True |  | LED |  |  | Downlight Solid State Retrofit Downlight Solid State Retrofit LED Recessed Downlights Halco ENERGY STAR® qualified 5"/6", 15 watt LED recessed can retrofit replaces an 65 watt BR30 incandescent lamps with a more energy efficient, longer lasting, and more technologically advanced alternative. ETL listed for wet locations No lead or mercury means easy and environmentally safe disposal Rotable collar for easy alignment Very long life - Rated to still put out 70% as much light after 50,000 hours of operation as it does when brand new Rated for indoor use only Includes E26 medium base socket adapter Torsion springs included to mount into a 5" or 6" recessed housing Compatible with Lutron AYCL, DVCL, CTCL, and MACL dimmers. DO NOT "hot swap" this fixture. Turn off fixture before replacing it. ETL listed for wet locations No lead or mercury means easy and environmentally safe disposal Rotable collar for easy alignment Very long life - Rated to still put out 70% as much light after 50,000 hours of operation as it does when brand new Rated for indoor use only Includes E26 medium base socket adapter Torsion springs included to mount into a 5" or 6" recessed housing Compatible with Lutron AYCL, DVCL, CTCL, and MACL dimmers. Halco Dimmable 15 Watt 5"/6" 3000K Recessed LED Downlight | 3000 | 89 | 930 | 62 | 50000 | 15 | 12 | 21.19 | 1.7658 | 2.0749 | 2020Q3 | https://www.bulbs.com/product/QDL6FR15-930-LED | Bulbs.com | 2020 | No
LED Lighting | Reflector | Cree Lighting | True |  | Reflector (Flood/Spot) | R20 | E26 (Medium) | Damp Location Rated,Recessed Fixtures Damp Location Rated,Recessed Fixtures LED Reflector Light Bulbs Cree Pro Series dimmable 7 watt 2700K 90 CRI R20 LED bulb generates as much light as many 50 watt halogen bulbs. Title 20 compliant Suitable for use in enclosed fixtures. Lifetime may be reduced if used in air tight enclosures or in insulated ceiling air tight (ICAT) recessed downlight enclosures No lead or mercury means easy and environmentally safe disposal Very long life - Rated to still put out 70% as much light after 25,000 hours of operation as it did when brand new Compatible with Lutron dimmers DVCL-153P (a maximum of 7 bulbs per circuit), MACL-153M (a maximum of 6 bulbs per circuit) and CTCL-153P (a maximum of 11 bulbs per circuit) Do not “hot swap” this bulb. Turn off fixture before replacing existing bulb. Title 20 compliant Suitable for use in enclosed fixtures. Lifetime may be reduced if used in air tight enclosures or in insulated ceiling air tight (ICAT) recessed downlight enclosures No lead or mercury means easy and environmentally safe disposal Very long life - Rated to still put out 70% as much light after 25,000 hours of operation as it did when brand new Compatible with Lutron dimmers DVCL-153P (a maximum of 7 bulbs per circuit), MACL-153M (a maximum of 6 bulbs per circuit) and CTCL-153P (a maximum of 11 bulbs per circuit) Cree Pro Series Dimmable 7W 2700K R20 LED Bulb, 90 CRI, Enclosed Fixture Rated and Title 20 Compliant | 2700 | 91 | 560 | 80 | 25000 | 7 | 12 | 5.99 | 0.49917 | 0.58654 | 2020Q3 | https://www.bulbs.com/product/R20-50W-P1-27K-E26-U1 | Bulbs.com | 2020 | No
LED Lighting | Reflector | Cree Lighting | True |  | Reflector (Flood/Spot) | R20 | E26 (Medium) | Damp Location Rated,Recessed Fixtures Damp Location Rated,Recessed Fixtures LED Reflector Light Bulbs Cree Pro Series dimmable 7 watt 5000K 90 CRI R20 LED bulb generates as much light as many 50 watt halogen bulbs. Title 20 compliant Suitable for use in enclosed fixtures. Lifetime may be reduced if used in air tight enclosures or in insulated ceiling air tight (ICAT) recessed downlight enclosures No lead or mercury means easy and environmentally safe disposal Very long life - Rated to still put out 70% as much light after 25,000 hours of operation as it did when brand new Compatible with Lutron dimmers DVCL-153P (a maximum of 7 bulbs per circuit), MACL-153M (a maximum of 6 bulbs per circuit) and CTCL-153P (a maximum of 11 bulbs per circuit) Do not “hot swap” this bulb. Turn off fixture before replacing existing bulb. Title 20 compliant Suitable for use in enclosed fixtures. Lifetime may be reduced if used in air tight enclosures or in insulated ceiling air tight (ICAT) recessed downlight enclosures No lead or mercury means easy and environmentally safe disposal Very long life - Rated to still put out 70% as much light after 25,000 hours of operation as it did when brand new Compatible with Lutron dimmers DVCL-153P (a maximum of 7 bulbs per circuit), MACL-153M (a maximum of 6 bulbs per circuit) and CTCL-153P (a maximum of 11 bulbs per circuit) Cree Pro Series Dimmable 7W 5000K R20 LED Bulb, 90 CRI, Enclosed Fixture Rated and Title 20 Compliant | 5000 | 96 | 560 | 80 | 25000 | 7 | 12 | 5.99 | 0.49917 | 0.58654 | 2020Q3 | https://www.bulbs.com/product/R20-50W-P1-50K-E26-U1 | Bulbs.com | 2020 | No
LED Lighting | Downlight | MaxLite | True |  | LED |  |  | Downlight Recessed Downlight Recessed LED Recessed Downlights Maxlite LED recessed downlight is designed with an integral whip which connects directly to a junction box (existing or independently mounted) and a universal driver that eliminates the need for a traditional recessed housing. Simply connect the power to the light and use the incorporated spring mounting to place it into the ceiling. Easy to install in new construction, remodel or retrofit projects, the downlight has a slim body that fits into shallow ceilings. Its white baffle trim blends seamlessly into interiors and reduces glare for soft, eye-pleasing illumination. The downlight has three color temperature selections (3000K/3500K/4000K) in one product. Simply slide the switch on the back to your choice of kelvin. Equivalent to an 18 watt CFL Can fit a 4" or 5" opening Mounts directly into the ceiling, no housing required 120-277V, Dimmable at 120V only Non-IC rated Ideal for new construction, remodel and retrofit applications Compatible with Lutron AYCL, DVCL, CTCL, and MACL dimmers. Factory default is set at 4000K Equivalent to an 18 watt CFL Can fit a 4" or 5" opening Mounts directly into the ceiling, no housing required 120-277V, Dimmable at 120V only Non-IC rated Ideal for new construction, remodel and retrofit applications Compatible with Lutron AYCL, DVCL, CTCL, and MACL dimmers. Factory default is set at 4000K MaxLite 9 Watt 4" Color Selectable (3000K/3500K/4000K) LED Recessed Downlight | 4000 | 84 | 750 | 83.3333 | 50000 | 9 | 6 | 31.29 | 5.215 | 6.1278 | 2020Q3 | https://www.bulbs.com/product/RCF409CSW | Bulbs.com | 2020 | Yes
LED Lighting | Downlight | MaxLite | True |  | LED |  |  | Downlight Recessed Downlight Recessed LED Recessed Downlights Maxlite LED recessed downlight is designed with an integral whip which connects directly to a junction box (existing or independently mounted) and a universal driver that eliminates the need for a traditional recessed housing. Simply connect the power to the light and use the incorporated spring mounting to place it into the ceiling. Easy to install in new construction, remodel or retrofit projects, the downlight has a slim body that fits into shallow ceilings. Its white baffle trim blends seamlessly into interiors and reduces glare for soft, eye-pleasing illumination. The downlight has three color temperature selections (3000K/3500K/4000K) in one product. Simply slide the switch on the back to your choice of kelvin. Equivalent to an 18 watt CFL Can fit a 6", 7" or 8" opening Mounts directly into the ceiling, no housing required 120-277V, Dimmable at 120V only Non-IC rated Ideal for new construction, remodel and retrofit applications Compatible with Lutron AYCL, DVCL, CTCL, and MACL dimmers. Factory default is set at 4000K Equivalent to an 18 watt CFL Can fit a 6", 7" or 8" opening Mounts directly into the ceiling, no housing required 120-277V, Dimmable at 120V only Non-IC rated Ideal for new construction, remodel and retrofit applications Compatible with Lutron AYCL, DVCL, CTCL, and MACL dimmers. Factory default is set at 4000K MaxLite 13 Watt 6" Color Selectable (3000K/3500K/4000K) LED Recessed Downlight | 4000 | 85 | 1100 | 84.6154 | 50000 | 13 | 6 | 33.69 | 5.615 | 6.5978 | 2020Q3 | https://www.bulbs.com/product/RCF613CSW | Bulbs.com | 2020 | Yes
LED Lighting | Downlight | MaxLite | True |  | LED |  |  | Downlight Recessed Downlight Recessed LED Recessed Downlights Maxlite LED recessed downlight is designed with an integral whip which connects directly to a junction box (existing or independently mounted) and a universal driver that eliminates the need for a traditional recessed housing. Simply connect the power to the light and use the incorporated spring mounting to place it into the ceiling. Easy to install in new construction, remodel or retrofit projects, the downlight has a slim body that fits into shallow ceilings. Its white baffle trim blends seamlessly into interiors and reduces glare for soft, eye-pleasing illumination. The downlight has three color temperature selections (3000K/3500K/4000K) in one product. Simply slide the switch on the back to your choice of kelvin. Equivalent to an 32 watt CFL Can fit a 6", 7" or 8" opening Mounts directly into the ceiling, no housing required 120-277V, Dimmable at 120V only Non-IC rated Ideal for new construction, remodel and retrofit applications Compatible with Lutron AYCL, DVCL, CTCL, and MACL dimmers. Factory default is set at 4000K Equivalent to an 32 watt CFL Can fit a 6", 7" or 8" opening Mounts directly into the ceiling, no housing required 120-277V, Dimmable at 120V only Non-IC rated Ideal for new construction, remodel and retrofit applications Compatible with Lutron AYCL, DVCL, CTCL, and MACL dimmers. Factory default is set at 4000K MaxLite 18 Watt 6" Color Selectable (3000K/3500K/4000K) LED Recessed Downlight | 4000 | 83 | 1650 | 91.6667 | 50000 | 18 | 6 | 35.09 | 5.8483 | 6.872 | 2020Q3 | https://www.bulbs.com/product/RCF618CSW | Bulbs.com | 2020 | Yes
LED Lighting | Downlight | MaxLite | True |  | LED |  |  | Downlight Recessed Downlight Recessed LED Recessed Downlights Maxlite LED recessed downlight is designed with an integral whip which connects directly to a junction box (existing or independently mounted) and a universal driver that eliminates the need for a traditional recessed housing. Simply connect the power to the light and use the incorporated spring mounting to place it into the ceiling. Easy to install in new construction, remodel or retrofit projects, the downlight has a slim body that fits into shallow ceilings. Its white baffle trim blends seamlessly into interiors and reduces glare for soft, eye-pleasing illumination. The downlight has three color temperature selections (3000K/3500K/4000K) in one product. Simply slide the switch on the back to your choice of kelvin. Equivalent to an 18 watt CFL Can fit an 8", 9" or 10" opening Mounts directly into the ceiling, no housing required 120-277V, Dimmable at 120V only Non-IC rated Ideal for new construction, remodel and retrofit applications Compatible with Lutron AYCL, DVCL, CTCL, and MACL dimmers. Factory default is set at 4000K Equivalent to an 18 watt CFL Can fit an 8", 9" or 10" opening Mounts directly into the ceiling, no housing required 120-277V, Dimmable at 120V only Non-IC rated Ideal for new construction, remodel and retrofit applications Compatible with Lutron AYCL, DVCL, CTCL, and MACL dimmers. Factory default is set at 4000K MaxLite 13 Watt 8" Color Selectable (3000K/3500K/4000K) LED Recessed Downlight | 4000 | 84 | 1100 | 84.6154 | 50000 | 13 | 6 | 38.49 | 6.415 | 7.5379 | 2020Q3 | https://www.bulbs.com/product/RCF813CSW | Bulbs.com | 2020 | Yes
LED Lighting | Downlight | MaxLite | True |  | LED |  |  | Downlight Recessed Downlight Recessed LED Recessed Downlights Maxlite LED recessed downlight is designed with an integral whip which connects directly to a junction box (existing or independently mounted) and a universal driver that eliminates the need for a traditional recessed housing. Simply connect the power to the light and use the incorporated spring mounting to place it into the ceiling. Easy to install in new construction, remodel or retrofit projects, the downlight has a slim body that fits into shallow ceilings. Its white baffle trim blends seamlessly into interiors and reduces glare for soft, eye-pleasing illumination. The downlight has three color temperature selections (3000K/3500K/4000K) in one product. Simply slide the switch on the back to your choice of kelvin. Equivalent to a 32 watt CFL Can fit an 8", 9" or 10" opening Mounts directly into the ceiling, no housing required 120-277V, Dimmable at 120V only Non-IC rated Ideal for new construction, remodel and retrofit applications Compatible with Lutron AYCL, DVCL, CTCL, and MACL dimmers. Factory default is set at 4000K Equivalent to a 32 watt CFL Can fit an 8", 9" or 10" opening Mounts directly into the ceiling, no housing required 120-277V, Dimmable at 120V only Non-IC rated Ideal for new construction, remodel and retrofit applications Compatible with Lutron AYCL, DVCL, CTCL, and MACL dimmers. Factory default is set at 4000K MaxLite 18 Watt 8" Color Selectable (3000K/3500K/4000K) LED Recessed Downlight | 4000 | 83 | 1650 | 91.6667 | 50000 | 18 | 6 | 39.59 | 6.5983 | 7.7533 | 2020Q3 | https://www.bulbs.com/product/RCF818CSW | Bulbs.com | 2020 | Yes
LED Lighting | Downlight | MaxLite | True |  | LED |  |  | Downlight Recessed Downlight Recessed LED Recessed Downlights Maxlite LED recessed downlight is designed with an integral whip which connects directly to a junction box (existing or independently mounted) and a universal driver that eliminates the need for a traditional recessed housing. Simply connect the power to the light and use the incorporated spring mounting to place it into the ceiling. Easy to install in new construction, remodel or retrofit projects, the downlight has a slim body that fits into shallow ceilings. Its white baffle trim blends seamlessly into interiors and reduces glare for soft, eye-pleasing illumination. The downlight has three color temperature selections (3000K/3500K/4000K) in one product. Simply slide the switch on the back to your choice of kelvin. Equivalent to a 42 watt CFL Can fit an 8", 9" or 10" opening Mounts directly into the ceiling, no housing required 120-277V, Dimmable at 120V only Non-IC rated Ideal for new construction, remodel and retrofit applications Compatible with Lutron AYCL, DVCL, CTCL, and MACL dimmers. Factory default is set at 4000K Equivalent to a 42 watt CFL Can fit an 8", 9" or 10" opening Mounts directly into the ceiling, no housing required 120-277V, Dimmable at 120V only Non-IC rated Ideal for new construction, remodel and retrofit applications Compatible with Lutron AYCL, DVCL, CTCL, and MACL dimmers. Factory default is set at 4000K MaxLite 22 Watt 8" Color Selectable (3000K/3500K/4000K) LED Recessed Downlight | 4000 | 83 | 2126 | 96.6364 | 50000 | 22 | 6 | 42.39 | 7.065 | 8.3016 | 2020Q3 | https://www.bulbs.com/product/RCF822CSW | Bulbs.com | 2020 | Yes
LED Lighting | Downlight | MaxLite | True |  | LED |  |  | Downlight Recessed Downlight Recessed LED Recessed Downlights Maxlite dimmable 6" LED downlight with 90 CRI and T24/JA8 compliant is built with an integral junction box that eliminates the need for a traditional recessed housing or J-box, saving installers time and money. Simply connect the junction box wiring to a light switch and place it into the ceiling. The spring-loaded clips will hold the downlight into the ceiling. Three easy installation steps: Cut appropriate size hole in ceiling Connect fixture to wired wall switch Clip fixture into opening and enjoy your new light Easy to install in new construction and retrofit projects, the downlight has a slim body that fits into shallow ceilings. Its white baffle trim blends seamlessly into interiors and reduces glare for soft eye pleasing illumination. Mounts directly into ceiling, no housing required IC and airtight rated for direct installation Suitable for wet locations Compatible with Lutron DV-600P dimmer Cut appropriate size hole in ceiling Connect fixture to wired wall switch Clip fixture into opening and enjoy your new light Mounts directly into ceiling, no housing required IC and airtight rated for direct installation Suitable for wet locations Compatible with Lutron DV-600P dimmer Maxlite Dimmable 6" 9W 2700K LED Downlight, No Recessed Can or J-Box Needed, 90 CRI, JA8 Compliant | 2700 | 92 | 575 | 63.8889 | 40000 | 9 | 6 | 18.89 | 3.1483 | 3.6994 | 2020Q3 | https://www.bulbs.com/product/RF610ICAT27WJ | Bulbs.com | 2020 | Yes
LED Lighting | Downlight | MaxLite | True |  | LED |  |  | Downlight Recessed Downlight Recessed LED Recessed Downlights MaxLite ECO series dimmable 6" LED recessed downlight retrofit fixture is equivalent to a 50 watt metal halide, and combines low up-front cost, minimal labor, best-in-class energy efficiency and architectural-quality light to deliver an exceptional value. The ECO series retrofit offers out-of-the-box dimming compatibility using 0-10V controls and features a one-piece design that is quick and easy to install into existing recessed frames. Universal voltage (120-277) Mounts into existing recessed frame Supplied with optional retaining clips if existing frame does not have adequate friction springs to secure reflector UL listed for damp locations RoHS compliant Supplied with an aluminum reflector in a haze finish External driver for easy retrofit and maintenance Operating temperature: -4°F to 104°F Optional field installed battery backup and extended trim ring available. Contact a Bulbs.com Lighting Specialist for details Power supply features integral thermal protection Compatible with Lutron dimmer DVSTV-WH and NTSTV-DV-WH 10 year limited warranty with labor allowance Product must be rated for the application; operated ≤ 16 hours per day; in ambient -4°F to 104°F Labor Allowance - Up to $25 per unit; labor allowance up to $500 per unit available for an additional purchase. Contact a Bulbs.com Lighting Specialist for details It is not a requirement to register the warranty to receive warranty coverage, but you must register the warranty if you want to be eligible to receive the labor allowance associated with the 10 year limited warranty CHECK PRODUCT FIT BEFORE INVESTING IN MANY Universal voltage (120-277) Mounts into existing recessed frame Supplied with optional retaining clips if existing frame does not have adequate friction springs to secure reflector UL listed for damp locations RoHS compliant Supplied with an aluminum reflector in a haze finish External driver for easy retrofit and maintenance Optional field installed battery backup and extended trim ring available. Contact a Bulbs.com Lighting Specialist for details Power supply features integral thermal protection Compatible with Lutron dimmer DVSTV-WH and NTSTV-DV-WH 10 year limited warranty with labor allowance Product must be rated for the application; operated ≤ 16 hours per day; in ambient -4°F to 104°F Labor Allowance - Up to $25 per unit; labor allowance up to $500 per unit available for an additional purchase. Contact a Bulbs.com Lighting Specialist for details It is not a requirement to register the warranty to receive warranty coverage, but you must register the warranty if you want to be eligible to receive the labor allowance associated with the 10 year limited warranty MaxLite 12 Watt Dimmable, 3000K, 6" LED Recessed Downlight Retrofit | 3000 | 84 | 920 | 76.6667 | 50000 | 12 | 8 | 66.29 | 8.2863 | 9.7367 | 2020Q3 | https://www.bulbs.com/product/RRECO61230W-V2 | Bulbs.com | 2020 | Yes
LED Lighting | Downlight | MaxLite | True |  | LED |  |  | Downlight Recessed Downlight Recessed LED Recessed Downlights MaxLite ECO series dimmable 6" LED recessed downlight retrofit fixture is equivalent to a 50 watt metal halide, and combines low up-front cost, minimal labor, best-in-class energy efficiency and architectural-quality light to deliver an exceptional value. The ECO series retrofit offers out-of-the-box dimming compatibility using 0-10V controls and features a one-piece design that is quick and easy to install into existing recessed frames. Universal voltage (120-277) Mounts into existing recessed frame Supplied with optional retaining clips if existing frame does not have adequate friction springs to secure reflector UL listed for damp locations RoHS compliant Supplied with an aluminum reflector in a haze finish External driver for easy retrofit and maintenance Operating temperature: -4°F to 104°F Optional field installed battery backup and extended trim ring available. Contact a Bulbs.com Lighting Specialist for details Power supply features integral thermal protection Compatible with Lutron dimmer DVSTV-WH and NTSTV-DV-WH 10 year limited warranty with labor allowance Product must be rated for the application; operated ≤ 16 hours per day; in ambient -4°F to 104°F Labor Allowance - Up to $25 per unit; labor allowance up to $500 per unit available for an additional purchase. Contact a Bulbs.com Lighting Specialist for details It is not a requirement to register the warranty to receive warranty coverage, but you must register the warranty if you want to be eligible to receive the labor allowance associated with the 10 year limited warranty CHECK PRODUCT FIT BEFORE INVESTING IN MANY Universal voltage (120-277) Mounts into existing recessed frame Supplied with optional retaining clips if existing frame does not have adequate friction springs to secure reflector UL listed for damp locations RoHS compliant Supplied with an aluminum reflector in a haze finish External driver for easy retrofit and maintenance Optional field installed battery backup and extended trim ring available. Contact a Bulbs.com Lighting Specialist for details Power supply features integral thermal protection Compatible with Lutron dimmer DVSTV-WH and NTSTV-DV-WH 10 year limited warranty with labor allowance Product must be rated for the application; operated ≤ 16 hours per day; in ambient -4°F to 104°F Labor Allowance - Up to $25 per unit; labor allowance up to $500 per unit available for an additional purchase. Contact a Bulbs.com Lighting Specialist for details It is not a requirement to register the warranty to receive warranty coverage, but you must register the warranty if you want to be eligible to receive the labor allowance associated with the 10 year limited warranty MaxLite 12 Watt Dimmable, 4000K, 6" LED Recessed Downlight Retrofit | 4000 | 85 | 920 | 76.6667 | 50000 | 12 | 8 | 66.29 | 8.2863 | 9.7367 | 2020Q3 | https://www.bulbs.com/product/RRECO61240W-V2 | Bulbs.com | 2020 | Yes
LED Lighting | Downlight | MaxLite | True |  | LED |  |  | Downlight Recessed Downlight Recessed LED Recessed Downlights MaxLite ECO series dimmable 6" LED recessed downlight retrofit fixture is equivalent to a 65 watt BR30 bulb, and combines low up-front cost, minimal labor, best-in-class energy efficiency and architectural-quality light to deliver an exceptional value. The ECO series retrofit offers out-of-the-box dimming compatibility using 0-10V controls and features a one-piece design that is quick and easy to install into existing recessed frames. Universal voltage (120-277) Mounts into existing recessed frame Supplied with optional retaining clips if existing frame does not have adequate friction springs to secure reflector UL listed for damp locations RoHS compliant Supplied with an aluminum reflector in a haze finish External driver for easy retrofit and maintenance Operating temperature: -4°F to 104°F Optional field installed battery backup and extended trim ring available. Contact a Bulbs.com Lighting Specialist for details Power supply features integral thermal protection Compatible with Lutron dimmer DVSTV-WH and NTSTV-DV-WH 10 year limited warranty with labor allowance Product must be rated for the application; operated ≤ 16 hours per day; in ambient -4°F to 104°F Labor Allowance - Up to $25 per unit; labor allowance up to $500 per unit available for an additional purchase. Contact a Bulbs.com Lighting Specialist for details It is not a requirement to register the warranty to receive warranty coverage, but you must register the warranty if you want to be eligible to receive the labor allowance associated with the 10 year limited warranty CHECK PRODUCT FIT BEFORE INVESTING IN MANY Universal voltage (120-277) Mounts into existing recessed frame Supplied with optional retaining clips if existing frame does not have adequate friction springs to secure reflector UL listed for damp locations RoHS compliant Supplied with an aluminum reflector in a haze finish External driver for easy retrofit and maintenance Optional field installed battery backup and extended trim ring available. Contact a Bulbs.com Lighting Specialist for details Power supply features integral thermal protection Compatible with Lutron dimmer DVSTV-WH and NTSTV-DV-WH 10 year limited warranty with labor allowance Product must be rated for the application; operated ≤ 16 hours per day; in ambient -4°F to 104°F Labor Allowance - Up to $25 per unit; labor allowance up to $500 per unit available for an additional purchase. Contact a Bulbs.com Lighting Specialist for details It is not a requirement to register the warranty to receive warranty coverage, but you must register the warranty if you want to be eligible to receive the labor allowance associated with the 10 year limited warranty MaxLite 18 Watt Dimmable, 3000K, 6" LED Recessed Downlight Retrofit | 3000 | 84 | 1300 | 72.2222 | 50000 | 18 | 8 | 67.99 | 8.4987 | 9.9864 | 2020Q3 | https://www.bulbs.com/product/RRECO61830W-V2 | Bulbs.com | 2020 | Yes
LED Lighting | Downlight | MaxLite | True |  | LED |  |  | Downlight Recessed Downlight Recessed LED Recessed Downlights MaxLite ECO series dimmable 6" LED recessed downlight retrofit fixture is equivalent to a 65 watt BR30 bulb, and combines low up-front cost, minimal labor, best-in-class energy efficiency and architectural-quality light to deliver an exceptional value. The ECO series retrofit offers out-of-the-box dimming compatibility using 0-10V controls and features a one-piece design that is quick and easy to install into existing recessed frames. Universal voltage (120-277) Mounts into existing recessed frame Supplied with optional retaining clips if existing frame does not have adequate friction springs to secure reflector UL listed for damp locations RoHS compliant Supplied with an aluminum reflector in a haze finish External driver for easy retrofit and maintenance Operating temperature: -4°F to 104°F Optional field installed battery backup and extended trim ring available. Contact a Bulbs.com Lighting Specialist for details Power supply features integral thermal protection Compatible with Lutron dimmer DVSTV-WH and NTSTV-DV-WH 10 year limited warranty with labor allowance Product must be rated for the application; operated ≤ 16 hours per day; in ambient -4°F to 104°F Labor Allowance - Up to $25 per unit; labor allowance up to $500 per unit available for an additional purchase. Contact a Bulbs.com Lighting Specialist for details It is not a requirement to register the warranty to receive warranty coverage, but you must register the warranty if you want to be eligible to receive the labor allowance associated with the 10 year limited warranty CHECK PRODUCT FIT BEFORE INVESTING IN MANY Universal voltage (120-277) Mounts into existing recessed frame Supplied with optional retaining clips if existing frame does not have adequate friction springs to secure reflector UL listed for damp locations RoHS compliant Supplied with an aluminum reflector in a haze finish External driver for easy retrofit and maintenance Optional field installed battery backup and extended trim ring available. Contact a Bulbs.com Lighting Specialist for details Power supply features integral thermal protection Compatible with Lutron dimmer DVSTV-WH and NTSTV-DV-WH 10 year limited warranty with labor allowance Product must be rated for the application; operated ≤ 16 hours per day; in ambient -4°F to 104°F Labor Allowance - Up to $25 per unit; labor allowance up to $500 per unit available for an additional purchase. Contact a Bulbs.com Lighting Specialist for details It is not a requirement to register the warranty to receive warranty coverage, but you must register the warranty if you want to be eligible to receive the labor allowance associated with the 10 year limited warranty MaxLite 18 Watt Dimmable, 4000K, 6" LED Recessed Downlight Retrofit | 4000 | 85 | 1300 | 72.2222 | 50000 | 18 | 8 | 67.99 | 8.4987 | 9.9864 | 2020Q3 | https://www.bulbs.com/product/RRECO61840W-V2 | Bulbs.com | 2020 | Yes
LED Lighting | Downlight | MaxLite | True |  | LED |  |  | Downlight Recessed Downlight Recessed LED Recessed Downlights Maxlite's field selectable 2700K/3000K/4000K/5000K 90 CRI flat LED downlight mounts directly into the ceiling - no recessed can required! Using the two spring clips the downlight can be directly mounted to drywall, drop ceilings and other locations. Simply shape a hole and place the downlight inside. Title 24 compliant Suitable for use in wet locations IC rated and airtight construction Mounts into the ceiling without the use of a separate housing Impact-resistant plastic lens Fits recessed cans with torsion springs Compatible with Lutron AYCL, DVCL, CTCL, and MACL dimmers. Title 24 compliant Suitable for use in wet locations IC rated and airtight construction Mounts into the ceiling without the use of a separate housing Impact-resistant plastic lens Fits recessed cans with torsion springs Compatible with Lutron AYCL, DVCL, CTCL, and MACL dimmers. Maxlite Dimmable 13 Watt 4" Round Color Adjustable 2700K/3000K/4000K/5000K 90 CRI Flat LED Downlight, Title 24 Compliant | 2700 | 93 | 796 | 61.2308 | 55000 | 13 | 12 | 22.19 | 1.8492 | 2.1728 | 2020Q3 | https://www.bulbs.com/product/SDLR413CSWJ | Bulbs.com | 2020 | No
LED Lighting | Downlight | MaxLite | True |  | LED |  |  | Downlight Recessed Downlight Recessed LED Recessed Downlights Maxlite's field selectable 2700K/3000K/4000K/5000K 90 CRI flat LED downlight mounts directly into the ceiling - no recessed can required! Using the two spring clips the downlight can be directly mounted to drywall, drop ceilings and other locations. Simply shape a hole and place the downlight inside. Title 24 compliant Suitable for use in wet locations IC rated and airtight construction Mounts into the ceiling without the use of a separate housing Impact-resistant plastic lens Fits recessed cans with torsion springs Compatible with Lutron AYCL, DVCL, CTCL, and MACL dimmers. Title 24 compliant Suitable for use in wet locations IC rated and airtight construction Mounts into the ceiling without the use of a separate housing Impact-resistant plastic lens Fits recessed cans with torsion springs Compatible with Lutron AYCL, DVCL, CTCL, and MACL dimmers. Maxlite Dimmable 16 Watt 6" Round Color Adjustable 2700K/3000K/4000K/5000K 90 CRI Flat LED Downlight, Title 24 Compliant | 2700 | 93 | 1126 | 70.375 | 55000 | 16 | 12 | 24.59 | 2.0492 | 2.4079 | 2020Q3 | https://www.bulbs.com/product/SDLR616CSWJ | Bulbs.com | 2020 | No
LED Lighting | Downlight | MaxLite | True |  | LED |  |  | Downlight Recessed Downlight Recessed LED Recessed Downlights Maxlite's field selectable 2700K/3000K/4000K/5000K 90 CRI flat LED downlight mounts directly into the ceiling - no recessed can required! Using the two spring clips the downlight can be directly mounted to drywall, drop ceilings and other locations. Simply shape a hole and place the downlight inside. Title 24 compliant Suitable for use in wet locations IC rated and airtight construction Mounts into the ceiling without the use of a separate housing Impact-resistant plastic lens Fits recessed cans with torsion springs Compatible with Lutron AYCL, DVCL, CTCL, and MACL dimmers. Title 24 compliant Suitable for use in wet locations IC rated and airtight construction Mounts into the ceiling without the use of a separate housing Impact-resistant plastic lens Fits recessed cans with torsion springs Compatible with Lutron AYCL, DVCL, CTCL, and MACL dimmers. Maxlite Dimmable 20 Watt 8" Round Color Adjustable 2700K/3000K/4000K/5000K 90 CRI Flat LED Downlight, Title 24 Compliant | 2700 | 93 | 1520 | 76 | 55000 | 20 | 12 | 28.99 | 2.4158 | 2.8387 | 2020Q3 | https://www.bulbs.com/product/SDLR820CSWJ | Bulbs.com | 2020 | No
LED Lighting | Downlight | MaxLite | True |  | LED |  |  | Downlight Recessed Downlight Recessed LED Recessed Downlights Maxlite's field selectable 2700K/3000K/4000K/5000K 90 CRI flat LED downlight mounts directly into the ceiling - no recessed can required! Using the two spring clips the downlight can be directly mounted to drywall, drop ceilings and other locations. Simply shape a hole and place the downlight inside. Title 24 compliant Suitable for use in wet locations IC rated and airtight construction Mounts into the ceiling without the use of a separate housing Impact-resistant plastic lens Fits recessed cans with torsion springs Compatible with Lutron AYCL, DVCL, CTCL, and MACL dimmers. Title 24 compliant Suitable for use in wet locations IC rated and airtight construction Mounts into the ceiling without the use of a separate housing Impact-resistant plastic lens Fits recessed cans with torsion springs Compatible with Lutron AYCL, DVCL, CTCL, and MACL dimmers. Maxlite Dimmable 13 Watt 4" Square Color Adjustable 2700K/3000K/4000K/5000K 90 CRI Flat LED Downlight, Title 24 Compliant | 2700 | 93 | 715 | 55 | 55000 | 13 | 12 | 27.49 | 2.2908 | 2.6918 | 2020Q3 | https://www.bulbs.com/product/SDLS413CSWJ | Bulbs.com | 2020 | No
LED Lighting | Downlight | MaxLite | True |  | LED |  |  | Downlight Recessed Downlight Recessed LED Recessed Downlights Maxlite's field selectable 2700K/3000K/4000K/5000K 90 CRI flat LED downlight mounts directly into the ceiling - no recessed can required! Using the two spring clips the downlight can be directly mounted to drywall, drop ceilings and other locations. Simply shape a hole and place the downlight inside. Title 24 compliant Suitable for use in wet locations IC rated and airtight construction Mounts into the ceiling without the use of a separate housing Impact-resistant plastic lens Fits recessed cans with torsion springs Compatible with Lutron AYCL, DVCL, CTCL, and MACL dimmers. Title 24 compliant Suitable for use in wet locations IC rated and airtight construction Mounts into the ceiling without the use of a separate housing Impact-resistant plastic lens Fits recessed cans with torsion springs Compatible with Lutron AYCL, DVCL, CTCL, and MACL dimmers. Maxlite Dimmable 16 Watt 6" Square Color Adjustable 2700K/3000K/4000K/5000K 90 CRI Flat LED Downlight, Title 24 Compliant | 2700 | 93 | 900 | 56.25 | 55000 | 16 | 12 | 29.49 | 2.4575 | 2.8877 | 2020Q3 | https://www.bulbs.com/product/SDLS616CSWJ | Bulbs.com | 2020 | No
LED Lighting | Downlight | MaxLite | True |  | LED |  |  | Downlight Recessed Downlight Recessed LED Recessed Downlights Maxlite's field selectable 2700K/3000K/4000K/5000K 90 CRI flat LED downlight mounts directly into the ceiling - no recessed can required! Using the two spring clips the downlight can be directly mounted to drywall, drop ceilings and other locations. Simply shape a hole and place the downlight inside. Title 24 compliant Suitable for use in wet locations IC rated and airtight construction Mounts into the ceiling without the use of a separate housing Impact-resistant plastic lens Fits recessed cans with torsion springs Compatible with Lutron AYCL, DVCL, CTCL, and MACL dimmers. Title 24 compliant Suitable for use in wet locations IC rated and airtight construction Mounts into the ceiling without the use of a separate housing Impact-resistant plastic lens Fits recessed cans with torsion springs Compatible with Lutron AYCL, DVCL, CTCL, and MACL dimmers. Maxlite Dimmable 20 Watt 8" Square Color Adjustable 2700K/3000K/4000K/5000K 90 CRI Flat LED Downlight, Title 24 Compliant | 2700 | 93 | 1200 | 60 | 55000 | 20 | 12 | 34.29 | 2.8575 | 3.3577 | 2020Q3 | https://www.bulbs.com/product/SDLS820CSWJ | Bulbs.com | 2020 | Yes
LED Lighting | Reflector | 90+ Lighting | True |  | Reflector (Flood/Spot) | PAR38 | E26 (Medium) | Damp Location Rated,Recessed Fixtures Damp Location Rated,Recessed Fixtures LED Reflector Light Bulbs 90+ Lighting brand dimmable 18 watt 3000K 93 CRI 40° flood PAR38 LED bulb generates as much light as many 120 watt halogen bulbs. JA8, Title 20 and Title 24 compliant Suitable for use in enclosed fixtures and in wet locations Saves 82 watts compared to a 100 watt halogen No lead or mercury means easy and environmentally safe disposal Very long life - Rated to still put out 70% as much light after 25,000 hours of operation as it does when brand new Compatible with Lutron DVCL-153P and CTCL-153P dimmers Do not “hot swap” this bulb. Turn off fixture before replacing existing bulb. JA8, Title 20 and Title 24 compliant Suitable for use in enclosed fixtures and in wet locations Saves 82 watts compared to a 100 watt halogen No lead or mercury means easy and environmentally safe disposal Very long life - Rated to still put out 70% as much light after 25,000 hours of operation as it does when brand new Compatible with Lutron DVCL-153P and CTCL-153P dimmers 90+ Lighting Dimmable 18 Watt 3000K 40 Degree 93 CRI PAR38 LED Bulb, JA8 Compliant, Enclosed and Wet Rated | 3000 | 93 | 1350 | 75 | 25000 | 18 | 24 | 9.99 | 0.41625 | 0.48911 | 2020Q3 | https://www.bulbs.com/product/SE-350-018 | Bulbs.com | 2020 | No
LED Lighting | Reflector | 90+ Lighting | True |  | Reflector (Flood/Spot) | BR40 | E26 (Medium) | Damp Location Rated,Recessed Fixtures Damp Location Rated,Recessed Fixtures LED Reflector Light Bulbs 90+ Lighting brand dimmable 20 watt 2700K 92 CRI BR40 LED bulb generates as much light as many 100 watt halogen bulbs. JA8 and Title 24 compliant Saves 80 watts compared to a 100 watt halogen No lead or mercury means easy and environmentally safe disposal Very long life - Rated to still put out 70% as much light after 25,000 hours of operation as it does when brand new Compatible with Lutron DVCL-153P, S-600P and SELV-300P dimmers Do not “hot swap” this bulb. Turn off fixture before replacing existing bulb. JA8 and Title 24 compliant Saves 80 watts compared to a 100 watt halogen No lead or mercury means easy and environmentally safe disposal Very long life - Rated to still put out 70% as much light after 25,000 hours of operation as it does when brand new Compatible with Lutron DVCL-153P, S-600P and SELV-300P dimmers 90+ Lighting Dimmable 20 Watt 2700K 92 CRI BR40 LED Bulb JA8 Compliant | 2700 | 93 | 1400 | 70 | 25000 | 20 | 24 | 6.79 | 0.28292 | 0.33244 | 2020Q3 | https://www.bulbs.com/product/SE-350-027 | Bulbs.com | 2020 | No
LED Lighting | Reflector | 90+ Lighting | True |  | Reflector (Flood/Spot) | BR40 | E26 (Medium) | Damp Location Rated,Recessed Fixtures Damp Location Rated,Recessed Fixtures LED Reflector Light Bulbs 90+ Lighting brand dimmable 20 watt 3000K 93 CRI BR40 LED bulb generates as much light as many 100 watt halogen bulbs. JA8 and Title 20 compliant Suitable for use in enclosed fixtures Saves 80 watts compared to a 100 watt halogen No lead or mercury means easy and environmentally safe disposal Very long life - Rated to still put out 70% as much light after 25,000 hours of operation as it does when brand new Compatible with Lutron DVCL-153P, S-600P and SELV-300P dimmers Do not “hot swap” this bulb. Turn off fixture before replacing existing bulb. JA8 and Title 20 compliant Suitable for use in enclosed fixtures Saves 80 watts compared to a 100 watt halogen No lead or mercury means easy and environmentally safe disposal Very long life - Rated to still put out 70% as much light after 25,000 hours of operation as it does when brand new Compatible with Lutron DVCL-153P, S-600P and SELV-300P dimmers 90+ Lighting Dimmable 20 Watt 3000K 93 CRI BR40 LED Bulb, JA8 Compliant & Enclosed Rated | 3000 | 94 | 1400 | 70 | 25000 | 20 | 24 | 6.79 | 0.28292 | 0.33244 | 2020Q3 | https://www.bulbs.com/product/SE-350-028 | Bulbs.com | 2020 | No
LED Lighting | A-Type | Satco | False |  | General Purpose Replacement | A21 | E26 (Medium) | Damp Location Rated,Recessed Fixtures Damp Location Rated,Recessed Fixtures Home Lamps, Bulbs, Ballasts Bulbs - LED LED - Traditional Lamps - A-Type LED Lamp, 19 Watt, A21, 2000 Lumen, 4000K, 80 CRI, Medium Base, 120-277 Volt, Non-Dimmable Satco S8648 LED Lamp, 19 Watt, A21, 2000 Lumen, 4000K, Medium Base, 120-277V | 4000 | 86 | 2000 | 105.2632 | 25000 | 19 | 1 | 15.85 | 15.85 | 18.6244 | 2020Q3 | https://www.platt.com/platt-electric-supply/LED-Traditional-Lamps-A-Type/Satco/S8648/product.aspx?zpid=1213988 | Platt | 2020 | Yes
LED Lighting | A-Type | Satco | False |  | General Purpose Replacement | A21 | E26 (Medium) | Damp Location Rated,Recessed Fixtures Damp Location Rated,Recessed Fixtures Home Lamps, Bulbs, Ballasts Bulbs - LED LED - Traditional Lamps - A-Type LED Lamp, 19 Watt, A21, 2000 Lumen, 5000K, 80 CRI, Medium Base, 120-277 Volt, Non-Dimmable Satco S8649 LED Lamp, 19 Watt, A21, 2000 Lumen, 5000K, Medium Base, 120-277V | 5000 | 85 | 2000 | 105.2632 | 25000 | 19 | 1 | 15.85 | 15.85 | 18.6244 | 2020Q3 | https://www.platt.com/platt-electric-supply/LED-Traditional-Lamps-A-Type/Satco/S8649/product.aspx?zpid=1418686 | Platt | 2020 | Yes
LED Lighting | A-Type | Satco | False |  | General Purpose Replacement | A21 | E26 (Medium) | Damp Location Rated,Recessed Fixtures Damp Location Rated,Recessed Fixtures Home Lamps, Bulbs, Ballasts Bulbs - LED LED - Traditional Lamps - A-Type S8648 LED Lamp, 19 Watt, A21, 2000 Lumen, 4000K, 80 CRI, Medium Base, 120-277 Volt, Non-Dimmable LED Lamp, 19 Watt, A21, 2000 Lumen, 4000K, Medium Base, 120-277V Satco S8648 LED Lamp, 19 Watt, A21, 2000 Lumen, 4000K, Medium Base, 120-277V | 4000 | 86 | 2000 | 105.2632 | 25000 | 19 | 1 | 16.83 | 16.83 | 19.7759 | 2020Q3 | https://www.rexelusa.com/usr/Root-Category/Lamps,-Bulbs,-Ballasts/Bulbs---LED/LED---Traditional/Lamps---A-Type/Satco-S8648-LED-Lamp,-19-Watt,-A21,-2000-Lumen,-4000K,-Medium-Base,-120-277V/p/1348850?prevPageNumber=50 | Rexel Energy Solutions | 2020 | Yes
LED Lighting | A-Type | Satco | False |  | General Purpose Replacement | A21 | E26 (Medium) | Damp Location Rated,Recessed Fixtures Damp Location Rated,Recessed Fixtures Home Lamps, Bulbs, Ballasts Bulbs - LED LED - Traditional Lamps - A-Type S8649 LED Lamp, 19 Watt, A21, 2000 Lumen, 5000K, 80 CRI, Medium Base, 120-277 Volt, Non-Dimmable LED Lamp, 19 Watt, A21, 2000 Lumen, 5000K, Medium Base, 120-277V Satco S8649 LED Lamp, 19 Watt, A21, 2000 Lumen, 5000K, Medium Base, 120-277V | 5000 | 85 | 2000 | 105.2632 | 25000 | 19 | 1 | 16.83 | 16.83 | 19.7759 | 2020Q3 | https://www.rexelusa.com/usr/Root-Category/Lamps,-Bulbs,-Ballasts/Bulbs---LED/LED---Traditional/Lamps---A-Type/Satco-S8649-LED-Lamp,-19-Watt,-A21,-2000-Lumen,-5000K,-Medium-Base,-120-277V/p/1290779?prevPageNumber=78 | Rexel Energy Solutions | 2020 | Yes
LED Lighting | Reflector | 90+ Lighting | True |  | Reflector (Flood/Spot) | PAR38 | E26 (Medium) | Damp Location Rated,Wet Location Rated,Recessed Fixtures Damp Location Rated,Wet Location Rated,Recessed Fixtures LED Reflector Light Bulbs 90+ Lighting brand dimmable 12 watt 2700K 90 CRI 40° flood PAR38 LED bulb generates as much light as many 90 watt halogen bulbs. Title 20 compliant Suitable for use in wet locations Saves 78 watts compared to a +90 watt halogen No lead or mercury means easy and environmentally safe disposal Very long life - Rated to still put out 70% as much light after 25,000 hours of operation as it does when brand new Compatible with Lutron DVCL-153P, CTCL-153P and MACL-153M dimmers Do not “hot swap” this bulb. Turn off fixture before replacing existing bulb. Title 20 compliant Suitable for use in wet locations Saves 78 watts compared to a +90 watt halogen No lead or mercury means easy and environmentally safe disposal Very long life - Rated to still put out 70% as much light after 25,000 hours of operation as it does when brand new Compatible with Lutron DVCL-153P, CTCL-153P and MACL-153M dimmers 90+ Lighting Dimmable 12 Watt 2700K 40 Degree 90 CRI PAR38 LED Bulb, Title 20 Compliant, and Wet Rated | 2700 | 92 | 1050 | 87.5 | 25000 | 12 | 12 | 7.99 | 0.66583 | 0.78238 | 2020Q3 | https://www.bulbs.com/product/SE-350-179 | Bulbs.com | 2020 | No
LED Lighting | Decorative | 90+ Lighting | True |  | Other | ST19 | E26 (Medium) | Recessed Fixtures,Damp Location Rated,Wet Location Rated Recessed Fixtures,Damp Location Rated,Wet Location Rated LED A-Style Light Bulbs ¦ LED Filament Bulbs 90+ Lighting brand Filament ST-19 dimmable 7 watt LED bulb generates as much light as many 75 watt incandescent filament ST-19 bulbs. Saves 68 watts compared to a 75 watt ST18 filament bulb No lead or mercury for easier disposal and a better environment Long life - Rated to still put out 70% as much light after 15,000 hours of operation as it does when brand new Compatible with Lutron DVCL-153P, CTCL-153P and AYCL-153P dimmers Not for use in enclosed fixtures because heat build up will shorten life. Do not "hot swap" this bulb. Turn off fixture before replacing existing bulb. Saves 68 watts compared to a 75 watt ST18 filament bulb No lead or mercury for easier disposal and a better environment Long life - Rated to still put out 70% as much light after 15,000 hours of operation as it does when brand new Compatible with Lutron DVCL-153P, CTCL-153P and AYCL-153P dimmers 90+ Lighting Dimmable 7W 2700K ST19 Filament LED Bulb | 2700 | 83 | 800 | 114.2857 | 15000 | 7 | 24 | 7.77 | 0.32375 | 0.38042 | 2020Q3 | https://www.bulbs.com/product/SE-RCL06-1107-A | Bulbs.com | 2020 | Yes
LED Lighting | Reflector | 90+ Lighting | True |  | Reflector (Flood/Spot) | BR30 | E26 (Medium) | Damp Location Rated,Not Rated for Recessed Fixtures Damp Location Rated,Not Rated for Recessed Fixtures LED Reflector Light Bulbs 90+ Lighting brand dimmable 11 watt 2700K 92 CRI BR30 LED bulb generates as much light as many 65 watt halogen bulbs. JA8 and Title 24 compliant Suitable for use in enclosed fixtures Saves 54 watts compared to a 65 watt halogen No lead or mercury means easy and environmentally safe disposal Very long life - Rated to still put out 70% as much light after 25,000 hours of operation as it does when brand new Compatible with Lutron CTCL-153P, DVCL-153P and AYCL-153P dimmers Do not “hot swap” this bulb. Turn off fixture before replacing existing bulb. JA8 and Title 24 compliant Suitable for use in enclosed fixtures Saves 54 watts compared to a 65 watt halogen No lead or mercury means easy and environmentally safe disposal Very long life - Rated to still put out 70% as much light after 25,000 hours of operation as it does when brand new Compatible with Lutron CTCL-153P, DVCL-153P and AYCL-153P dimmers 90+ Lighting Dimmable 11 Watt 2700K 92 CRI BR30 LED Bulb, JA8 Compliant & Enclosed Rated | 2700 | 91 | 810 | 90 | 25000 | 9 | 12 | 3.69 | 0.3075 | 0.36132 | 2020Q3 | https://www.bulbs.com/product/SE-RCU02-1111-B | Bulbs.com | 2020 | No
LED Lighting | Decorative | Euri Lighting | True |  | Decorative | B10 | E12 (Candelabra) | Damp Location Rated,Wet Location Rated,Recessed Fixtures,Filament Style Damp Location Rated,Wet Location Rated,Recessed Fixtures,Filament Style LED Decorative Light Bulbs ¦ LED Filament Bulbs Bulbrite dimmable decorative filament 5.5 2700K 90 CRI watt LED bulb generates as much light as many 60 watt incandescent filament decorative bulbs. Enclosed fixture and wet rated No lead or mercury for easier disposal and a better environment Title 20, Title 24 and JA8 compliant Saves 54.5 watts in electricity compared to a 60 watt incandescent decorative bulb Long life - Rated to still put out 70% as much light after 15,000 hours of operation as it does when brand new Compatible with Lutron AYCL-153P, CTCL-153P, DVCL-153P and MACL-153M dimmers Do not "hot swap" this bulb. Turn off fixture before replacing existing bulb. Enclosed fixture and wet rated No lead or mercury for easier disposal and a better environment Title 20, Title 24 and JA8 compliant Saves 54.5 watts in electricity compared to a 60 watt incandescent decorative bulb Long life - Rated to still put out 70% as much light after 15,000 hours of operation as it does when brand new Compatible with Lutron AYCL-153P, CTCL-153P, DVCL-153P and MACL-153M dimmers Euri Lighting Dimmable 5.5W 2700K 90 CRI Decorative Filament LED Bulb, Enclosed Fixture and Wet Rated, JA8 Compliant (Pack of 4) | 2700 | 92 | 500 | 90.9091 | 15000 | 5.5 | 4 | 11.56 | 2.89 | 3.3959 | 2020Q3 | https://www.bulbs.com/product/VB10-3020CEC-4 | Bulbs.com | 2020 | Yes
LED Lighting | Decorative | Euri Lighting | True |  | Decorative | B10 | E12 (Candelabra) | Damp Location Rated,Wet Location Rated,Recessed Fixtures,Filament Style Damp Location Rated,Wet Location Rated,Recessed Fixtures,Filament Style LED Decorative Light Bulbs ¦ LED Filament Bulbs Euri Lighting dimmable decorative frosted 4.5 watt filament LED bulb generates as much light as many 40 watt incandescent decorative bulbs. Suitable for use in enclosed fixtures and in outdoor applications No lead or mercury for easier disposal and a better environment Saves 35.5 watts in electricity compared to a 40 watt incandescent decorative bulb Long life - Rated to still put out 70% as much light after 15,000 hours of operation as it did when brand new Compatible with Lutron CTCL-153P, DVCL-153P and S-600P dimmers Do not "hot swap" this bulb. Turn off fixture before replacing existing bulb. Suitable for use in enclosed fixtures and in outdoor applications No lead or mercury for easier disposal and a better environment Saves 35.5 watts in electricity compared to a 40 watt incandescent decorative bulb Long life - Rated to still put out 70% as much light after 15,000 hours of operation as it did when brand new Compatible with Lutron CTCL-153P, DVCL-153P and S-600P dimmers Euri Lighting Dimmable 4.5W 2700K Decorative Frosted Filament LED Bulb, Enclosed Fixture and Wet Rated (Pack of 4) | 2700 | 81 | 450 | 100 | 15000 | 4.5 | 4 | 10.76 | 2.69 | 3.1609 | 2020Q3 | https://www.bulbs.com/product/VB10-3020EF-4 | Bulbs.com | 2020 | Yes
LED Lighting | Decorative | Euri Lighting | True |  | Decorative | B10 | E12 (Candelabra) | Damp Location Rated,Wet Location Rated,Recessed Fixtures,Filament Style Damp Location Rated,Wet Location Rated,Recessed Fixtures,Filament Style LED Decorative Light Bulbs ¦ LED Filament Bulbs Euri Lighting 5.5 watt dimmable 5000K 90 CRI decorative LED bulb generates as much light as many 60 watt incandescent bulbs. Suitable for use in outdoor applications and in enclosed fixtures Title 20, Title 24 and JA8 compliant No lead or mercury means easy and environmentally safe disposal Very long life - Rated to still put out 70% as much light after 15,000 hours of operation as it does when brand new Compatible with Lutron CTCL-153P, DVCL-153P, MACL-153M and AYCL-153P dimmers Do not “hot swap” this bulb. Turn off fixture before replacing existing bulb. Suitable for use in outdoor applications and in enclosed fixtures Title 20, Title 24 and JA8 compliant No lead or mercury means easy and environmentally safe disposal Very long life - Rated to still put out 70% as much light after 15,000 hours of operation as it does when brand new Compatible with Lutron CTCL-153P, DVCL-153P, MACL-153M and AYCL-153P dimmers Euri Lighting Dimmable 5.5W 5000K 90 CRI Decorative LED Bulb, E12 Base, Enclosed Fixture and Wet Rated, JA8 Compliant (Pack of 4) | 5000 | 96 | 500 | 90.9091 | 15000 | 5.5 | 4 | 11.56 | 2.89 | 3.3959 | 2020Q3 | https://www.bulbs.com/product/VB10-3050CEC-4 | Bulbs.com | 2020 | Yes
LED Lighting | Decorative | Euri Lighting | True |  | Decorative | BA10 | E12 (Candelabra) | Damp Location Rated,Wet Location Rated,Recessed Fixtures,Filament Style Damp Location Rated,Wet Location Rated,Recessed Fixtures,Filament Style LED Decorative Light Bulbs ¦ LED Filament Bulbs Euri Lighting dimmable decorative frosted 4.5 watt filament LED bulb generates as much light as many 40 watt incandescent decorative bulbs. Suitable for use in enclosed fixtures and in outdoor applications No lead or mercury for easier disposal and a better environment Saves 35.5 watts in electricity compared to a 40 watt incandescent decorative bulb Long life - Rated to still put out 70% as much light after 15,000 hours of operation as it did when brand new Compatible with Lutron CTCL-153P, DVCL-153P and S-600P dimmers Do not "hot swap" this bulb. Turn off fixture before replacing existing bulb. Suitable for use in enclosed fixtures and in outdoor applications No lead or mercury for easier disposal and a better environment Saves 35.5 watts in electricity compared to a 40 watt incandescent decorative bulb Long life - Rated to still put out 70% as much light after 15,000 hours of operation as it did when brand new Compatible with Lutron CTCL-153P, DVCL-153P and S-600P dimmers Euri Lighting Dimmable 4.5W 2700K Decorative Frosted Filament LED Bulb, Enclosed Fixture and Wet Rated (Pack of 4) | 2700 | 81 | 450 | 100 | 15000 | 4.5 | 4 | 10.76 | 2.69 | 3.1609 | 2020Q3 | https://www.bulbs.com/product/VBA10-3020EF-4 | Bulbs.com | 2020 | Yes
LED Lighting | Downlight |  | True |  |  | LED Retrofit Kit | LED Retrofit Kit | Downlight Solid State Retrofit Downlight Solid State Retrofit Die-cast aluminum trim routes heat away from LED White powder-coat finish Polystyrene diffuser and reflector cone Edison-style socket adaptor included Wet locations Variety of existing 4", 5" & 6" recessed housings Replaces 60-watt Incandescent. 13-watt LED 5" & 6" Gimbal Downlight Trim with 1034 delivered lumens. 3000K, white, Energy Star rated and UL Classified, dimmable. Replaces 60W Incandescent1034 Lumens LED 5 & 6-inch Retrofit Downlight ¦ E-T6G Series ¦ Gimbal ¦ 3000K ¦ White | 2700 | 90 | 900 | 69.2308 | 43000 | 13 | 1 | 26.99 | 26.99 | 31.7143 | 2020Q3 | https://www.e-conolight.com/13w-led-5-6-gimbal-downlight-trim-warm-white.html | Econolight | 2020 | Yes
LED Lighting | Downlight |  | True |  |  | LED Retrofit Kit | LED Retrofit Kit | Downlight Solid State Retrofit Downlight Solid State Retrofit Die-cast aluminum trim routes heat away from LED White powder-coat finish Polystyrene diffuser and reflector cone Edison-style socket adaptor included Wet locations Variety of existing 4", 5" & 6" recessed housings Replaces 50-watt Incandescent. 9-watt LED 4" Gimbal Downlight Trim with 612 delivered lumens. 3000K, white, Energy Star rated and UL Classified, dimmable. Replaces 50W Incandescent612 Lumens LED 4-inch Downlight Trim E-T4G Series ¦ Gimbal ¦ 3000K ¦ White | 2700 | 90 | 550 | 61.1111 | 45000 | 9 | 1 | 29.99 | 29.99 | 35.2394 | 2020Q3 | https://www.e-conolight.com/9w-led-4-gimbal-downlight-trim-warm-white.html | Econolight | 2020 | Yes
LED Lighting | A-Type | Satco | False |  | General Purpose Replacement | A21 | E26 (Medium) | Damp Location Rated,Recessed Fixtures Damp Location Rated,Recessed Fixtures Satco Replacement LED lamp in frosted finish, features E26 medium lamp base. This A21 lamp outputs a natural light of 2000-Lumens (initial). This arbitrary lamp with an average life of 25000 Hours, has a power rating of 19-Watts and voltage rating of 120/277-Volts AC at 50/60-Hz. The lamp has an incandescent equivalent wattage 125-Watts. It has a CRI of 80 and color temperature of 5000K. It has a beam angle of 220-Degrees. It measures 5-9/16-Inch x 2-5/8-Inch Dia. It is ideal for damp locations. Lamp meets UL, cULus, RoHS and Energy Star standards. Satco S8649 A21 Replacement LED Lamp E26 Medium 19-Watt 2000-Lumens Initial 80 CRI Natural Light | 5000 | 85 | 2000 | 105.2632 | 25000 | 19 | 6 | 14.184 | 2.364 | 2.7778 | 2020Q3 | https://www.standardelectric.com/lighting-1600000000/satco-s8649-a21-replacement-led-lamp-e26-medium-19-watt-2000-lumens-initial-80-cri-natural-light-757906 | Standard Electric | 2020 | Yes
LED Lighting | Reflector |  | True |  | Reflector (Flood/Spot) | MR16 | GU10 | Damp Location Rated,Recessed Fixtures Damp Location Rated,Recessed Fixtures Plastic Frosted; Surface Mount Technology (SMT) GU10 Base Phase Triac Dimming Acrylic lens effectively eliminates surface glare and adds a pleasant touch of soft backlight Damp locations (not for use where exposed directly to weather or water) Suitable for use in enclosed fixtures General area lighting Residential Replaces 75-watt halogen. 6.5-watt LED MR16 Lamp, 35-degree flood - with 570 delivered lumens. 3000K, frosted, with white housing, cULus Listed, Energy Star® Certified, Dimmable, 5-year limited warranty. Replaces 75W Halogen570 Lumens Cree® PRO Series MR16 Lamp ¦ MR16 Series ¦ 6.5W ¦ 3000K ¦ 35-degree Flood ¦ Dimmable | 3000 | 93 | 570 | 87.6923 | 25000 | 6.5 | 1 | 8.99 | 8.99 | 10.5636 | 2020Q3 | https://www.e-conolight.com/cree-pro-series-mr16-lamp-mr16-series-6-5w-3000k-35-degree-flood-dimmable.html | Econolight | 2020 | Yes
LED Lighting | Reflector |  | True |  | Reflector (Flood/Spot) | MR16 | GU10 | Damp Location Rated,Recessed Fixtures Damp Location Rated,Recessed Fixtures Plastic Frosted; Surface Mount Technology (SMT) GU10 Base Phase Triac Dimming Acrylic lens effectively eliminates surface glare and adds a pleasant touch of soft backlight Damp locations (not for use where exposed directly to weather or water) Suitable for use in enclosed fixtures General area lighting Residential Replaces 50-watt halogen. 6-watt LED MR16 Lamp, 35-degree flood - with 440 delivered lumens. 3000K, frosted, with white housing, cULus Listed, Energy Star® Certified, Dimmable, 5-year limited warranty. Replaces 50W Halogen440 Lumens Cree® PRO Series MR16 Lamp ¦ MR16 Series ¦ 6W ¦ 3000K ¦ 35-degree Flood ¦ Dimmable | 3000 | 94 | 440 | 73.3333 | 25000 | 6 | 1 | 8.5 | 8.5 | 9.9878 | 2020Q3 | https://www.e-conolight.com/cree-pro-series-mr16-lamp-mr16-series-6w-3000k-35-degree-flood-dimmable.html | Econolight | 2020 | Yes
LED Lighting | Reflector |  | True |  | Reflector (Flood/Spot) | PAR38 | E26 (Medium) | Wet Location Rated,Recessed Fixtures Wet Location Rated,Recessed Fixtures Plastic Frosted; Surface Mount Technology (SMT) E26 Base Phase Triac Dimming Wet locations (not for use where exposed directly to weather or water) Suitable for use in enclosed fixtures General area lighting Residential Replaces 250-watt Par38 halogen. 19.5-watt LED PAR38 Lamp, 40-degree flood - with 2100 delivered lumens. 3000K, frosted, with white housing, cULus Listed, Energy Star® Certified, Dimmable, 5-year limited warranty. Replaces 250W Halogen2100 Lumens Cree® PRO Series PAR38 Lamp I PAR38 Series I 19.5W I 3000K I 40-degree Flood ¦ Dimmable | 3000 | 93 | 2100 | 107.6923 | 25000 | 19.5 | 1 | 17.97 | 17.97 | 21.1154 | 2020Q3 | https://www.e-conolight.com/cree-pro-series-par38-lamp-par38-series-19-5w-3000k-40-degree-flood-dimmable.html | Econolight | 2020 | Yes
LED Lighting | Reflector |  | True |  | Reflector (Flood/Spot) | PAR30S | E26 (Medium) | Damp Location Rated,Recessed Fixtures Damp Location Rated,Recessed Fixtures Clear, plastic E26 Base Damp locations Residential Commercial Retail Replaces 75-watt. 10.5-watt LED PAR30 Lamp - with 850 delivered lumens. 3000K, clear, cULus Listed, Energy Star Rated, Dimmable, 5-year limited warranty. Replaces 75W850 Lumens Cree® LED PAR30 Lamp ¦ PAR30 Series ¦ 10.5W¦ 3000K ¦ Dimmable ¦ Clear | 3000 | 93 | 850 | 80.9524 | 35000 | 10.5 | 1 | 10 | 10 | 11.7504 | 2020Q3 | https://www.e-conolight.com/led-par30-lamp-par30-series-10-5w-3000k-dimmable-clear.html | Econolight | 2020 | Yes
LED Lighting | Downlight |  | True |  |  |  |  | Downlight Solid State Retrofit Downlight Solid State Retrofit Die-cast aluminum housing with white baffled polymer trim Recessed into most 5" & 6" cans Quick and easy installation with a screw-in Edison base Dimmable to 10% with most TRIAC dimmers Dims smoothly from 3000K to 2000K Wet locations Residential Commercial Replaces 65-watt Incandescent. 12.8-watt LED 5" and 6" Sunset Dimming Retrofit Kit Downlight with 841 delivered lumens. 3000K, white, Energy Star Rated and cETLus Listed, dimmable. Replaces 65W841 Lumens NICOR® LED 5&6-inch Sunset Dimming Retrofit Kit Downlight¦ DLR56 Series¦ 3000K ¦ 841 Lumens ¦ White | 3000 | 96 | 767 | 62.3577 | 60000 | 12.3 | 1 | 34.99 | 34.99 | 41.1146 | 2020Q3 | https://www.e-conolight.com/nicorr-led-5-6-inch-sunset-dimming-retrofit-kit-downlight-dlr56-series-3000k-841-lumens-white.html | Econolight | 2020 | Yes
LED Lighting | Downlight |  | True |  |  |  |  | Downlight Solid State Retrofit Downlight Solid State Retrofit LED retrofit option for most standard & shallow 4" cans Replaces 55-watt incandescent. 8-watt Cree Lighting® LED 4" Retrofit Downlight with 575 delivered lumens. 5000K, UL Listed for wet locations, Energy Star Rated, FCC Compliant, 10-year limited warranty - provided by Cree. Replaces 55W Incandescent575 Lumens Cree Lighting® LED 4-inch Retrofit Downlight ¦ SRDL4 Series ¦ Dimmable ¦ 5000K ¦ White | 5000 | 93 | 575 | 71.875 | 35000 | 8 | 1 | 4.99 | 4.99 | 5.8634 | 2020Q3 | https://www.e-conolight.com/replaces-55w-575-lumens-creer-led-4-retrofit-downlight-5000k-dimmable.html | Econolight | 2020 | Yes
LED Lighting | A-Type | Satco Products, Inc. | False |  | General Purpose Replacement | A21 | E26 (Medium) | Damp Location Rated,Recessed Fixtures Damp Location Rated,Recessed Fixtures LED A-Style Light Bulbs Satco non-dimmable 19 watt 2700K 120-277V A21 LED bulb generates as much light as many 125 watt incandescent bulbs. Suitable for use in enclosed fixtures No lead or mercury means easy and environmentally safe disposal Saves 106 watts in electricity compared to a 125 watt incandescent Very long life - Rated to still put out 70% as much light after 25,000 hours of operation as it does when brand new Do not "hot swap" this bulb. Turn off fixture before replacing existing bulb. Suitable for use in enclosed fixtures No lead or mercury means easy and environmentally safe disposal Saves 106 watts in electricity compared to a 125 watt incandescent Very long life - Rated to still put out 70% as much light after 25,000 hours of operation as it does when brand new Satco Non-Dimmable 19W 2700K 120-277V A21 LED Bulb, Enclosed Fixture Rated | 2700 | 83 | 2000 | 105.2632 | 25000 | 19 | 24 | 10.95 | 0.45625 | 0.53611 | 2020Q3 | https://www.bulbs.com/product/19A21-LED-27K-120-277V | Bulbs.com | 2020 | Yes
LED Lighting | Reflector | EIKO | True |  | Reflector (Flood/Spot) | PAR16 | GU10 | Damp Location Rated,Not Rated for Recessed Fixtures Damp Location Rated,Not Rated for Recessed Fixtures Beam Angle25°40° Product Description SOLD IN MINIMUM QUANTITY OF 105 The Eiko LED7WGU10/NFL/840-DIM-G8 (09989) light bulb radiates 4000K cool white illumination for 25,000 hours, which is 30 times longer than standard 50W halogen incandescent bulbs. It's non-hazardous, mercury-free, lead-free, and shatter-resistant, making it environmentally safe to use. The LED MR16 has a GU10 base for display lighting installation. Eiko 09989 Features: Dimming option with compatible dimmers 20-degree or 40-degree beam distribution 5-year limited warranty Eiko 09989 Applications: Accent Lighting Track Lighting Task Lighting Alternate Product Versions $3.05 add Eiko 10081 - 7W LED MR16 - 4000K - GU10 LED7WGU10/FL/840-DIM-G8 - 50 Watt Incandescent Equivalent - 40 Degree Beam Angle - 80 CRI - Dimmable - 120V - SOLD IN MINIMUM QUANTITY OF 105 GU10 LED7WGU10/NFL/840-DIM-G8 - 50 Watt Incandescent Equivalent - 500 Lumens - 120V - SOLD IN MINIMUM QUANTITY OF 105 Eiko 09989 - 7W LED MR16 - 4000K - GU10 | 4000 | 84 | 500 | 71.4286 | 25000 | 7 | 100 | 325 | 3.25 | 3.8189 | 2020Q3 | https://www.energyavenue.com/EIKO/09989 | Energy Avenue | 2020 | Yes
LED Lighting | Reflector | EIKO | True |  | Reflector (Flood/Spot) | BR40 | E26 (Medium) | Damp Location Rated,Not Rated for Recessed Fixtures Damp Location Rated,Not Rated for Recessed Fixtures Product Description MINIMUM ORDER QUANTITY OF 55 The EiKO LED17WBR40/840-DIM-G8 09997 replacement bulb lights up 4000K cool white illumination at a 120-degree beam angle. The structure of the LED BR40 is a shatter-resistant and mercury-free aluminum body with an E26 base, fitting most lamp bases in dry and damp areas. Included with the 17W bulb is a 5-year warranty. EiKO 09997 Features: Energy star efficient Replaces 100W bulbs 25,000 life hours EiKO 09997 Applications: Retail Industry Hotel & Hospitality Industry Healthcare Industry Medium (E26) LED17WBR40/840-DIM-G8 - 100 Watt Incandescent Equivalent - 1,400 Lumens - 120V - MINIMUM ORDER QUANTITY OF 55 EiKO 09997 - 17W LED BR40 - 4000K - E26 | 4000 | 84 | 1400 | 82.3529 | 25000 | 17 | 24 | 148.8 | 6.2 | 7.2852 | 2020Q3 | https://www.energyavenue.com/EIKO/09997 | Energy Avenue | 2020 | Yes
LED Lighting | Reflector | EIKO | True |  | Reflector (Flood/Spot) | BR30 | E26 (Medium) | Damp Location Rated,Not Rated for Recessed Fixtures Damp Location Rated,Not Rated for Recessed Fixtures Product Description The Eiko LED11WBR30/840-DIM-G8 energy saving light bulb is a fantastic replacement for the heat-sucking 65W incandescent light bulbs. As users save around 80% off the electric bill, the LED BR30 bulb illuminates 4000K neutral white radiance throughout the room. The shatter-resistant exterior is smooth and curvy with a standard E26 base that fits on any lamp post. Eiko BR30 10004 Features: 120-degree beam angle 25,000 life hours 5-year warranty Eiko BR30 10004 Applications: Residential use Commercial use Dry and damp locations Medium (E26) LED11WBR30/840-DIM-G8 - 850 Lumens - 80 CRI - 65W Incandescent Equivalent - 120° - 120V Eiko 10004 - 11W LED BR30 - 4000K | 4000 | 84 | 850 | 77.2727 | 25000 | 11 | 1 | 3.49 | 3.49 | 4.1009 | 2020Q3 | https://www.energyavenue.com/EIKO/10004 | Energy Avenue | 2020 | Yes
LED Lighting | A-Type | Satco Products, Inc. | False |  | General Purpose Replacement | A21 | E26 (Medium) | Damp Location Rated,Recessed Fixtures Damp Location Rated,Recessed Fixtures LED A-Style Light Bulbs Satco non-dimmable 19 watt 3000K 120-277V A21 LED bulb generates as much light as many 125 watt incandescent bulbs. Suitable for use in enclosed fixtures No lead or mercury means easy and environmentally safe disposal Saves 106 watts in electricity compared to a 125 watt incandescent Very long life - Rated to still put out 70% as much light after 25,000 hours of operation as it does when brand new Do not "hot swap" this bulb. Turn off fixture before replacing existing bulb. Suitable for use in enclosed fixtures No lead or mercury means easy and environmentally safe disposal Saves 106 watts in electricity compared to a 125 watt incandescent Very long life - Rated to still put out 70% as much light after 25,000 hours of operation as it does when brand new Satco Non-Dimmable 19W 3000K 120-277V A21 LED Bulb, Enclosed Fixture Rated | 3000 | 84 | 2000 | 105.2632 | 25000 | 19 | 24 | 10.95 | 0.45625 | 0.53611 | 2020Q3 | https://www.bulbs.com/product/19A21-LED-30K-120-277V | Bulbs.com | 2020 | Yes
LED Lighting | A-Type | Satco | False |  | General Purpose Replacement | A21 | E26 (Medium) | Damp Location Rated,Recessed Fixtures Home / Light Bulbs / LED / Satco - S8646 - 19A21/LED/27K/120-277V Suitable for Enclosed Fixtures; Damp Location Rated; Energy Star Certified 19W A21 LED Lamp - Universal - 2000 Lumens - Warm White (2700K) - 83 CRI - 25000 hrs. - E26 (Medium) - 120 to 277V (Universal) - Frost Satco - S8646 - 19A21/LED/27K/120-277V | 2700 | 83 | 2000 | 105.2632 | 25000 | 19 | 1 | 10.44 | 10.44 | 12.2674 | 2020Q2 | https://shop.regencylighting.com/lamps/led/19a21-led-27k-120-277v-s8646.html | Regency Lighting | 2020 | Yes
LED Lighting | A-Type | Satco | False |  | General Purpose Replacement | A21 | E26 (Medium) | Damp Location Rated,Recessed Fixtures Home / Light Bulbs / LED / LED A-Line / Satco - S8646 - 19A21/LED/27K/120-277V Suitable for Enclosed Fixtures; Damp Location Rated; Energy Star Certified 19W A21 LED Lamp - Universal - 2000 Lumens - Warm White (2700K) - 83 CRI - 25000 hrs. - E26 (Medium) - 120 to 277V (Universal) - Frost Satco - S8646 - 19A21/LED/27K/120-277V | 2700 | 83 | 2000 | 105.2632 | 25000 | 19 | 1 | 10.44 | 10.44 | 12.2674 | 2020Q2 | https://shop.regencylighting.com/lamps/led/a-line/19a21-led-27k-120-277v-s8646.html | Regency Lighting | 2020 | Yes
LED Lighting | A-Type | Manufacturer: Satco | False |  | General Purpose Replacement | A21 | E26 (Medium) | Damp Location Rated,Recessed Fixtures Home > LED Light Bulbs > LED A19 Bulbs > LED A21 Bulbs > 19 Watt A21 LED Light Bulb Enclosed Rated Non-Dimmable 120-277V 3000K - 2000 Lumens Product Specifications - Quick Reference Input Voltage: Lumens: 120-277 Volt 2000 Lumens Dimensions: Dimmable: 5-9/16" (MOL) x 2-5/8" (MOD) NO - Not Dimmable LED Color: 3000K Warm White Life Time: 25,000 Hours Power Consumption: Luminous Efficacy: 19 Watts 105 lm/W CRI: Certifications: 80 CRI Energy Star, RoHS, Damp Satco's LED series of omni-directional LED A21 Lamps are here to replace your 125 watt incandescent light bulbs. Within this series, Satco is exhibiting their Solid State LED Lighting for these A shaped replacement lamps. This series of A21 LED lights bulbs are NOT dimmable, but are approved for totally enclosed fixtures and run off the 120-277V universal voltage. They have a long life of 25,000 hours and possess a 5 Year Limited Warranty. This series comes in a 19 watt model with the color temperatures of 2700K, 3000K, 4000K, and 5000K. This model is part number S8647, which produces 2000 lumens of a 3000K warm white color. This bulb consumes just 19 watts of 120-277 volt energy. This bulb is Energy Star certified, RoHS compliant, cULus - damp location rated, and enclosed fixture rated. This led light bulb is NOT dimmable but has a CRI of 80, with a medium E26 base to meet all of your replacement needs. The innovative design of this A21 bulb features a smooth heat sink design to resemble traditional incandescent lamps. When you replace your 125A19 incandescent bulbs with these 19 watt A21 LED bulbs, your energy use decreases significantly while keeping the same look and feel of your old A21 bulbs. Typical applications include: commercial, residential, down lighting, accent lighting, display lighting, and more. Click here for the complete Satco S8647 LED A21 Light Bulb Specification Sheet. Satco 19 Watt A21 LED Light Bulb Enclosed Rated Non-Dimmable 120-277V 3000K - 2000 Lumens | 3000 | 84 | 2000 | 105.2632 | 25000 | 19 | 1 | 10.95 | 10.95 | 12.8667 | 2020Q2 | https://www.greenelectricalsupply.com/satco-s8647-19w-led-a21-light-bulb-non-dimmable-enclosed-rated-3000k.aspx | Green Electrical Supply | 2020 | Yes
LED Lighting | A-Type | Satco | False |  | General Purpose Replacement | A21 | E26 (Medium) | Damp Location Rated,Recessed Fixtures HomeLamps, Bulbs, BallastsBulbs - LEDLED - TraditionalLamps - A-Type LED Lamp, 19 Watt, A21, 2000 Lumen, 4000K, 80 CRI, Medium Base, 120-277 Volt, Non-Dimmable Satco S8648 LED Lamp, 19 Watt, A21, 2000 Lumen, 4000K, Medium Base, 120-277V | 4000 | 86 | 2000 | 105.2632 | 25000 | 19 | 1 | 15.85 | 15.85 | 18.6244 | 2020Q2 | https://www.platt.com/platt-electric-supply/LED-Traditional-Lamps-A-Type/Satco/S8648/product.aspx?zpid=1213988 | Platt | 2020 | Yes
LED Lighting | A-Type | Satco | False |  | General Purpose Replacement | A21 | E26 (Medium) | Damp Location Rated,Recessed Fixtures HomeLamps, Bulbs, BallastsBulbs - LEDLED - TraditionalLamps - A-Type LED Lamp, 19 Watt, A21, 2000 Lumen, 5000K, 80 CRI, Medium Base, 120-277 Volt, Non-Dimmable Satco S8649 LED Lamp, 19 Watt, A21, 2000 Lumen, 5000K, Medium Base, 120-277V | 5000 | 85 | 2000 | 105.2632 | 25000 | 19 | 1 | 15.85 | 15.85 | 18.6244 | 2020Q2 | https://www.platt.com/platt-electric-supply/LED-Traditional-Lamps-A-Type/Satco/S8649/product.aspx?zpid=1418686 | Platt | 2020 | Yes
LED Lighting | Reflector | Euri Lighting | True |  | Reflector (Flood/Spot) | BR30 | E26 (Medium) | Damp Location Rated,Recessed Fixtures Damp Location Rated,Recessed Fixtures Product Description The Euri EB30-5000cec floodlight is a shatter-resistant 65W incandescent replacement bulb that lasts 25,000 life hours. The LED BR30 mercury-free floodlight includes jam-packed features such as a dimming option, an instant on/off feature, and energy savings. Expect superior brightness and durability with this floodlight along with a limited warranty. Euri EB30-5000cec Features: 3000K soft white light 110-degree beam angle Standard E26 base Euri EB30-5000cec Applications: Dry and damp locations Ambient lighting Indoor use Medium (E26) 800 Lumens - 90 CRI - 65W Incandescent Equivalent - 110° - 120V Euri EB30-5000cec - 9W LED BR30 - 3000K | 3000 | 91 | 810 | 90 | 25000 | 9 | 1 | 2.84 | 2.84 | 3.3371 | 2020Q3 | https://www.energyavenue.com/Euri-Lighting/EB30-5000CEC | Energy Avenue | 2020 | Yes
LED Lighting | Reflector | Euri Lighting | True |  | Reflector (Flood/Spot) | MR16 | GU5.3 | Damp Location Rated,Recessed Fixtures Damp Location Rated,Recessed Fixtures Color Temp.2700K3000K Product Description The Euri EM16-7W4000ew light bulb stands apart from traditional bulbs because it is energy efficient. The LED MR16 bulb displays 3000K soft white light at a 40-degree beam angle without delays or flickers. Tap into the dimming feature with a compatible dimming device. It is mercury free as well. Euri EM16-7W4000ew Features: 50W incandescent bulb replacement 25,000 life hours Instant-on and instant-off Euri EM16-7W4000ew Applications: Dry and damp locations Accent lighting Indoor use Alternate Product Versions $2.80 add Euri EM16-7W4020ew - 7W LED MR16 - 2700K 500 Lumens - 80 CRI - 50W Incandescent Equivalent - 40° - 120V GU5.3 500 Lumens - 80 CRI - 50W Halogen Equivalent - 40° - 12V Euri EM16-7W4000ew - 7W LED MR16 - 3000K | 3000 | 83 | 500 | 71.4286 | 25000 | 7 | 1 | 2.63 | 2.63 | 3.0904 | 2020Q3 | https://www.energyavenue.com/Euri-Lighting/EM16-7W4000EW | Energy Avenue | 2020 | Yes
LED Lighting | Reflector | GE | True | Daylighting/Photocell, | Reflector (Flood/Spot) | MR16 | GU5.3 | Use With Photo and/or Motion Sensors,Damp Location Rated,Recessed Fixtures Use With Photo and/or Motion Sensors,Damp Location Rated,Recessed Fixtures Product Description The GE LED6.5DMR1683015-12 Current bulb is an energy-saving solution for traditional 50W bulbs. The replacement has a MR16 shape with a white carbon exterior. Once installed and on, the LED MR16 shines 3000K warm white radiance. A dimming feature is accessible to give the user the perfect room ambiance. The bulb comes as a six-pack product. GE 75153 Features: High-output color 25,000 life hours Seventy-eight cent savings yearly GE 75153 Applications: Decorative lighting Indoor use Dry locations GU5.3 LED6.5DMR1683015-12 - 520 Lumens - 80 CRI - 50W Halogen Equivalent - 1V GE 75153 - 7W LED MR16 - 3000K | 3000 | 82 | 530 | 81.5385 | 25000 | 6.5 | 6 | 63.78 | 10.63 | 12.4907 | 2020Q3 | https://www.energyavenue.com/GE/LED6.5DMR1683015-12 | Energy Avenue | 2020 | Yes
LED Lighting | Reflector | Green Creative | True |  | Reflector (Flood/Spot) | PAR30L | E26 (Medium) | Damp Location Rated,Recessed Fixtures Damp Location Rated,Recessed Fixtures Color Temp.2700K3000K4000K Beam Angle15°25°40° Voltage120V Product Description Green Creative has become one of the leading LED manufacturers in the country because of the quality and durability of their products. The 12.5PAR30G4DIM/927NF25 16112 PAR30 LED is no different. Running on 12.5 watts, this light is a direct replacement for 75 watt halogen lamp, resulting in an 80% savings. This LED has a warm white color temperature of 2700K and produces 815 lumens at a 25° beam angle. Rated for 40,000 life hours, this lamp comes with a 5 year warranty. This 120V, medium (E26) base lamp features a high 90 CRI! Features: 90 CRI UL listed Suitable for totally enclosed fixtures 65 Lumens per watt $239 savings per lamp over the course of lifetime Alternate Product Versions $18.48 add Green Creative 34898 - 11W LED PAR30 - 2700K 11PAR30DIM/927SP15 - 950 Lumens - 95 CRI - 75W Halogen Equivalent - 15° - 120V $19.48 add Green Creative 34899 - 11W LED PAR30 - 2700K 11PAR30DIM/927NF25 - 950 Lumens - 95 CRI - 75W Halogen Equivalent - 25° - 120V $19.48 add Green Creative 34901 - 11W LED PAR30 - 3000K 11PAR30DIM/930SP15 - 990 Lumens - 95 CRI - 75W Halogen Equivalent - 15° - 120V $19.48 add Green Creative 34902 - 11W LED PAR30 - 3000K 11PAR30DIM/930NF25 - 990 Lumens - 95 CRI - 75W Halogen Equivalent - 25° - 120V $19.48 add Green Creative 34903 - 11W LED PAR30 - 3000K 11PAR30DIM/930FL40 - 990 Lumens - 95 CRI - 75W Halogen Equivalent - 40° - 120V $19.48 add Green Creative 34905 - 11W LED PAR30 - 3000K 11PAR30DIM/930FL40/B - 990 Lumens - 95 CRI - 75W Halogen Equivalent - 40° - 120V $19.48 add Green Creative 34906 - 11W LED PAR30 - 2700K 11PAR30SNDIM/927SP15 - 950 Lumens - 95 CRI - 75W Halogen Equivalent - 15° - 120V $19.48 add Green Creative 34907 - 11W LED PAR30 - 2700K 11PAR30SNDIM/927NF25 - 950 Lumens - 95 CRI - 75W Halogen Equivalent - 25° - 120V $19.48 add Green Creative 34908 - 11W LED PAR30 - 2700K 11PAR30SNDIM/927FL40 - 950 Lumens - 95 CRI - 75W Halogen Equivalent - 40° - 120V $19.48 add Green Creative 34909 - 11W LED PAR30 - 3000K 11PAR30SNDIM/930SP15 - 990 Lumens - 95 CRI - 75W Halogen Equivalent - 15° - 120V $19.48 add Green Creative 34911 - 11W LED PAR30 - 3000K 11PAR30SNDIM/930FL40 - 990 Lumens - 95 CRI - 75W Halogen Equivalent - 40° - 120V $19.48 add Green Creative 34912 - 11W LED PAR30 - 4000K 11PAR30SNDIM/940FL40 - 990 Lumens - 95 CRI - 75W Halogen Equivalent - 15° - 120V $19.48 add Green Creative 34913 - 11W LED PAR30 - 3000K 11PAR30SNDIM/930FL40/B - 990 Lumens - 95 CRI - 75W Halogen Equivalent - 40° - 120V $23.68 EACASE of 6 add Green Creative 34914 - 11W LED PAR30 - 3000K 11PAR30/930FL40/277V - 990 Lumens - 95 CRI - 75W Halogen Equivalent - 40° - 120-277V $23.68 add Green Creative 34915 - 11W LED PAR30 - 4000K 11PAR30/940FL40/277V - 990 Lumens - 95 CRI - 75W Halogen Equivalent - 40° - 120-277V $9.38 EACASE of 6 add Green Creative 34900 - 11W LED PAR30 - 2700K 11PAR30DIM/927FL40 - 950 Lumens - 95 CRI - 75W Halogen Equivalent - 40° - 120V $19.48 EACASE of 6 add Green Creative 34904 - 11 Watt LED PAR30 4000K - E26 11PAR30DIM/940FL40 - 75 Watt Halogen Equivalent - 1030 Lumens - 95 CRI - 40 Degree Beam Angle - 120V - Dimmable Medium (E26) 75 Watt Halogen Equivalent - 12.5 Watts - 120V - 2700K - 815 Lumens Green Creative - 12.5PAR30G4DIM/927NF25 - 16112 - PAR30 LED | 2700 | 91 | 815 | 65.2 | 25000 | 12.5 | 1 | 17.48 | 17.48 | 20.5397 | 2020Q3 | https://www.energyavenue.com/Green-Creative/16112 | Energy Avenue | 2020 | Yes
LED Lighting | Reflector | Green Creative | True |  | Reflector (Flood/Spot) | PAR30S | E26 (Medium) | Damp Location Rated,Recessed Fixtures Damp Location Rated,Recessed Fixtures FinishBlackWhite Product Description Green Creative has become one of the leading LED manufacturers in the country because of the quality and durability of their products. The 11PAR30SNG4DIM/927NF25 16130 PAR30 Short Neck LED is no different. Running on 11 watts, this light is a direct replacement for 75 watt halogen lamp, resulting in an 80% savings. This LED has a warm white color temperature of 2700K and produces 705 lumens at a 25° beam angle. Rated for 40,000 life hours, this lamp comes with a 5 year warranty. This 120V, medium (E26) base lamp features a high 90 CRI! Features: 90 CRI UL listed Suitable for totally enclosed fixtures 64 Lumens per watt $241 savings per lamp over the course of lifetime Alternate Product Versions $14.98 add Green Creative 16233 - 11W PAR30 LED - 2700K - Short Neck - Black 11PAR30SNG4DIM/930NF25/B - 75 Watt Halogen Equivalent - 700 Lumens - 15 Degree Beam Angle - 120V Medium (E26) 75 Watt Halogen Equivalent - 11 Watts - 120V - 2700K - 705 Lumens Green Creative - 11PAR30SNG4DIM/927NF25 - 16130 - PAR30 Short Neck LED | 2700 | 90 | 705 | 64.0909 | 25000 | 11 | 1 | 14.98 | 14.98 | 17.6021 | 2020Q3 | https://www.energyavenue.com/Green-Creative/16130 | Energy Avenue | 2020 | Yes
LED Lighting | Reflector | Green Creative | True |  | Reflector (Flood/Spot) | PAR20 | E26 (Medium) | Damp Location Rated,Recessed Fixtures Damp Location Rated,Recessed Fixtures Wattage5.5 Watt6.5 Watt8 Watt Color Temp.2700K3000K4000K Beam Angle15°25°40° Product Description The Green Creative 6.5PAR20DIM/927FL40 floodlight's appearance is compact with a standard E26 base and a proprietary designed optic lens. Once on, the LED PAR20 floodlight shines 2700K warm white light at a 40-degree beam angle across the room. Additionally, the floodlight comes with a 5-year warranty in case of defects. Green Creative 34892 Features: 50,000 life hours Smooth dimming 50W incandescent equivalent Green Creative 34892 Applications: Dry and damp locations Open and enclosed fixtures Indoor use Alternate Product Versions $10.98 add Green Creative 34893 - 6.5W LED PAR20 - 3000K 6.5PAR20DIM/930SP15 - 550 Lumens - 95 CRI - 50W Halogen Equivalent - 15° - 120V $10.98 add Green Creative 34894 - 6.5W LED PAR20 - 3000K 6.5PAR20DIM/930NF25 - 580 Lumens - 95 CRI - 50W Halogen Equivalent - 25° - 120V $10.98 add Green Creative 34896 - 6.5W LED PAR20 - 4000K 6.5PAR20DIM/940FL40 - 600 Lumens - 95 CRI - 50W Halogen Equivalent - 40° - 120V $10.98 add Green Creative 34897 - 6.5W LED PAR20 - 3000K 6.5PAR20DIM/930FL40/B - 580 Lumens - 95 CRI - 50W Halogen Equivalent - 40° - 120V $7.28 add Green Creative 34933 - 5.5W LED PAR20 - 3000K 5.5PAR20DIM/830NF25/N - 525 Lumens - 82 CRI - 25° - 120V $7.28 add Green Creative 34934 - 5.5W LED PAR20 - 3000K 5.5PAR20DIM/830FL40/N - 525 Lumens - 82 CRI - 40° - 120V $7.28 add Green Creative 34935 - 5.5W LED PAR20 - 4000K 5.5PAR20DIM/840NF25/N - 525 Lumens - 82 CRI - 25° - 120V $7.28 add Green Creative 34936 - 5.5W LED PAR20 - 4000K 5.5PAR20DIM/840FL40/N - 525 Lumens - 82 CRI - 40° - 120V $10.98 EACASE of 6 add Green Creative 34891 - 6.5 Watt LED PAR20 2700K - E26 6.5PAR20DIM/927NF25 - 50 Watt Halogen Equivalent - 560 Lumens - 95 CRI - 25 Degree Beam Angle - 120V - Dimmable $10.98 add Green Creative 34895 - 6.5W LED PAR20 - 3000K 6.5PAR20DIM/930FL40 - E26 - 50 Watt Halogen Equivalent - 580 Lumens - 95 CRI - 120V - Dimmable $10.98 EACASE of 6 add Green Creative 34890 - 6.5 Watt LED PAR20 2700K - E26 6.5PAR20DIM/927SP15 - 50 Watt Haloge Equivalent - 520 Lumens - 95 CRI - 15 Degree Beam Angle - 120V - Dimmable $6.50 EACASE of 6 add Green Creative - 58106 - 8W LED PAR20 - 2700K 8PAR20DIM/927FL40 - 50 Watt Halogen Equivalent - E26 Medium Base - 535 Lumens - 90 CRI - 40 Degree Beam Angle - Dimmable - 120V $6.50 add Green Creative - 58109 - 8W LED PAR20 - 3000K 8PAR20DIM/930FL40 - 50 Watt Halogen Equivalent - E26 Medium Base - 550 Lumens - 90 CRI - 40 Degree Beam Angle - Dimmable - 120V $6.50 add Green Creative 58112 - 8W LED PAR20 - 4000K 8PAR20DIM/940FL40 - 50W Halogen Equivalent - E26 Medium Base - 570 Lumens - 90 CRI - 40 Degree Beam Angle - Dimmable - 120V Medium (E26) 6.5PAR20DIM/927FL40 - 650 Lumens - 95 CRI - 50W Halogen Equivalent - 40° - 120V Green Creative 34892 - 6.5W LED PAR20 - 2700K | 2700 | 98 | 560 | 86.1538 | 50000 | 6.5 | 1 | 10.98 | 10.98 | 12.9019 | 2020Q3 | https://www.energyavenue.com/Green-Creative/34892 | Energy Avenue | 2020 | Yes
LED Lighting | Reflector | Green Creative | True |  | Reflector (Flood/Spot) | PAR20 | E26 (Medium) | Damp Location Rated,Recessed Fixtures Damp Location Rated,Recessed Fixtures Wattage5.5 Watt6.5 Watt8 Watt Color Temp.2700K3000K4000K Beam Angle15°25°40° Product Description Bring your lighting up to date with the help of this 6.5W LED PAR20 lamp from Green Creative. This product offers smooth dimming and emits 3000K of warm white light for up to 50,000 hours. You'll enjoy a high lumen output, and it's Energy Star certified. Product Features: Direct replacement for 50W halogen lamps 1:1 form factor Compatible with most E26 base fixtures Compatible with most LED dimmers Color accuracy of 95 CRI Adjustable for spot narrow, and flood beam angles High lumen output, 550 lumens Rated for use in wet locations Suitable for use in fully enclosed fixtures Title 20 compliant Energy Star certified Lifespan of up to 50,000 hours Five-year limited warranty Applications: Spot light Flood light Wall washes Landscape lighting Alternate Product Versions $10.98 add Green Creative 34892 - 6.5W LED PAR20 - 2700K 6.5PAR20DIM/927FL40 - 650 Lumens - 95 CRI - 50W Halogen Equivalent - 40° - 120V $10.98 add Green Creative 34894 - 6.5W LED PAR20 - 3000K 6.5PAR20DIM/930NF25 - 580 Lumens - 95 CRI - 50W Halogen Equivalent - 25° - 120V $10.98 add Green Creative 34896 - 6.5W LED PAR20 - 4000K 6.5PAR20DIM/940FL40 - 600 Lumens - 95 CRI - 50W Halogen Equivalent - 40° - 120V $10.98 add Green Creative 34897 - 6.5W LED PAR20 - 3000K 6.5PAR20DIM/930FL40/B - 580 Lumens - 95 CRI - 50W Halogen Equivalent - 40° - 120V $7.28 add Green Creative 34933 - 5.5W LED PAR20 - 3000K 5.5PAR20DIM/830NF25/N - 525 Lumens - 82 CRI - 25° - 120V $7.28 add Green Creative 34934 - 5.5W LED PAR20 - 3000K 5.5PAR20DIM/830FL40/N - 525 Lumens - 82 CRI - 40° - 120V $7.28 add Green Creative 34935 - 5.5W LED PAR20 - 4000K 5.5PAR20DIM/840NF25/N - 525 Lumens - 82 CRI - 25° - 120V $7.28 add Green Creative 34936 - 5.5W LED PAR20 - 4000K 5.5PAR20DIM/840FL40/N - 525 Lumens - 82 CRI - 40° - 120V $10.98 EACASE of 6 add Green Creative 34891 - 6.5 Watt LED PAR20 2700K - E26 6.5PAR20DIM/927NF25 - 50 Watt Halogen Equivalent - 560 Lumens - 95 CRI - 25 Degree Beam Angle - 120V - Dimmable $10.98 add Green Creative 34895 - 6.5W LED PAR20 - 3000K 6.5PAR20DIM/930FL40 - E26 - 50 Watt Halogen Equivalent - 580 Lumens - 95 CRI - 120V - Dimmable $10.98 EACASE of 6 add Green Creative 34890 - 6.5 Watt LED PAR20 2700K - E26 6.5PAR20DIM/927SP15 - 50 Watt Haloge Equivalent - 520 Lumens - 95 CRI - 15 Degree Beam Angle - 120V - Dimmable $6.50 EACASE of 6 add Green Creative - 58106 - 8W LED PAR20 - 2700K 8PAR20DIM/927FL40 - 50 Watt Halogen Equivalent - E26 Medium Base - 535 Lumens - 90 CRI - 40 Degree Beam Angle - Dimmable - 120V $6.50 add Green Creative - 58109 - 8W LED PAR20 - 3000K 8PAR20DIM/930FL40 - 50 Watt Halogen Equivalent - E26 Medium Base - 550 Lumens - 90 CRI - 40 Degree Beam Angle - Dimmable - 120V $6.50 add Green Creative 58112 - 8W LED PAR20 - 4000K 8PAR20DIM/940FL40 - 50W Halogen Equivalent - E26 Medium Base - 570 Lumens - 90 CRI - 40 Degree Beam Angle - Dimmable - 120V Medium (E26) 6.5PAR20DIM/930SP15 - 550 Lumens - 95 CRI - 50W Halogen Equivalent - 15° - 120V Green Creative 34893 - 6.5W LED PAR20 - 3000K | 3000 | 98 | 550 | 84.6154 | 50000 | 6.5 | 1 | 10.98 | 10.98 | 12.9019 | 2020Q3 | https://www.energyavenue.com/Green-Creative/34893 | Energy Avenue | 2020 | Yes
LED Lighting | Reflector | Green Creative | True |  | Reflector (Flood/Spot) | PAR20 | E26 (Medium) | Damp Location Rated,Recessed Fixtures Damp Location Rated,Recessed Fixtures Wattage5.5 Watt6.5 Watt8 Watt Color Temp.2700K3000K4000K Beam Angle15°25°40° Product Description The Green Creative 6.5PAR20DIM/930NF25 narrow floodlight radiates brightness through a 25-degree beam angle. The LED PAR20 narrow floodlight is a 50W halogen equivalent bulb in a compact size. It includes a standard E26 base and a proprietary designed optic. Expect this narrow floodlight to last 50,000 life hours. Green Creative 34894 Features: 3000K soft white radiance Smooth dimming 5-year warranty Green Creative 34894 Applications: Indoor use Dry and damp locations Open and enclosed fixtures Alternate Product Versions $10.98 add Green Creative 34892 - 6.5W LED PAR20 - 2700K 6.5PAR20DIM/927FL40 - 650 Lumens - 95 CRI - 50W Halogen Equivalent - 40° - 120V $10.98 add Green Creative 34893 - 6.5W LED PAR20 - 3000K 6.5PAR20DIM/930SP15 - 550 Lumens - 95 CRI - 50W Halogen Equivalent - 15° - 120V $10.98 add Green Creative 34896 - 6.5W LED PAR20 - 4000K 6.5PAR20DIM/940FL40 - 600 Lumens - 95 CRI - 50W Halogen Equivalent - 40° - 120V $10.98 add Green Creative 34897 - 6.5W LED PAR20 - 3000K 6.5PAR20DIM/930FL40/B - 580 Lumens - 95 CRI - 50W Halogen Equivalent - 40° - 120V $7.28 add Green Creative 34933 - 5.5W LED PAR20 - 3000K 5.5PAR20DIM/830NF25/N - 525 Lumens - 82 CRI - 25° - 120V $7.28 add Green Creative 34934 - 5.5W LED PAR20 - 3000K 5.5PAR20DIM/830FL40/N - 525 Lumens - 82 CRI - 40° - 120V $7.28 add Green Creative 34935 - 5.5W LED PAR20 - 4000K 5.5PAR20DIM/840NF25/N - 525 Lumens - 82 CRI - 25° - 120V $7.28 add Green Creative 34936 - 5.5W LED PAR20 - 4000K 5.5PAR20DIM/840FL40/N - 525 Lumens - 82 CRI - 40° - 120V $10.98 EACASE of 6 add Green Creative 34891 - 6.5 Watt LED PAR20 2700K - E26 6.5PAR20DIM/927NF25 - 50 Watt Halogen Equivalent - 560 Lumens - 95 CRI - 25 Degree Beam Angle - 120V - Dimmable $10.98 add Green Creative 34895 - 6.5W LED PAR20 - 3000K 6.5PAR20DIM/930FL40 - E26 - 50 Watt Halogen Equivalent - 580 Lumens - 95 CRI - 120V - Dimmable $10.98 EACASE of 6 add Green Creative 34890 - 6.5 Watt LED PAR20 2700K - E26 6.5PAR20DIM/927SP15 - 50 Watt Haloge Equivalent - 520 Lumens - 95 CRI - 15 Degree Beam Angle - 120V - Dimmable $6.50 EACASE of 6 add Green Creative - 58106 - 8W LED PAR20 - 2700K 8PAR20DIM/927FL40 - 50 Watt Halogen Equivalent - E26 Medium Base - 535 Lumens - 90 CRI - 40 Degree Beam Angle - Dimmable - 120V $6.50 add Green Creative - 58109 - 8W LED PAR20 - 3000K 8PAR20DIM/930FL40 - 50 Watt Halogen Equivalent - E26 Medium Base - 550 Lumens - 90 CRI - 40 Degree Beam Angle - Dimmable - 120V $6.50 add Green Creative 58112 - 8W LED PAR20 - 4000K 8PAR20DIM/940FL40 - 50W Halogen Equivalent - E26 Medium Base - 570 Lumens - 90 CRI - 40 Degree Beam Angle - Dimmable - 120V Medium (E26) 6.5PAR20DIM/930NF25 - 580 Lumens - 95 CRI - 50W Halogen Equivalent - 25° - 120V Green Creative 34894 - 6.5W LED PAR20 - 3000K | 3000 | 98 | 580 | 89.2308 | 50000 | 6.5 | 1 | 10.98 | 10.98 | 12.9019 | 2020Q3 | https://www.energyavenue.com/Green-Creative/34894 | Energy Avenue | 2020 | Yes
LED Lighting | Reflector | Green Creative | True |  | Reflector (Flood/Spot) | PAR20 | E26 (Medium) | Damp Location Rated,Recessed Fixtures Damp Location Rated,Recessed Fixtures Wattage5.5 Watt6.5 Watt8 Watt Color Temp.2700K3000K4000K Product Description When you're looking for long-lasting performance without using more energy, consider this 6.5W LED PAR20 lamp from Green Creative. This product features smooth dimming with no hesitation or flickering, and it's Energy Star certified. You'll enjoy 4000K of neutral white light for up to 50,000 hours. Product Features: Replaces 50W halogen lamps 1:1 form factor Compatible with most E26 base fixtures Rated for use in wet locations Suitable for use in fully enclosed fixtures Color accuracy of 95 CRI Adjustable for spot, narrow, and wide flood beam angles Works with most LED dimmers Tile 20 compliant Energy Star certified Lifespan of up to 50,000 hours Limited five-year warranty Applications: Spot light Flood light Landscape lighting Wall wash and signage lighting Alternate Product Versions $10.98 add Green Creative 34892 - 6.5W LED PAR20 - 2700K 6.5PAR20DIM/927FL40 - 650 Lumens - 95 CRI - 50W Halogen Equivalent - 40° - 120V $10.98 add Green Creative 34893 - 6.5W LED PAR20 - 3000K 6.5PAR20DIM/930SP15 - 550 Lumens - 95 CRI - 50W Halogen Equivalent - 15° - 120V $10.98 add Green Creative 34894 - 6.5W LED PAR20 - 3000K 6.5PAR20DIM/930NF25 - 580 Lumens - 95 CRI - 50W Halogen Equivalent - 25° - 120V $10.98 add Green Creative 34897 - 6.5W LED PAR20 - 3000K 6.5PAR20DIM/930FL40/B - 580 Lumens - 95 CRI - 50W Halogen Equivalent - 40° - 120V $7.28 add Green Creative 34933 - 5.5W LED PAR20 - 3000K 5.5PAR20DIM/830NF25/N - 525 Lumens - 82 CRI - 25° - 120V $7.28 add Green Creative 34934 - 5.5W LED PAR20 - 3000K 5.5PAR20DIM/830FL40/N - 525 Lumens - 82 CRI - 40° - 120V $7.28 add Green Creative 34935 - 5.5W LED PAR20 - 4000K 5.5PAR20DIM/840NF25/N - 525 Lumens - 82 CRI - 25° - 120V $7.28 add Green Creative 34936 - 5.5W LED PAR20 - 4000K 5.5PAR20DIM/840FL40/N - 525 Lumens - 82 CRI - 40° - 120V $10.98 EACASE of 6 add Green Creative 34891 - 6.5 Watt LED PAR20 2700K - E26 6.5PAR20DIM/927NF25 - 50 Watt Halogen Equivalent - 560 Lumens - 95 CRI - 25 Degree Beam Angle - 120V - Dimmable $10.98 add Green Creative 34895 - 6.5W LED PAR20 - 3000K 6.5PAR20DIM/930FL40 - E26 - 50 Watt Halogen Equivalent - 580 Lumens - 95 CRI - 120V - Dimmable $10.98 EACASE of 6 add Green Creative 34890 - 6.5 Watt LED PAR20 2700K - E26 6.5PAR20DIM/927SP15 - 50 Watt Haloge Equivalent - 520 Lumens - 95 CRI - 15 Degree Beam Angle - 120V - Dimmable $6.50 EACASE of 6 add Green Creative - 58106 - 8W LED PAR20 - 2700K 8PAR20DIM/927FL40 - 50 Watt Halogen Equivalent - E26 Medium Base - 535 Lumens - 90 CRI - 40 Degree Beam Angle - Dimmable - 120V $6.50 add Green Creative - 58109 - 8W LED PAR20 - 3000K 8PAR20DIM/930FL40 - 50 Watt Halogen Equivalent - E26 Medium Base - 550 Lumens - 90 CRI - 40 Degree Beam Angle - Dimmable - 120V $6.50 add Green Creative 58112 - 8W LED PAR20 - 4000K 8PAR20DIM/940FL40 - 50W Halogen Equivalent - E26 Medium Base - 570 Lumens - 90 CRI - 40 Degree Beam Angle - Dimmable - 120V Medium (E26) 6.5PAR20DIM/940FL40 - 600 Lumens - 95 CRI - 50W Halogen Equivalent - 40° - 120V Green Creative 34896 - 6.5W LED PAR20 - 4000K | 4000 | 96 | 600 | 92.3077 | 50000 | 6.5 | 1 | 10.98 | 10.98 | 12.9019 | 2020Q3 | https://www.energyavenue.com/Green-Creative/34896 | Energy Avenue | 2020 | Yes
LED Lighting | Reflector | Green Creative | True |  | Reflector (Flood/Spot) | PAR20 | E26 (Medium) | Damp Location Rated,Recessed Fixtures Damp Location Rated,Recessed Fixtures Wattage5.5 Watt6.5 Watt8 Watt Color Temp.2700K3000K4000K Beam Angle15°25°40° Product Description The Green Creative 6.5PAR20DIM/930FL40/B floodlight does more than shine 3000K soft white radiance through a tight 40-degree beam angle. The LED PAR20 floodlight is a 50W halogen equivalent that dims effectively with a compatible device. It lasts 50,000 life hours with a 5-year warranty included. Green Creative 34897 Features: Compact size E26 base Proprietary designed optic Green Creative 34897 Applications: Dry and damp locations Indoor use Open and enclosed fixtures Alternate Product Versions $10.98 add Green Creative 34892 - 6.5W LED PAR20 - 2700K 6.5PAR20DIM/927FL40 - 650 Lumens - 95 CRI - 50W Halogen Equivalent - 40° - 120V $10.98 add Green Creative 34893 - 6.5W LED PAR20 - 3000K 6.5PAR20DIM/930SP15 - 550 Lumens - 95 CRI - 50W Halogen Equivalent - 15° - 120V $10.98 add Green Creative 34894 - 6.5W LED PAR20 - 3000K 6.5PAR20DIM/930NF25 - 580 Lumens - 95 CRI - 50W Halogen Equivalent - 25° - 120V $10.98 add Green Creative 34896 - 6.5W LED PAR20 - 4000K 6.5PAR20DIM/940FL40 - 600 Lumens - 95 CRI - 50W Halogen Equivalent - 40° - 120V $7.28 add Green Creative 34933 - 5.5W LED PAR20 - 3000K 5.5PAR20DIM/830NF25/N - 525 Lumens - 82 CRI - 25° - 120V $7.28 add Green Creative 34934 - 5.5W LED PAR20 - 3000K 5.5PAR20DIM/830FL40/N - 525 Lumens - 82 CRI - 40° - 120V $7.28 add Green Creative 34935 - 5.5W LED PAR20 - 4000K 5.5PAR20DIM/840NF25/N - 525 Lumens - 82 CRI - 25° - 120V $7.28 add Green Creative 34936 - 5.5W LED PAR20 - 4000K 5.5PAR20DIM/840FL40/N - 525 Lumens - 82 CRI - 40° - 120V $10.98 EACASE of 6 add Green Creative 34891 - 6.5 Watt LED PAR20 2700K - E26 6.5PAR20DIM/927NF25 - 50 Watt Halogen Equivalent - 560 Lumens - 95 CRI - 25 Degree Beam Angle - 120V - Dimmable $10.98 add Green Creative 34895 - 6.5W LED PAR20 - 3000K 6.5PAR20DIM/930FL40 - E26 - 50 Watt Halogen Equivalent - 580 Lumens - 95 CRI - 120V - Dimmable $10.98 EACASE of 6 add Green Creative 34890 - 6.5 Watt LED PAR20 2700K - E26 6.5PAR20DIM/927SP15 - 50 Watt Haloge Equivalent - 520 Lumens - 95 CRI - 15 Degree Beam Angle - 120V - Dimmable $6.50 EACASE of 6 add Green Creative - 58106 - 8W LED PAR20 - 2700K 8PAR20DIM/927FL40 - 50 Watt Halogen Equivalent - E26 Medium Base - 535 Lumens - 90 CRI - 40 Degree Beam Angle - Dimmable - 120V $6.50 add Green Creative - 58109 - 8W LED PAR20 - 3000K 8PAR20DIM/930FL40 - 50 Watt Halogen Equivalent - E26 Medium Base - 550 Lumens - 90 CRI - 40 Degree Beam Angle - Dimmable - 120V $6.50 add Green Creative 58112 - 8W LED PAR20 - 4000K 8PAR20DIM/940FL40 - 50W Halogen Equivalent - E26 Medium Base - 570 Lumens - 90 CRI - 40 Degree Beam Angle - Dimmable - 120V Medium (E26) 6.5PAR20DIM/930FL40/B - 580 Lumens - 95 CRI - 50W Halogen Equivalent - 40° - 120V Green Creative 34897 - 6.5W LED PAR20 - 3000K | 3000 | 98 | 580 | 89.2308 | 50000 | 6.5 | 1 | 10.98 | 10.98 | 12.9019 | 2020Q3 | https://www.energyavenue.com/Green-Creative/34897 | Energy Avenue | 2020 | Yes
LED Lighting | Reflector | Green Creative | True |  | Reflector (Flood/Spot) | PAR30 | E26 (Medium) | Damp Location Rated,Recessed Fixtures Damp Location Rated,Recessed Fixtures Color Temp.2700K3000K4000K Beam Angle15°25°40° Voltage120V Product Description Upgrade your exterior lighting by choosing this 11W LED PAR30 from Green Creative. This product offers smooth, long-lasting performance and a high lumen output. You'll get exceptional color rendering at 95 CRI, and it emits 2700K of warm white light for up to 50,000 hours. Energy Star certified. Product Features: Replacement for 75W halogen lamps 1:1 form factor Narrow spot beam angle, 15 degrees Compatible with most E26 base fixtures Compatible with existing LED dimmers Color accuracy of 95 CRI 950 lumen output Title 20 compliant Rated for use in wet locations Suitable for use in fully enclosed fixtures Proprietary optic design Lifespan of up to 50,000 hours Limited five-year warranty Applications: Landscape lighting Signage and wall washes Spot light Narrow flood light Alternate Product Versions $19.48 add Green Creative 34899 - 11W LED PAR30 - 2700K 11PAR30DIM/927NF25 - 950 Lumens - 95 CRI - 75W Halogen Equivalent - 25° - 120V $19.48 add Green Creative 34901 - 11W LED PAR30 - 3000K 11PAR30DIM/930SP15 - 990 Lumens - 95 CRI - 75W Halogen Equivalent - 15° - 120V $19.48 add Green Creative 34902 - 11W LED PAR30 - 3000K 11PAR30DIM/930NF25 - 990 Lumens - 95 CRI - 75W Halogen Equivalent - 25° - 120V $19.48 add Green Creative 34903 - 11W LED PAR30 - 3000K 11PAR30DIM/930FL40 - 990 Lumens - 95 CRI - 75W Halogen Equivalent - 40° - 120V $19.48 add Green Creative 34905 - 11W LED PAR30 - 3000K 11PAR30DIM/930FL40/B - 990 Lumens - 95 CRI - 75W Halogen Equivalent - 40° - 120V $19.48 add Green Creative 34906 - 11W LED PAR30 - 2700K 11PAR30SNDIM/927SP15 - 950 Lumens - 95 CRI - 75W Halogen Equivalent - 15° - 120V $19.48 add Green Creative 34907 - 11W LED PAR30 - 2700K 11PAR30SNDIM/927NF25 - 950 Lumens - 95 CRI - 75W Halogen Equivalent - 25° - 120V $19.48 add Green Creative 34908 - 11W LED PAR30 - 2700K 11PAR30SNDIM/927FL40 - 950 Lumens - 95 CRI - 75W Halogen Equivalent - 40° - 120V $19.48 add Green Creative 34909 - 11W LED PAR30 - 3000K 11PAR30SNDIM/930SP15 - 990 Lumens - 95 CRI - 75W Halogen Equivalent - 15° - 120V $19.48 add Green Creative 34911 - 11W LED PAR30 - 3000K 11PAR30SNDIM/930FL40 - 990 Lumens - 95 CRI - 75W Halogen Equivalent - 40° - 120V $19.48 add Green Creative 34912 - 11W LED PAR30 - 4000K 11PAR30SNDIM/940FL40 - 990 Lumens - 95 CRI - 75W Halogen Equivalent - 15° - 120V $19.48 add Green Creative 34913 - 11W LED PAR30 - 3000K 11PAR30SNDIM/930FL40/B - 990 Lumens - 95 CRI - 75W Halogen Equivalent - 40° - 120V $23.68 EACASE of 6 add Green Creative 34914 - 11W LED PAR30 - 3000K 11PAR30/930FL40/277V - 990 Lumens - 95 CRI - 75W Halogen Equivalent - 40° - 120-277V $23.68 add Green Creative 34915 - 11W LED PAR30 - 4000K 11PAR30/940FL40/277V - 990 Lumens - 95 CRI - 75W Halogen Equivalent - 40° - 120-277V $9.38 EACASE of 6 add Green Creative 34900 - 11W LED PAR30 - 2700K 11PAR30DIM/927FL40 - 950 Lumens - 95 CRI - 75W Halogen Equivalent - 40° - 120V $19.48 EACASE of 6 add Green Creative 34904 - 11 Watt LED PAR30 4000K - E26 11PAR30DIM/940FL40 - 75 Watt Halogen Equivalent - 1030 Lumens - 95 CRI - 40 Degree Beam Angle - 120V - Dimmable $17.48 add Green Creative - 12.5PAR30G4DIM/927NF25 - 16112 - PAR30 LED 75 Watt Halogen Equivalent - 12.5 Watts - 120V - 2700K - 815 Lumens Medium (E26) 11PAR30DIM/927SP15 - 950 Lumens - 95 CRI - 75W Halogen Equivalent - 15° - 120V Green Creative 34898 - 11W LED PAR30 - 2700K | 2700 | 98 | 950 | 86.3636 | 50000 | 11 | 1 | 18.48 | 18.48 | 21.7147 | 2020Q3 | https://www.energyavenue.com/Green-Creative/34898 | Energy Avenue | 2020 | Yes
LED Lighting | Reflector | Green Creative | True |  | Reflector (Flood/Spot) | PAR30 | E26 (Medium) | Damp Location Rated,Recessed Fixtures Damp Location Rated,Recessed Fixtures Color Temp.2700K3000K4000K Beam Angle15°25°40° Voltage120V Product Description The Green Creative 11PAR30DIM/927NF25 narrow floodlight is a 75W halogen equivalent bulb built inside a compact-sized product. Install using the standard E26 base and turn on the lamp fixture. The LED PAR30 narrow floodlight illuminates 2700K warm white radiance with smooth dimming continuously for 50,000 life hours. Green Creative 34899 Features: 25-degree beam angle Proprietary designed optic 5-year warranty Green Creative 34899 Applications: Open and enclosed fixtures Indoor use Dry and damp locations Alternate Product Versions $18.48 add Green Creative 34898 - 11W LED PAR30 - 2700K 11PAR30DIM/927SP15 - 950 Lumens - 95 CRI - 75W Halogen Equivalent - 15° - 120V $19.48 add Green Creative 34901 - 11W LED PAR30 - 3000K 11PAR30DIM/930SP15 - 990 Lumens - 95 CRI - 75W Halogen Equivalent - 15° - 120V $19.48 add Green Creative 34902 - 11W LED PAR30 - 3000K 11PAR30DIM/930NF25 - 990 Lumens - 95 CRI - 75W Halogen Equivalent - 25° - 120V $19.48 add Green Creative 34903 - 11W LED PAR30 - 3000K 11PAR30DIM/930FL40 - 990 Lumens - 95 CRI - 75W Halogen Equivalent - 40° - 120V $19.48 add Green Creative 34905 - 11W LED PAR30 - 3000K 11PAR30DIM/930FL40/B - 990 Lumens - 95 CRI - 75W Halogen Equivalent - 40° - 120V $19.48 add Green Creative 34906 - 11W LED PAR30 - 2700K 11PAR30SNDIM/927SP15 - 950 Lumens - 95 CRI - 75W Halogen Equivalent - 15° - 120V $19.48 add Green Creative 34907 - 11W LED PAR30 - 2700K 11PAR30SNDIM/927NF25 - 950 Lumens - 95 CRI - 75W Halogen Equivalent - 25° - 120V $19.48 add Green Creative 34908 - 11W LED PAR30 - 2700K 11PAR30SNDIM/927FL40 - 950 Lumens - 95 CRI - 75W Halogen Equivalent - 40° - 120V $19.48 add Green Creative 34909 - 11W LED PAR30 - 3000K 11PAR30SNDIM/930SP15 - 990 Lumens - 95 CRI - 75W Halogen Equivalent - 15° - 120V $19.48 add Green Creative 34911 - 11W LED PAR30 - 3000K 11PAR30SNDIM/930FL40 - 990 Lumens - 95 CRI - 75W Halogen Equivalent - 40° - 120V $19.48 add Green Creative 34912 - 11W LED PAR30 - 4000K 11PAR30SNDIM/940FL40 - 990 Lumens - 95 CRI - 75W Halogen Equivalent - 15° - 120V $19.48 add Green Creative 34913 - 11W LED PAR30 - 3000K 11PAR30SNDIM/930FL40/B - 990 Lumens - 95 CRI - 75W Halogen Equivalent - 40° - 120V $23.68 EACASE of 6 add Green Creative 34914 - 11W LED PAR30 - 3000K 11PAR30/930FL40/277V - 990 Lumens - 95 CRI - 75W Halogen Equivalent - 40° - 120-277V $23.68 add Green Creative 34915 - 11W LED PAR30 - 4000K 11PAR30/940FL40/277V - 990 Lumens - 95 CRI - 75W Halogen Equivalent - 40° - 120-277V $9.38 EACASE of 6 add Green Creative 34900 - 11W LED PAR30 - 2700K 11PAR30DIM/927FL40 - 950 Lumens - 95 CRI - 75W Halogen Equivalent - 40° - 120V $19.48 EACASE of 6 add Green Creative 34904 - 11 Watt LED PAR30 4000K - E26 11PAR30DIM/940FL40 - 75 Watt Halogen Equivalent - 1030 Lumens - 95 CRI - 40 Degree Beam Angle - 120V - Dimmable $17.48 add Green Creative - 12.5PAR30G4DIM/927NF25 - 16112 - PAR30 LED 75 Watt Halogen Equivalent - 12.5 Watts - 120V - 2700K - 815 Lumens Medium (E26) 11PAR30DIM/927NF25 - 950 Lumens - 95 CRI - 75W Halogen Equivalent - 25° - 120V Green Creative 34899 - 11W LED PAR30 - 2700K | 2700 | 98 | 950 | 86.3636 | 50000 | 11 | 1 | 19.48 | 19.48 | 22.8898 | 2020Q3 | https://www.energyavenue.com/Green-Creative/34899 | Energy Avenue | 2020 | Yes
LED Lighting | Reflector | Green Creative | True |  | Reflector (Flood/Spot) | PAR30 | E26 (Medium) | Damp Location Rated,Recessed Fixtures Damp Location Rated,Recessed Fixtures Color Temp.2700K3000K4000K Beam Angle15°25°40° Voltage120V Product Description Update your exterior lighting by switching to this 11W LED PAR30 from the team at green Creative. This product comes to you as part of their True Chroma Refine series, and it gives you high performance without the high electric bills. With this lamp, you'll enjoy 2700K of warm white light for up to 50,000 hours. Energy Star certified. Product Features: Replaces 75W halogen bulbs; 1:1 form factor Narrow 15-degree beam angle Compatible with existing LED dimmers Compatible with most E26 base fixtures High lumen output Color rendering of 95 CRI Rated for placement in wet environments Suitable for use in fully enclosed fixtures Title 20 compliant Energy Star certified Lifespan of up to 50,000 hours Limited five-year warranty Applications: Narrow flood light Spot light Landscape light Wall washer Alternate Product Versions $18.48 add Green Creative 34898 - 11W LED PAR30 - 2700K 11PAR30DIM/927SP15 - 950 Lumens - 95 CRI - 75W Halogen Equivalent - 15° - 120V $19.48 add Green Creative 34899 - 11W LED PAR30 - 2700K 11PAR30DIM/927NF25 - 950 Lumens - 95 CRI - 75W Halogen Equivalent - 25° - 120V $19.48 add Green Creative 34901 - 11W LED PAR30 - 3000K 11PAR30DIM/930SP15 - 990 Lumens - 95 CRI - 75W Halogen Equivalent - 15° - 120V $19.48 add Green Creative 34902 - 11W LED PAR30 - 3000K 11PAR30DIM/930NF25 - 990 Lumens - 95 CRI - 75W Halogen Equivalent - 25° - 120V $19.48 add Green Creative 34903 - 11W LED PAR30 - 3000K 11PAR30DIM/930FL40 - 990 Lumens - 95 CRI - 75W Halogen Equivalent - 40° - 120V $19.48 add Green Creative 34905 - 11W LED PAR30 - 3000K 11PAR30DIM/930FL40/B - 990 Lumens - 95 CRI - 75W Halogen Equivalent - 40° - 120V $19.48 add Green Creative 34906 - 11W LED PAR30 - 2700K 11PAR30SNDIM/927SP15 - 950 Lumens - 95 CRI - 75W Halogen Equivalent - 15° - 120V $19.48 add Green Creative 34907 - 11W LED PAR30 - 2700K 11PAR30SNDIM/927NF25 - 950 Lumens - 95 CRI - 75W Halogen Equivalent - 25° - 120V $19.48 add Green Creative 34908 - 11W LED PAR30 - 2700K 11PAR30SNDIM/927FL40 - 950 Lumens - 95 CRI - 75W Halogen Equivalent - 40° - 120V $19.48 add Green Creative 34909 - 11W LED PAR30 - 3000K 11PAR30SNDIM/930SP15 - 990 Lumens - 95 CRI - 75W Halogen Equivalent - 15° - 120V $19.48 add Green Creative 34911 - 11W LED PAR30 - 3000K 11PAR30SNDIM/930FL40 - 990 Lumens - 95 CRI - 75W Halogen Equivalent - 40° - 120V $19.48 add Green Creative 34912 - 11W LED PAR30 - 4000K 11PAR30SNDIM/940FL40 - 990 Lumens - 95 CRI - 75W Halogen Equivalent - 15° - 120V $19.48 add Green Creative 34913 - 11W LED PAR30 - 3000K 11PAR30SNDIM/930FL40/B - 990 Lumens - 95 CRI - 75W Halogen Equivalent - 40° - 120V $23.68 EACASE of 6 add Green Creative 34914 - 11W LED PAR30 - 3000K 11PAR30/930FL40/277V - 990 Lumens - 95 CRI - 75W Halogen Equivalent - 40° - 120-277V $23.68 add Green Creative 34915 - 11W LED PAR30 - 4000K 11PAR30/940FL40/277V - 990 Lumens - 95 CRI - 75W Halogen Equivalent - 40° - 120-277V $19.48 EACASE of 6 add Green Creative 34904 - 11 Watt LED PAR30 4000K - E26 11PAR30DIM/940FL40 - 75 Watt Halogen Equivalent - 1030 Lumens - 95 CRI - 40 Degree Beam Angle - 120V - Dimmable $17.48 add Green Creative - 12.5PAR30G4DIM/927NF25 - 16112 - PAR30 LED 75 Watt Halogen Equivalent - 12.5 Watts - 120V - 2700K - 815 Lumens Medium (E26) 11PAR30DIM/927FL40 - 950 Lumens - 95 CRI - 75W Halogen Equivalent - 40° - 120V Green Creative 34900 - 11W LED PAR30 - 2700K | 2700 | 98 | 950 | 86.3636 | 50000 | 11 | 1 | 9.38 | 9.38 | 11.0219 | 2020Q3 | https://www.energyavenue.com/Green-Creative/34900 | Energy Avenue | 2020 | Yes
LED Lighting | Reflector | Green Creative | True |  | Reflector (Flood/Spot) | PAR30 | E26 (Medium) | Damp Location Rated,Recessed Fixtures Damp Location Rated,Recessed Fixtures Color Temp.2700K3000K4000K Beam Angle15°25°40° Voltage120V Product Description At a 15-degree beam angle, the Green Creative 11PAR30DIM/930SP15 spotlight radiates 3000K soft white illumination. The LED PAR30 does more, offering smooth dimming with a compatible dimmer and a proprietary designed optic lens for visual comfort and maximum efficiency. The spotlight rivals standard 75W halogen bulbs, lasting 50,000 life hours. Green Creative 34901 Features: Compact size E26 base 5-year warranty Green Creative 34901 Applications: Indoor use Dry and damp locations Open and enclosed fixtures Alternate Product Versions $18.48 add Green Creative 34898 - 11W LED PAR30 - 2700K 11PAR30DIM/927SP15 - 950 Lumens - 95 CRI - 75W Halogen Equivalent - 15° - 120V $19.48 add Green Creative 34899 - 11W LED PAR30 - 2700K 11PAR30DIM/927NF25 - 950 Lumens - 95 CRI - 75W Halogen Equivalent - 25° - 120V $19.48 add Green Creative 34902 - 11W LED PAR30 - 3000K 11PAR30DIM/930NF25 - 990 Lumens - 95 CRI - 75W Halogen Equivalent - 25° - 120V $19.48 add Green Creative 34903 - 11W LED PAR30 - 3000K 11PAR30DIM/930FL40 - 990 Lumens - 95 CRI - 75W Halogen Equivalent - 40° - 120V $19.48 add Green Creative 34905 - 11W LED PAR30 - 3000K 11PAR30DIM/930FL40/B - 990 Lumens - 95 CRI - 75W Halogen Equivalent - 40° - 120V $19.48 add Green Creative 34906 - 11W LED PAR30 - 2700K 11PAR30SNDIM/927SP15 - 950 Lumens - 95 CRI - 75W Halogen Equivalent - 15° - 120V $19.48 add Green Creative 34907 - 11W LED PAR30 - 2700K 11PAR30SNDIM/927NF25 - 950 Lumens - 95 CRI - 75W Halogen Equivalent - 25° - 120V $19.48 add Green Creative 34908 - 11W LED PAR30 - 2700K 11PAR30SNDIM/927FL40 - 950 Lumens - 95 CRI - 75W Halogen Equivalent - 40° - 120V $19.48 add Green Creative 34909 - 11W LED PAR30 - 3000K 11PAR30SNDIM/930SP15 - 990 Lumens - 95 CRI - 75W Halogen Equivalent - 15° - 120V $19.48 add Green Creative 34911 - 11W LED PAR30 - 3000K 11PAR30SNDIM/930FL40 - 990 Lumens - 95 CRI - 75W Halogen Equivalent - 40° - 120V $19.48 add Green Creative 34912 - 11W LED PAR30 - 4000K 11PAR30SNDIM/940FL40 - 990 Lumens - 95 CRI - 75W Halogen Equivalent - 15° - 120V $19.48 add Green Creative 34913 - 11W LED PAR30 - 3000K 11PAR30SNDIM/930FL40/B - 990 Lumens - 95 CRI - 75W Halogen Equivalent - 40° - 120V $23.68 EACASE of 6 add Green Creative 34914 - 11W LED PAR30 - 3000K 11PAR30/930FL40/277V - 990 Lumens - 95 CRI - 75W Halogen Equivalent - 40° - 120-277V $23.68 add Green Creative 34915 - 11W LED PAR30 - 4000K 11PAR30/940FL40/277V - 990 Lumens - 95 CRI - 75W Halogen Equivalent - 40° - 120-277V $9.38 EACASE of 6 add Green Creative 34900 - 11W LED PAR30 - 2700K 11PAR30DIM/927FL40 - 950 Lumens - 95 CRI - 75W Halogen Equivalent - 40° - 120V $19.48 EACASE of 6 add Green Creative 34904 - 11 Watt LED PAR30 4000K - E26 11PAR30DIM/940FL40 - 75 Watt Halogen Equivalent - 1030 Lumens - 95 CRI - 40 Degree Beam Angle - 120V - Dimmable $17.48 add Green Creative - 12.5PAR30G4DIM/927NF25 - 16112 - PAR30 LED 75 Watt Halogen Equivalent - 12.5 Watts - 120V - 2700K - 815 Lumens Medium (E26) 11PAR30DIM/930SP15 - 990 Lumens - 95 CRI - 75W Halogen Equivalent - 15° - 120V Green Creative 34901 - 11W LED PAR30 - 3000K | 3000 | 98 | 990 | 90 | 50000 | 11 | 1 | 19.48 | 19.48 | 22.8898 | 2020Q3 | https://www.energyavenue.com/Green-Creative/34901 | Energy Avenue | 2020 | Yes
LED Lighting | Reflector | Green Creative | True |  | Reflector (Flood/Spot) | PAR30 | E26 (Medium) | Damp Location Rated,Recessed Fixtures Damp Location Rated,Recessed Fixtures Color Temp.2700K3000K4000K Beam Angle15°25°40° Product Description When you need to update your outdoor lighting, turn to the folks at Green Creative. This 11W LED PAR30 offers a 1:1 replacement for high-consumption halogen lamps without losing performance. You'll get 3000K of warm white light for up to 50,000 hours, and it's Energy Star certified. Product Features: Replaces 75W halogen lamps; 1:1 form factor Compatible with existing dimmers Medium flood beam angle, 25 degrees Works with most E26 base fixtures Color rendering of 95 CRI Suitable for use in fully enclosed fixtures Rated for use in wet locations Title 20 compliant Energy Star certified Lifespan of up to 50,000 hours Limited five-year warranty Applications: Medium range flood light Spot light Landscape light Wall washer Alternate Product Versions $18.48 add Green Creative 34898 - 11W LED PAR30 - 2700K 11PAR30DIM/927SP15 - 950 Lumens - 95 CRI - 75W Halogen Equivalent - 15° - 120V $19.48 add Green Creative 34899 - 11W LED PAR30 - 2700K 11PAR30DIM/927NF25 - 950 Lumens - 95 CRI - 75W Halogen Equivalent - 25° - 120V $19.48 add Green Creative 34901 - 11W LED PAR30 - 3000K 11PAR30DIM/930SP15 - 990 Lumens - 95 CRI - 75W Halogen Equivalent - 15° - 120V $19.48 add Green Creative 34903 - 11W LED PAR30 - 3000K 11PAR30DIM/930FL40 - 990 Lumens - 95 CRI - 75W Halogen Equivalent - 40° - 120V $19.48 add Green Creative 34905 - 11W LED PAR30 - 3000K 11PAR30DIM/930FL40/B - 990 Lumens - 95 CRI - 75W Halogen Equivalent - 40° - 120V $19.48 add Green Creative 34906 - 11W LED PAR30 - 2700K 11PAR30SNDIM/927SP15 - 950 Lumens - 95 CRI - 75W Halogen Equivalent - 15° - 120V $19.48 add Green Creative 34907 - 11W LED PAR30 - 2700K 11PAR30SNDIM/927NF25 - 950 Lumens - 95 CRI - 75W Halogen Equivalent - 25° - 120V $19.48 add Green Creative 34908 - 11W LED PAR30 - 2700K 11PAR30SNDIM/927FL40 - 950 Lumens - 95 CRI - 75W Halogen Equivalent - 40° - 120V $19.48 add Green Creative 34909 - 11W LED PAR30 - 3000K 11PAR30SNDIM/930SP15 - 990 Lumens - 95 CRI - 75W Halogen Equivalent - 15° - 120V $19.48 add Green Creative 34911 - 11W LED PAR30 - 3000K 11PAR30SNDIM/930FL40 - 990 Lumens - 95 CRI - 75W Halogen Equivalent - 40° - 120V $19.48 add Green Creative 34912 - 11W LED PAR30 - 4000K 11PAR30SNDIM/940FL40 - 990 Lumens - 95 CRI - 75W Halogen Equivalent - 15° - 120V $19.48 add Green Creative 34913 - 11W LED PAR30 - 3000K 11PAR30SNDIM/930FL40/B - 990 Lumens - 95 CRI - 75W Halogen Equivalent - 40° - 120V $23.68 EACASE of 6 add Green Creative 34914 - 11W LED PAR30 - 3000K 11PAR30/930FL40/277V - 990 Lumens - 95 CRI - 75W Halogen Equivalent - 40° - 120-277V $23.68 add Green Creative 34915 - 11W LED PAR30 - 4000K 11PAR30/940FL40/277V - 990 Lumens - 95 CRI - 75W Halogen Equivalent - 40° - 120-277V $9.38 EACASE of 6 add Green Creative 34900 - 11W LED PAR30 - 2700K 11PAR30DIM/927FL40 - 950 Lumens - 95 CRI - 75W Halogen Equivalent - 40° - 120V $19.48 EACASE of 6 add Green Creative 34904 - 11 Watt LED PAR30 4000K - E26 11PAR30DIM/940FL40 - 75 Watt Halogen Equivalent - 1030 Lumens - 95 CRI - 40 Degree Beam Angle - 120V - Dimmable $17.48 add Green Creative - 12.5PAR30G4DIM/927NF25 - 16112 - PAR30 LED 75 Watt Halogen Equivalent - 12.5 Watts - 120V - 2700K - 815 Lumens Medium (E26) 11PAR30DIM/930NF25 - 990 Lumens - 95 CRI - 75W Halogen Equivalent - 25° - 120V Green Creative 34902 - 11W LED PAR30 - 3000K | 3000 | 98 | 990 | 90 | 50000 | 11 | 1 | 19.48 | 19.48 | 22.8898 | 2020Q3 | https://www.energyavenue.com/Green-Creative/34902 | Energy Avenue | 2020 | Yes
LED Lighting | Reflector | Green Creative | True |  | Reflector (Flood/Spot) | PAR30 | E26 (Medium) | Damp Location Rated,Recessed Fixtures Damp Location Rated,Recessed Fixtures Color Temp.2700K3000K4000K Beam Angle15°25°40° Voltage120-277V120V Product Description The Green Creative 11PAR30DIM/930FL40 floodlight's construction includes a proprietary designed optic and an E26 base. The LED PAR30 floodlight's illumination shines through a 40-degree beam angle. It also has smooth dimming with a compatible device. The floodlight lasts 50,000 life hours with a 5-year warranty. Green Creative 34903 Features: 3000K soft white illumination Compact size 75W halogen equivalent Green Creative 34903 Applications: Open and enclosed fixtures Indoor use Dry and damp locations Alternate Product Versions $18.48 add Green Creative 34898 - 11W LED PAR30 - 2700K 11PAR30DIM/927SP15 - 950 Lumens - 95 CRI - 75W Halogen Equivalent - 15° - 120V $19.48 add Green Creative 34899 - 11W LED PAR30 - 2700K 11PAR30DIM/927NF25 - 950 Lumens - 95 CRI - 75W Halogen Equivalent - 25° - 120V $19.48 add Green Creative 34901 - 11W LED PAR30 - 3000K 11PAR30DIM/930SP15 - 990 Lumens - 95 CRI - 75W Halogen Equivalent - 15° - 120V $19.48 add Green Creative 34902 - 11W LED PAR30 - 3000K 11PAR30DIM/930NF25 - 990 Lumens - 95 CRI - 75W Halogen Equivalent - 25° - 120V $19.48 add Green Creative 34905 - 11W LED PAR30 - 3000K 11PAR30DIM/930FL40/B - 990 Lumens - 95 CRI - 75W Halogen Equivalent - 40° - 120V $19.48 add Green Creative 34906 - 11W LED PAR30 - 2700K 11PAR30SNDIM/927SP15 - 950 Lumens - 95 CRI - 75W Halogen Equivalent - 15° - 120V $19.48 add Green Creative 34907 - 11W LED PAR30 - 2700K 11PAR30SNDIM/927NF25 - 950 Lumens - 95 CRI - 75W Halogen Equivalent - 25° - 120V $19.48 add Green Creative 34908 - 11W LED PAR30 - 2700K 11PAR30SNDIM/927FL40 - 950 Lumens - 95 CRI - 75W Halogen Equivalent - 40° - 120V $19.48 add Green Creative 34909 - 11W LED PAR30 - 3000K 11PAR30SNDIM/930SP15 - 990 Lumens - 95 CRI - 75W Halogen Equivalent - 15° - 120V $19.48 add Green Creative 34911 - 11W LED PAR30 - 3000K 11PAR30SNDIM/930FL40 - 990 Lumens - 95 CRI - 75W Halogen Equivalent - 40° - 120V $19.48 add Green Creative 34912 - 11W LED PAR30 - 4000K 11PAR30SNDIM/940FL40 - 990 Lumens - 95 CRI - 75W Halogen Equivalent - 15° - 120V $19.48 add Green Creative 34913 - 11W LED PAR30 - 3000K 11PAR30SNDIM/930FL40/B - 990 Lumens - 95 CRI - 75W Halogen Equivalent - 40° - 120V $23.68 EACASE of 6 add Green Creative 34914 - 11W LED PAR30 - 3000K 11PAR30/930FL40/277V - 990 Lumens - 95 CRI - 75W Halogen Equivalent - 40° - 120-277V $23.68 add Green Creative 34915 - 11W LED PAR30 - 4000K 11PAR30/940FL40/277V - 990 Lumens - 95 CRI - 75W Halogen Equivalent - 40° - 120-277V $9.38 EACASE of 6 add Green Creative 34900 - 11W LED PAR30 - 2700K 11PAR30DIM/927FL40 - 950 Lumens - 95 CRI - 75W Halogen Equivalent - 40° - 120V $19.48 EACASE of 6 add Green Creative 34904 - 11 Watt LED PAR30 4000K - E26 11PAR30DIM/940FL40 - 75 Watt Halogen Equivalent - 1030 Lumens - 95 CRI - 40 Degree Beam Angle - 120V - Dimmable $17.48 add Green Creative - 12.5PAR30G4DIM/927NF25 - 16112 - PAR30 LED 75 Watt Halogen Equivalent - 12.5 Watts - 120V - 2700K - 815 Lumens Medium (E26) 11PAR30DIM/930FL40 - 990 Lumens - 95 CRI - 75W Halogen Equivalent - 40° - 120V Green Creative 34903 - 11W LED PAR30 - 3000K | 3000 | 98 | 990 | 90 | 50000 | 11 | 1 | 19.48 | 19.48 | 22.8898 | 2020Q3 | https://www.energyavenue.com/Green-Creative/34903 | Energy Avenue | 2020 | Yes
LED Lighting | Reflector | Green Creative | True |  | Reflector (Flood/Spot) | PAR30 | E26 (Medium) | Damp Location Rated,Recessed Fixtures Damp Location Rated,Recessed Fixtures Color Temp.2700K3000K4000K Beam Angle15°25°40° Voltage120-277V120V Product Description When it comes ot exterior lighting, it's tough to beat this 11W LED PAR30 lamp from Green Creative. This flood light offers consistent performance and great savings over traditional halogen lamps. Enjoy 3000K of warm white light for up to 50,000 hours. Energy Star certified. Product Features: Replaces 75W halogen lamps; 1:1 form factor Compatible with existing dimmers Works with most E26 base fixtures Color accuracy of 95 CRI Wide beam flood; 40 degree beam angle Rated for installation in wet locations Suitable for placement in fully enclosed fixtures Title 20 compliant Energy Star certified Lifespan up to 50,000 hours Limited five-year warranty Applications: Flood light Landscape lighting Wall washer Signage Alternate Product Versions $18.48 add Green Creative 34898 - 11W LED PAR30 - 2700K 11PAR30DIM/927SP15 - 950 Lumens - 95 CRI - 75W Halogen Equivalent - 15° - 120V $19.48 add Green Creative 34899 - 11W LED PAR30 - 2700K 11PAR30DIM/927NF25 - 950 Lumens - 95 CRI - 75W Halogen Equivalent - 25° - 120V $19.48 add Green Creative 34901 - 11W LED PAR30 - 3000K 11PAR30DIM/930SP15 - 990 Lumens - 95 CRI - 75W Halogen Equivalent - 15° - 120V $19.48 add Green Creative 34902 - 11W LED PAR30 - 3000K 11PAR30DIM/930NF25 - 990 Lumens - 95 CRI - 75W Halogen Equivalent - 25° - 120V $19.48 add Green Creative 34903 - 11W LED PAR30 - 3000K 11PAR30DIM/930FL40 - 990 Lumens - 95 CRI - 75W Halogen Equivalent - 40° - 120V $19.48 add Green Creative 34906 - 11W LED PAR30 - 2700K 11PAR30SNDIM/927SP15 - 950 Lumens - 95 CRI - 75W Halogen Equivalent - 15° - 120V $19.48 add Green Creative 34907 - 11W LED PAR30 - 2700K 11PAR30SNDIM/927NF25 - 950 Lumens - 95 CRI - 75W Halogen Equivalent - 25° - 120V $19.48 add Green Creative 34908 - 11W LED PAR30 - 2700K 11PAR30SNDIM/927FL40 - 950 Lumens - 95 CRI - 75W Halogen Equivalent - 40° - 120V $19.48 add Green Creative 34909 - 11W LED PAR30 - 3000K 11PAR30SNDIM/930SP15 - 990 Lumens - 95 CRI - 75W Halogen Equivalent - 15° - 120V $19.48 add Green Creative 34911 - 11W LED PAR30 - 3000K 11PAR30SNDIM/930FL40 - 990 Lumens - 95 CRI - 75W Halogen Equivalent - 40° - 120V $19.48 add Green Creative 34912 - 11W LED PAR30 - 4000K 11PAR30SNDIM/940FL40 - 990 Lumens - 95 CRI - 75W Halogen Equivalent - 15° - 120V $19.48 add Green Creative 34913 - 11W LED PAR30 - 3000K 11PAR30SNDIM/930FL40/B - 990 Lumens - 95 CRI - 75W Halogen Equivalent - 40° - 120V $23.68 EACASE of 6 add Green Creative 34914 - 11W LED PAR30 - 3000K 11PAR30/930FL40/277V - 990 Lumens - 95 CRI - 75W Halogen Equivalent - 40° - 120-277V $23.68 add Green Creative 34915 - 11W LED PAR30 - 4000K 11PAR30/940FL40/277V - 990 Lumens - 95 CRI - 75W Halogen Equivalent - 40° - 120-277V $9.38 EACASE of 6 add Green Creative 34900 - 11W LED PAR30 - 2700K 11PAR30DIM/927FL40 - 950 Lumens - 95 CRI - 75W Halogen Equivalent - 40° - 120V $19.48 EACASE of 6 add Green Creative 34904 - 11 Watt LED PAR30 4000K - E26 11PAR30DIM/940FL40 - 75 Watt Halogen Equivalent - 1030 Lumens - 95 CRI - 40 Degree Beam Angle - 120V - Dimmable $17.48 add Green Creative - 12.5PAR30G4DIM/927NF25 - 16112 - PAR30 LED 75 Watt Halogen Equivalent - 12.5 Watts - 120V - 2700K - 815 Lumens Medium (E26) 11PAR30DIM/930FL40/B - 990 Lumens - 95 CRI - 75W Halogen Equivalent - 40° - 120V Green Creative 34905 - 11W LED PAR30 - 3000K | 3000 | 98 | 990 | 90 | 50000 | 11 | 1 | 19.48 | 19.48 | 22.8898 | 2020Q3 | https://www.energyavenue.com/Green-Creative/34905 | Energy Avenue | 2020 | Yes
LED Lighting | Reflector | Green Creative | False |  | Reflector (Flood/Spot) | PAR30 | E26 (Medium) | Damp Location Rated,Recessed Fixtures Damp Location Rated,Recessed Fixtures Color Temp.2700K3000K4000K Beam Angle15°25°40° Voltage120-277V120V Product Description Upgrade your exterior flood lights with this 11W LED PAR30 lamp from Green Creative. Part of their True Chroma Refine series, this lamp provides 3000K of consistent, warm white light for up to 50,000 hours, and it will work with your existing dimmer switch. Energy Star certified. Product Features: Replaces 75W halogen flood lights; 1:1 form factor Compatible with existing dimmers Fits most E26 base fixtures Suitable for use in fully enclosed fixtures Rated safe for placement in wet locations Color accuracy of 95 CRI Title 20 compliant 40-degree beam angle Energy Star certified Lifespan of up to 50,000 hours Limited five-year warranty Applications: Flood light Landscape light Wall washer Signage lighting Alternate Product Versions $18.48 add Green Creative 34898 - 11W LED PAR30 - 2700K 11PAR30DIM/927SP15 - 950 Lumens - 95 CRI - 75W Halogen Equivalent - 15° - 120V $19.48 add Green Creative 34899 - 11W LED PAR30 - 2700K 11PAR30DIM/927NF25 - 950 Lumens - 95 CRI - 75W Halogen Equivalent - 25° - 120V $19.48 add Green Creative 34901 - 11W LED PAR30 - 3000K 11PAR30DIM/930SP15 - 990 Lumens - 95 CRI - 75W Halogen Equivalent - 15° - 120V $19.48 add Green Creative 34902 - 11W LED PAR30 - 3000K 11PAR30DIM/930NF25 - 990 Lumens - 95 CRI - 75W Halogen Equivalent - 25° - 120V $19.48 add Green Creative 34903 - 11W LED PAR30 - 3000K 11PAR30DIM/930FL40 - 990 Lumens - 95 CRI - 75W Halogen Equivalent - 40° - 120V $19.48 add Green Creative 34905 - 11W LED PAR30 - 3000K 11PAR30DIM/930FL40/B - 990 Lumens - 95 CRI - 75W Halogen Equivalent - 40° - 120V $19.48 add Green Creative 34906 - 11W LED PAR30 - 2700K 11PAR30SNDIM/927SP15 - 950 Lumens - 95 CRI - 75W Halogen Equivalent - 15° - 120V $19.48 add Green Creative 34907 - 11W LED PAR30 - 2700K 11PAR30SNDIM/927NF25 - 950 Lumens - 95 CRI - 75W Halogen Equivalent - 25° - 120V $19.48 add Green Creative 34908 - 11W LED PAR30 - 2700K 11PAR30SNDIM/927FL40 - 950 Lumens - 95 CRI - 75W Halogen Equivalent - 40° - 120V $19.48 add Green Creative 34909 - 11W LED PAR30 - 3000K 11PAR30SNDIM/930SP15 - 990 Lumens - 95 CRI - 75W Halogen Equivalent - 15° - 120V $19.48 add Green Creative 34911 - 11W LED PAR30 - 3000K 11PAR30SNDIM/930FL40 - 990 Lumens - 95 CRI - 75W Halogen Equivalent - 40° - 120V $19.48 add Green Creative 34912 - 11W LED PAR30 - 4000K 11PAR30SNDIM/940FL40 - 990 Lumens - 95 CRI - 75W Halogen Equivalent - 15° - 120V $19.48 add Green Creative 34913 - 11W LED PAR30 - 3000K 11PAR30SNDIM/930FL40/B - 990 Lumens - 95 CRI - 75W Halogen Equivalent - 40° - 120V $23.68 add Green Creative 34915 - 11W LED PAR30 - 4000K 11PAR30/940FL40/277V - 990 Lumens - 95 CRI - 75W Halogen Equivalent - 40° - 120-277V $9.38 EACASE of 6 add Green Creative 34900 - 11W LED PAR30 - 2700K 11PAR30DIM/927FL40 - 950 Lumens - 95 CRI - 75W Halogen Equivalent - 40° - 120V $19.48 EACASE of 6 add Green Creative 34904 - 11 Watt LED PAR30 4000K - E26 11PAR30DIM/940FL40 - 75 Watt Halogen Equivalent - 1030 Lumens - 95 CRI - 40 Degree Beam Angle - 120V - Dimmable $17.48 add Green Creative - 12.5PAR30G4DIM/927NF25 - 16112 - PAR30 LED 75 Watt Halogen Equivalent - 12.5 Watts - 120V - 2700K - 815 Lumens Medium (E26) 11PAR30/930FL40/277V - 990 Lumens - 95 CRI - 75W Halogen Equivalent - 40° - 120-277V Green Creative 34914 - 11W LED PAR30 - 3000K | 3000 | 98 | 950 | 86.3636 | 50000 | 11 | 1 | 23.68 | 23.68 | 27.8249 | 2020Q3 | https://www.energyavenue.com/Green-Creative/34914 | Energy Avenue | 2020 | Yes
LED Lighting | Reflector | Green Creative | False |  | Reflector (Flood/Spot) | PAR30 | E26 (Medium) | Damp Location Rated,Recessed Fixtures Damp Location Rated,Recessed Fixtures Color Temp.2700K3000K4000K Beam Angle40° Voltage120-277V120V Product Description The Green Creative 11PAR30/940FL40/277V floodlight is a compact-sized bulb that delivers powerful 4000K cool white illumination for 50,000 life hours. The LED PAR30 squeezes that illumination inside a 40-degree beam angle. What separates the floodlight apart is the smooth dimming, which is only accessible with a compatible device. Green Creative 34915 Features: 75W halogen equivalent replacement E26 base 5-year warranty Green Creative 34915 Applications: Open and enclosed fixtures Residential and commercial use Dry and damp locations Alternate Product Versions $18.48 add Green Creative 34898 - 11W LED PAR30 - 2700K 11PAR30DIM/927SP15 - 950 Lumens - 95 CRI - 75W Halogen Equivalent - 15° - 120V $19.48 add Green Creative 34899 - 11W LED PAR30 - 2700K 11PAR30DIM/927NF25 - 950 Lumens - 95 CRI - 75W Halogen Equivalent - 25° - 120V $19.48 add Green Creative 34901 - 11W LED PAR30 - 3000K 11PAR30DIM/930SP15 - 990 Lumens - 95 CRI - 75W Halogen Equivalent - 15° - 120V $19.48 add Green Creative 34902 - 11W LED PAR30 - 3000K 11PAR30DIM/930NF25 - 990 Lumens - 95 CRI - 75W Halogen Equivalent - 25° - 120V $19.48 add Green Creative 34903 - 11W LED PAR30 - 3000K 11PAR30DIM/930FL40 - 990 Lumens - 95 CRI - 75W Halogen Equivalent - 40° - 120V $19.48 add Green Creative 34905 - 11W LED PAR30 - 3000K 11PAR30DIM/930FL40/B - 990 Lumens - 95 CRI - 75W Halogen Equivalent - 40° - 120V $19.48 add Green Creative 34906 - 11W LED PAR30 - 2700K 11PAR30SNDIM/927SP15 - 950 Lumens - 95 CRI - 75W Halogen Equivalent - 15° - 120V $19.48 add Green Creative 34907 - 11W LED PAR30 - 2700K 11PAR30SNDIM/927NF25 - 950 Lumens - 95 CRI - 75W Halogen Equivalent - 25° - 120V $19.48 add Green Creative 34908 - 11W LED PAR30 - 2700K 11PAR30SNDIM/927FL40 - 950 Lumens - 95 CRI - 75W Halogen Equivalent - 40° - 120V $19.48 add Green Creative 34909 - 11W LED PAR30 - 3000K 11PAR30SNDIM/930SP15 - 990 Lumens - 95 CRI - 75W Halogen Equivalent - 15° - 120V $19.48 add Green Creative 34911 - 11W LED PAR30 - 3000K 11PAR30SNDIM/930FL40 - 990 Lumens - 95 CRI - 75W Halogen Equivalent - 40° - 120V $19.48 add Green Creative 34912 - 11W LED PAR30 - 4000K 11PAR30SNDIM/940FL40 - 990 Lumens - 95 CRI - 75W Halogen Equivalent - 15° - 120V $19.48 add Green Creative 34913 - 11W LED PAR30 - 3000K 11PAR30SNDIM/930FL40/B - 990 Lumens - 95 CRI - 75W Halogen Equivalent - 40° - 120V $23.68 EACASE of 6 add Green Creative 34914 - 11W LED PAR30 - 3000K 11PAR30/930FL40/277V - 990 Lumens - 95 CRI - 75W Halogen Equivalent - 40° - 120-277V $9.38 EACASE of 6 add Green Creative 34900 - 11W LED PAR30 - 2700K 11PAR30DIM/927FL40 - 950 Lumens - 95 CRI - 75W Halogen Equivalent - 40° - 120V $19.48 EACASE of 6 add Green Creative 34904 - 11 Watt LED PAR30 4000K - E26 11PAR30DIM/940FL40 - 75 Watt Halogen Equivalent - 1030 Lumens - 95 CRI - 40 Degree Beam Angle - 120V - Dimmable $17.48 add Green Creative - 12.5PAR30G4DIM/927NF25 - 16112 - PAR30 LED 75 Watt Halogen Equivalent - 12.5 Watts - 120V - 2700K - 815 Lumens Medium (E26) 11PAR30/940FL40/277V - 990 Lumens - 95 CRI - 75W Halogen Equivalent - 40° - 120-277V Green Creative 34915 - 11W LED PAR30 - 4000K | 4000 | 96 | 990 | 90 | 50000 | 11 | 1 | 23.68 | 23.68 | 27.8249 | 2020Q3 | https://www.energyavenue.com/Green-Creative/34915 | Energy Avenue | 2020 | Yes
LED Lighting | Reflector | Green Creative | True |  | Reflector (Flood/Spot) | PAR38 | E26 (Medium) | Damp Location Rated,Recessed Fixtures Damp Location Rated,Recessed Fixtures Wattage15.5 Watt18.5 Watt19.5 Watt Color Temp.2700K3000K4000K Beam Angle15°25°40° Product Description Update your exterior lighting with this 15.5W LED PAR38 lamp from Green Creative. This product comes to you as part of their True Chroma Refine series of energy-efficient exterior lights, and it's safe for use in wet locations. Enjoy 2700K of warm white light for up to 50,000 hours. Energy Star certified. Product Features: Direct 1:1 replacement for 120W halogen lamps Fits in most E26 base fixtures Compatible with existing dimmers Safe for installation in wet locations and fully enclosed fixtures Color accuracy of 95 CRI Narrow 15-degree beam angle Title 20 compliant Energy Star certified Lifespan of up to 50,000 hours Limited five-year warranty Applications: Spot light Narrow flood light Signage lighting Wall washer Landscape light Alternate Product Versions $21.18 add Green Creative 34920 - 15.5 Watt LED PAR38 3000K - E26 15.5PAR38DIM/930NF25 - 120W Halogen Equivalent - 1370 Lumens - 95 CRI - 25 Degree Beam Angle - 120V - Dimmable $28.48 EACASE of 6 add Green Creative 35005 - 19.5W LED PAR38 - 3000K 19.5PAR38HODIM/930NF25/277V - 2,000 Lumens - 92 CRI - 250W Halogen Equivalent - 25° - 120-277V $28.48 EACASE of 6 add Green Creative 35009 - 19.5W LED PAR38 - 4000K 19.5PAR38HODIM/940NF25/277V - 2,000 Lumens - 92 CRI - 250W Halogen Equivalent - 25° - 120-277V $28.48 add Green Creative 35004 - 19.5W LED PAR38 - 2700K 19.5PAR38HODIM/927NF25/277V - 1,950 Lumens - 92 CRI - 250W Halogen Equivalent - 25° - 120-277V $28.48 add Green Creative 35006 - 19.5W LED PAR38 - 3000K 19.5PAR38HODIM/930NF25/277V - 2,000 Lumens - 92 CRI - 250W Halogen Equivalent - 40° - 120-277V $28.48 add Green Creative 35007 - 19.5W LED PAR38 - 3500K 19.5PAR38HODIM/935NF25/277V - 2,000 Lumens - 92 CRI - 250W Halogen Equivalent - 25° - 120-277V $28.48 add Green Creative 35008 - 19.5W LED PAR38 - 3500K 19.5PAR38HODIM/935FL40/277V - 2,000 Lumens - 92 CRI - 250W Halogen Equivalent - 40° - 120-277V $28.48 add Green Creative 35010 - 19.5W LED PAR38 - 4000K 19.5PAR38HODIM/940FL40/277V - 2,000 Lumens - 92 CRI - 250W Halogen Equivalent - 40° - 120-277V $21.18 add Green Creative 34917 - 15.5W LED PAR38 - 2700K 15.5PAR38DIM/927NF25 - 1,320 Lumens - 95 CRI - 120W Halogen Equivalent - 25° - 120V $21.18 add Green Creative 34919 - 15.5W LED PAR38 - 3000K 15.5PAR38DIM/930SP15 - 1,370 Lumens - 95 CRI - 120W Halogen Equivalent - 15° - 120V $21.18 add Green Creative 34921 - 15.5W LED PAR38 - 3000K 15.5PAR38DIM/930FL40 - 1,370 Lumens - 95 CRI - 120W Halogen Equivalent - 40° - 120V $21.18 add Green Creative 34922 - 15.5W LED PAR38 - 4000K 15.5PAR38DIM/940FL40 - 1,420 Lumens - 95 CRI - 120W Halogen Equivalent - 40° - 120V $21.18 add Green Creative 34923 - 15.5W LED PAR38 - 3000K 15.5PAR38DIM/930NF25/B - 1,370 Lumens - 95 CRI - 120W Halogen Equivalent - 25° - 120V $21.18 add Green Creative 34924 - 15.5W LED PAR38 - 3000K 15.5PAR38DIM/930FL40/B - 1,370 Lumens - 95 CRI - 120W Halogen Equivalent - 40° - 120V $27.98 add Green Creative 34926 - 15.5 Watt LED PAR38 3000K - E26 15.5PAR38/930FL40/277V - 120W Halogen Equivalent - 1370 Lumens - 95 CRI - 40 Degree Beam Angle - 120-277V - Dimmable $26.00 EACASE of 6 add Green Creative 34927 - 15.5 Watt LED PAR38 4000K - E26 15.5PAR38/940FL40/277V - 120W - Halogen Equivalent - 1420 Lumens - 95 CRI - 40 Degree Beam Angle - 120-277V - Dimmable $21.18 EACASE of 6 add Green Creative 34918 - 15.5 Watt LED PAR38 2700K - E26 15.5PAR38DIM/927FL40 - 120W Halogen Equivalent - 1320 Lumens - 95 CRI - 40 Degree Beam Angle - 120V - Dimmable $20.68 add Green Creative - 18.5PAR38G4DIM/927NF25 - 16148 - PAR38 LED 120 Watt Halogen Equivalent - 18.5 Watts - 120V - 2700K - 950 Lumens Medium (E26) 15.5PAR38DIM/927SP15 - 1,320 Lumens - 95 CRI - 120W Halogen Equivalent - 15° - 120V Green Creative 34916 - 15.5W LED PAR38 - 2700K | 2700 | 98 | 1320 | 85.1613 | 50000 | 15.5 | 1 | 21.18 | 21.18 | 24.8873 | 2020Q3 | https://www.energyavenue.com/Green-Creative/34916 | Energy Avenue | 2020 | Yes
LED Lighting | Reflector | Green Creative | True |  | Reflector (Flood/Spot) | PAR38 | E26 (Medium) | Damp Location Rated,Recessed Fixtures Damp Location Rated,Recessed Fixtures Wattage15.5 Watt18.5 Watt19.5 Watt Color Temp.2700K3000K4000K Beam Angle15°25°40° Product Description The Green Creative 15.5PAR38DIM/927NF25 narrow floodlight relies on its proprietary designed optic lens for maximum efficacy, maximum output, and visual comfort. Its compact size has a standard E26 base for stress-free installation, smooth dimming, and a 5-year warranty. The LED PAR38 narrow floodlight lasts 50,000 life hours. Green Creative 34917 Features: 2700K warm white illumination 120W halogen equivalent replacement 25-degree beam angle Green Creative 34917 Applications: Open and enclosed fixtures Dry and damp locations Indoor use Alternate Product Versions $21.18 add Green Creative 34920 - 15.5 Watt LED PAR38 3000K - E26 15.5PAR38DIM/930NF25 - 120W Halogen Equivalent - 1370 Lumens - 95 CRI - 25 Degree Beam Angle - 120V - Dimmable $28.48 EACASE of 6 add Green Creative 35005 - 19.5W LED PAR38 - 3000K 19.5PAR38HODIM/930NF25/277V - 2,000 Lumens - 92 CRI - 250W Halogen Equivalent - 25° - 120-277V $28.48 EACASE of 6 add Green Creative 35009 - 19.5W LED PAR38 - 4000K 19.5PAR38HODIM/940NF25/277V - 2,000 Lumens - 92 CRI - 250W Halogen Equivalent - 25° - 120-277V $28.48 add Green Creative 35004 - 19.5W LED PAR38 - 2700K 19.5PAR38HODIM/927NF25/277V - 1,950 Lumens - 92 CRI - 250W Halogen Equivalent - 25° - 120-277V $28.48 add Green Creative 35006 - 19.5W LED PAR38 - 3000K 19.5PAR38HODIM/930NF25/277V - 2,000 Lumens - 92 CRI - 250W Halogen Equivalent - 40° - 120-277V $28.48 add Green Creative 35007 - 19.5W LED PAR38 - 3500K 19.5PAR38HODIM/935NF25/277V - 2,000 Lumens - 92 CRI - 250W Halogen Equivalent - 25° - 120-277V $28.48 add Green Creative 35008 - 19.5W LED PAR38 - 3500K 19.5PAR38HODIM/935FL40/277V - 2,000 Lumens - 92 CRI - 250W Halogen Equivalent - 40° - 120-277V $28.48 add Green Creative 35010 - 19.5W LED PAR38 - 4000K 19.5PAR38HODIM/940FL40/277V - 2,000 Lumens - 92 CRI - 250W Halogen Equivalent - 40° - 120-277V $21.18 add Green Creative 34916 - 15.5W LED PAR38 - 2700K 15.5PAR38DIM/927SP15 - 1,320 Lumens - 95 CRI - 120W Halogen Equivalent - 15° - 120V $21.18 add Green Creative 34919 - 15.5W LED PAR38 - 3000K 15.5PAR38DIM/930SP15 - 1,370 Lumens - 95 CRI - 120W Halogen Equivalent - 15° - 120V $21.18 add Green Creative 34921 - 15.5W LED PAR38 - 3000K 15.5PAR38DIM/930FL40 - 1,370 Lumens - 95 CRI - 120W Halogen Equivalent - 40° - 120V $21.18 add Green Creative 34922 - 15.5W LED PAR38 - 4000K 15.5PAR38DIM/940FL40 - 1,420 Lumens - 95 CRI - 120W Halogen Equivalent - 40° - 120V $21.18 add Green Creative 34923 - 15.5W LED PAR38 - 3000K 15.5PAR38DIM/930NF25/B - 1,370 Lumens - 95 CRI - 120W Halogen Equivalent - 25° - 120V $21.18 add Green Creative 34924 - 15.5W LED PAR38 - 3000K 15.5PAR38DIM/930FL40/B - 1,370 Lumens - 95 CRI - 120W Halogen Equivalent - 40° - 120V $27.98 add Green Creative 34926 - 15.5 Watt LED PAR38 3000K - E26 15.5PAR38/930FL40/277V - 120W Halogen Equivalent - 1370 Lumens - 95 CRI - 40 Degree Beam Angle - 120-277V - Dimmable $26.00 EACASE of 6 add Green Creative 34927 - 15.5 Watt LED PAR38 4000K - E26 15.5PAR38/940FL40/277V - 120W - Halogen Equivalent - 1420 Lumens - 95 CRI - 40 Degree Beam Angle - 120-277V - Dimmable $21.18 EACASE of 6 add Green Creative 34918 - 15.5 Watt LED PAR38 2700K - E26 15.5PAR38DIM/927FL40 - 120W Halogen Equivalent - 1320 Lumens - 95 CRI - 40 Degree Beam Angle - 120V - Dimmable $20.68 add Green Creative - 18.5PAR38G4DIM/927NF25 - 16148 - PAR38 LED 120 Watt Halogen Equivalent - 18.5 Watts - 120V - 2700K - 950 Lumens Medium (E26) 15.5PAR38DIM/927NF25 - 1,320 Lumens - 95 CRI - 120W Halogen Equivalent - 25° - 120V Green Creative 34917 - 15.5W LED PAR38 - 2700K | 2700 | 98 | 1320 | 85.1613 | 50000 | 15.5 | 1 | 21.18 | 21.18 | 24.8873 | 2020Q3 | https://www.energyavenue.com/Green-Creative/34917 | Energy Avenue | 2020 | Yes
LED Lighting | Reflector | Green Creative | True |  | Reflector (Flood/Spot) | PAR38 | E26 (Medium) | Damp Location Rated,Recessed Fixtures Damp Location Rated,Recessed Fixtures Wattage15.5 Watt18.5 Watt19.5 Watt Color Temp.2700K3000K4000K Beam Angle15°25°40° Product Description Save more on your energy bill by switching to this 15.5W LED PAR38 lamp from Green creative. This product offers a 1:1 replacement for comparable halogen lamps, and it's compatible with most E26 base fixtures. You'll get lasting performance, dimming capability, and 3000K of warm white light for up to 50,000 hours. Energy Star certified. Product Features: Replaces 120W halogen lamps Compact 1:1 form factor Fits most E26 base fixtures Compatible with existing dimmer switches Color rendering of 95 CRI Narrow 15-degree beam angle Safe for placement in wet locations Rated for use in fully enclosed fixtures Title 20 compliant Energy Star certified Lifespan of up to 50,000 hours Limited five-year warranty Applications: Narrow flood light Spot light Landscape light Wall washer Alternate Product Versions $21.18 add Green Creative 34920 - 15.5 Watt LED PAR38 3000K - E26 15.5PAR38DIM/930NF25 - 120W Halogen Equivalent - 1370 Lumens - 95 CRI - 25 Degree Beam Angle - 120V - Dimmable $28.48 EACASE of 6 add Green Creative 35005 - 19.5W LED PAR38 - 3000K 19.5PAR38HODIM/930NF25/277V - 2,000 Lumens - 92 CRI - 250W Halogen Equivalent - 25° - 120-277V $28.48 EACASE of 6 add Green Creative 35009 - 19.5W LED PAR38 - 4000K 19.5PAR38HODIM/940NF25/277V - 2,000 Lumens - 92 CRI - 250W Halogen Equivalent - 25° - 120-277V $28.48 add Green Creative 35004 - 19.5W LED PAR38 - 2700K 19.5PAR38HODIM/927NF25/277V - 1,950 Lumens - 92 CRI - 250W Halogen Equivalent - 25° - 120-277V $28.48 add Green Creative 35006 - 19.5W LED PAR38 - 3000K 19.5PAR38HODIM/930NF25/277V - 2,000 Lumens - 92 CRI - 250W Halogen Equivalent - 40° - 120-277V $28.48 add Green Creative 35007 - 19.5W LED PAR38 - 3500K 19.5PAR38HODIM/935NF25/277V - 2,000 Lumens - 92 CRI - 250W Halogen Equivalent - 25° - 120-277V $28.48 add Green Creative 35008 - 19.5W LED PAR38 - 3500K 19.5PAR38HODIM/935FL40/277V - 2,000 Lumens - 92 CRI - 250W Halogen Equivalent - 40° - 120-277V $28.48 add Green Creative 35010 - 19.5W LED PAR38 - 4000K 19.5PAR38HODIM/940FL40/277V - 2,000 Lumens - 92 CRI - 250W Halogen Equivalent - 40° - 120-277V $21.18 add Green Creative 34916 - 15.5W LED PAR38 - 2700K 15.5PAR38DIM/927SP15 - 1,320 Lumens - 95 CRI - 120W Halogen Equivalent - 15° - 120V $21.18 add Green Creative 34917 - 15.5W LED PAR38 - 2700K 15.5PAR38DIM/927NF25 - 1,320 Lumens - 95 CRI - 120W Halogen Equivalent - 25° - 120V $21.18 add Green Creative 34921 - 15.5W LED PAR38 - 3000K 15.5PAR38DIM/930FL40 - 1,370 Lumens - 95 CRI - 120W Halogen Equivalent - 40° - 120V $21.18 add Green Creative 34922 - 15.5W LED PAR38 - 4000K 15.5PAR38DIM/940FL40 - 1,420 Lumens - 95 CRI - 120W Halogen Equivalent - 40° - 120V $21.18 add Green Creative 34923 - 15.5W LED PAR38 - 3000K 15.5PAR38DIM/930NF25/B - 1,370 Lumens - 95 CRI - 120W Halogen Equivalent - 25° - 120V $21.18 add Green Creative 34924 - 15.5W LED PAR38 - 3000K 15.5PAR38DIM/930FL40/B - 1,370 Lumens - 95 CRI - 120W Halogen Equivalent - 40° - 120V $27.98 add Green Creative 34926 - 15.5 Watt LED PAR38 3000K - E26 15.5PAR38/930FL40/277V - 120W Halogen Equivalent - 1370 Lumens - 95 CRI - 40 Degree Beam Angle - 120-277V - Dimmable $26.00 EACASE of 6 add Green Creative 34927 - 15.5 Watt LED PAR38 4000K - E26 15.5PAR38/940FL40/277V - 120W - Halogen Equivalent - 1420 Lumens - 95 CRI - 40 Degree Beam Angle - 120-277V - Dimmable $21.18 EACASE of 6 add Green Creative 34918 - 15.5 Watt LED PAR38 2700K - E26 15.5PAR38DIM/927FL40 - 120W Halogen Equivalent - 1320 Lumens - 95 CRI - 40 Degree Beam Angle - 120V - Dimmable $20.68 add Green Creative - 18.5PAR38G4DIM/927NF25 - 16148 - PAR38 LED 120 Watt Halogen Equivalent - 18.5 Watts - 120V - 2700K - 950 Lumens Medium (E26) 15.5PAR38DIM/930SP15 - 1,370 Lumens - 95 CRI - 120W Halogen Equivalent - 15° - 120V Green Creative 34919 - 15.5W LED PAR38 - 3000K | 3000 | 98 | 1370 | 88.3871 | 50000 | 15.5 | 1 | 21.18 | 21.18 | 24.8873 | 2020Q3 | https://www.energyavenue.com/Green-Creative/34919 | Energy Avenue | 2020 | Yes
LED Lighting | Reflector | Green Creative | True |  | Reflector (Flood/Spot) | PAR38 | E26 (Medium) | Damp Location Rated,Recessed Fixtures Damp Location Rated,Recessed Fixtures Wattage15.5 Watt18.5 Watt19.5 Watt Color Temp.2700K3000K3500K4000K Beam Angle15°25°40° Voltage120-277V120V Product Description The Green Creative 15.5PAR38DIM/930FL40 floodlight radiates 3000K soft white illumination at a 40-degree beam angle's proprietary designed optic lens. The LED PAR38 is an adequate replacement for traditional 120W halogen equivalent bulbs. Smooth dimming is a standout in this floodlight which is only accessible with a compatible dimming device. Green Creative 34921 Features: Standard E26 base 50,000 life hours 5-year warranty Green Creative 34921 Applications: Dry and damp locations Open and enclosed fixtures Indoor use Alternate Product Versions $21.18 add Green Creative 34920 - 15.5 Watt LED PAR38 3000K - E26 15.5PAR38DIM/930NF25 - 120W Halogen Equivalent - 1370 Lumens - 95 CRI - 25 Degree Beam Angle - 120V - Dimmable $28.48 EACASE of 6 add Green Creative 35005 - 19.5W LED PAR38 - 3000K 19.5PAR38HODIM/930NF25/277V - 2,000 Lumens - 92 CRI - 250W Halogen Equivalent - 25° - 120-277V $28.48 EACASE of 6 add Green Creative 35009 - 19.5W LED PAR38 - 4000K 19.5PAR38HODIM/940NF25/277V - 2,000 Lumens - 92 CRI - 250W Halogen Equivalent - 25° - 120-277V $28.48 add Green Creative 35004 - 19.5W LED PAR38 - 2700K 19.5PAR38HODIM/927NF25/277V - 1,950 Lumens - 92 CRI - 250W Halogen Equivalent - 25° - 120-277V $28.48 add Green Creative 35006 - 19.5W LED PAR38 - 3000K 19.5PAR38HODIM/930NF25/277V - 2,000 Lumens - 92 CRI - 250W Halogen Equivalent - 40° - 120-277V $28.48 add Green Creative 35007 - 19.5W LED PAR38 - 3500K 19.5PAR38HODIM/935NF25/277V - 2,000 Lumens - 92 CRI - 250W Halogen Equivalent - 25° - 120-277V $28.48 add Green Creative 35008 - 19.5W LED PAR38 - 3500K 19.5PAR38HODIM/935FL40/277V - 2,000 Lumens - 92 CRI - 250W Halogen Equivalent - 40° - 120-277V $28.48 add Green Creative 35010 - 19.5W LED PAR38 - 4000K 19.5PAR38HODIM/940FL40/277V - 2,000 Lumens - 92 CRI - 250W Halogen Equivalent - 40° - 120-277V $21.18 add Green Creative 34916 - 15.5W LED PAR38 - 2700K 15.5PAR38DIM/927SP15 - 1,320 Lumens - 95 CRI - 120W Halogen Equivalent - 15° - 120V $21.18 add Green Creative 34917 - 15.5W LED PAR38 - 2700K 15.5PAR38DIM/927NF25 - 1,320 Lumens - 95 CRI - 120W Halogen Equivalent - 25° - 120V $21.18 add Green Creative 34919 - 15.5W LED PAR38 - 3000K 15.5PAR38DIM/930SP15 - 1,370 Lumens - 95 CRI - 120W Halogen Equivalent - 15° - 120V $21.18 add Green Creative 34922 - 15.5W LED PAR38 - 4000K 15.5PAR38DIM/940FL40 - 1,420 Lumens - 95 CRI - 120W Halogen Equivalent - 40° - 120V $21.18 add Green Creative 34923 - 15.5W LED PAR38 - 3000K 15.5PAR38DIM/930NF25/B - 1,370 Lumens - 95 CRI - 120W Halogen Equivalent - 25° - 120V $21.18 add Green Creative 34924 - 15.5W LED PAR38 - 3000K 15.5PAR38DIM/930FL40/B - 1,370 Lumens - 95 CRI - 120W Halogen Equivalent - 40° - 120V $27.98 add Green Creative 34926 - 15.5 Watt LED PAR38 3000K - E26 15.5PAR38/930FL40/277V - 120W Halogen Equivalent - 1370 Lumens - 95 CRI - 40 Degree Beam Angle - 120-277V - Dimmable $26.00 EACASE of 6 add Green Creative 34927 - 15.5 Watt LED PAR38 4000K - E26 15.5PAR38/940FL40/277V - 120W - Halogen Equivalent - 1420 Lumens - 95 CRI - 40 Degree Beam Angle - 120-277V - Dimmable $21.18 EACASE of 6 add Green Creative 34918 - 15.5 Watt LED PAR38 2700K - E26 15.5PAR38DIM/927FL40 - 120W Halogen Equivalent - 1320 Lumens - 95 CRI - 40 Degree Beam Angle - 120V - Dimmable $20.68 add Green Creative - 18.5PAR38G4DIM/927NF25 - 16148 - PAR38 LED 120 Watt Halogen Equivalent - 18.5 Watts - 120V - 2700K - 950 Lumens Medium (E26) 15.5PAR38DIM/930FL40 - 1,370 Lumens - 95 CRI - 120W Halogen Equivalent - 40° - 120V Green Creative 34921 - 15.5W LED PAR38 - 3000K | 3000 | 98 | 1370 | 88.3871 | 50000 | 15.5 | 1 | 21.18 | 21.18 | 24.8873 | 2020Q3 | https://www.energyavenue.com/Green-Creative/34921 | Energy Avenue | 2020 | Yes
LED Lighting | Reflector | Green Creative | True |  | Reflector (Flood/Spot) | PAR38 | E26 (Medium) | Damp Location Rated,Recessed Fixtures Damp Location Rated,Recessed Fixtures Wattage15.5 Watt18.5 Watt19.5 Watt Color Temp.2700K3000K4000K Beam Angle40° Voltage120-277V120V Product Description When you want to save energy without sacrificing performance, turn to the folks at Green Creative. This 15.5W LED PAR38 lamp replaces high-consumption halogen floods while giving you 4000K of neutral white light for up to 50,000 hours. Energy Star certified Product Features: Direct 1:1 replacement for 120W halogen lamps Compatible with most E26 base fixtures Works with existing dimmers Color accuracy of 95 CRI Safe for use in wet locations Rated for use in fully enclosed fixtures Wide 40-degree beam angle Title 20 compliant Energy Star certified Lifespan of up to 50,000 hours Limited five-year warranty Applications: Flood light Landscape lighting Wall washer Signage lighting Alternate Product Versions $21.18 add Green Creative 34920 - 15.5 Watt LED PAR38 3000K - E26 15.5PAR38DIM/930NF25 - 120W Halogen Equivalent - 1370 Lumens - 95 CRI - 25 Degree Beam Angle - 120V - Dimmable $28.48 EACASE of 6 add Green Creative 35005 - 19.5W LED PAR38 - 3000K 19.5PAR38HODIM/930NF25/277V - 2,000 Lumens - 92 CRI - 250W Halogen Equivalent - 25° - 120-277V $28.48 EACASE of 6 add Green Creative 35009 - 19.5W LED PAR38 - 4000K 19.5PAR38HODIM/940NF25/277V - 2,000 Lumens - 92 CRI - 250W Halogen Equivalent - 25° - 120-277V $28.48 add Green Creative 35004 - 19.5W LED PAR38 - 2700K 19.5PAR38HODIM/927NF25/277V - 1,950 Lumens - 92 CRI - 250W Halogen Equivalent - 25° - 120-277V $28.48 add Green Creative 35006 - 19.5W LED PAR38 - 3000K 19.5PAR38HODIM/930NF25/277V - 2,000 Lumens - 92 CRI - 250W Halogen Equivalent - 40° - 120-277V $28.48 add Green Creative 35007 - 19.5W LED PAR38 - 3500K 19.5PAR38HODIM/935NF25/277V - 2,000 Lumens - 92 CRI - 250W Halogen Equivalent - 25° - 120-277V $28.48 add Green Creative 35008 - 19.5W LED PAR38 - 3500K 19.5PAR38HODIM/935FL40/277V - 2,000 Lumens - 92 CRI - 250W Halogen Equivalent - 40° - 120-277V $28.48 add Green Creative 35010 - 19.5W LED PAR38 - 4000K 19.5PAR38HODIM/940FL40/277V - 2,000 Lumens - 92 CRI - 250W Halogen Equivalent - 40° - 120-277V $21.18 add Green Creative 34916 - 15.5W LED PAR38 - 2700K 15.5PAR38DIM/927SP15 - 1,320 Lumens - 95 CRI - 120W Halogen Equivalent - 15° - 120V $21.18 add Green Creative 34917 - 15.5W LED PAR38 - 2700K 15.5PAR38DIM/927NF25 - 1,320 Lumens - 95 CRI - 120W Halogen Equivalent - 25° - 120V $21.18 add Green Creative 34919 - 15.5W LED PAR38 - 3000K 15.5PAR38DIM/930SP15 - 1,370 Lumens - 95 CRI - 120W Halogen Equivalent - 15° - 120V $21.18 add Green Creative 34921 - 15.5W LED PAR38 - 3000K 15.5PAR38DIM/930FL40 - 1,370 Lumens - 95 CRI - 120W Halogen Equivalent - 40° - 120V $21.18 add Green Creative 34923 - 15.5W LED PAR38 - 3000K 15.5PAR38DIM/930NF25/B - 1,370 Lumens - 95 CRI - 120W Halogen Equivalent - 25° - 120V $21.18 add Green Creative 34924 - 15.5W LED PAR38 - 3000K 15.5PAR38DIM/930FL40/B - 1,370 Lumens - 95 CRI - 120W Halogen Equivalent - 40° - 120V $27.98 add Green Creative 34926 - 15.5 Watt LED PAR38 3000K - E26 15.5PAR38/930FL40/277V - 120W Halogen Equivalent - 1370 Lumens - 95 CRI - 40 Degree Beam Angle - 120-277V - Dimmable $26.00 EACASE of 6 add Green Creative 34927 - 15.5 Watt LED PAR38 4000K - E26 15.5PAR38/940FL40/277V - 120W - Halogen Equivalent - 1420 Lumens - 95 CRI - 40 Degree Beam Angle - 120-277V - Dimmable $21.18 EACASE of 6 add Green Creative 34918 - 15.5 Watt LED PAR38 2700K - E26 15.5PAR38DIM/927FL40 - 120W Halogen Equivalent - 1320 Lumens - 95 CRI - 40 Degree Beam Angle - 120V - Dimmable $20.68 add Green Creative - 18.5PAR38G4DIM/927NF25 - 16148 - PAR38 LED 120 Watt Halogen Equivalent - 18.5 Watts - 120V - 2700K - 950 Lumens Medium (E26) 15.5PAR38DIM/940FL40 - 1,420 Lumens - 95 CRI - 120W Halogen Equivalent - 40° - 120V Green Creative 34922 - 15.5W LED PAR38 - 4000K | 4000 | 96 | 1420 | 91.6129 | 50000 | 15.5 | 1 | 21.18 | 21.18 | 24.8873 | 2020Q3 | https://www.energyavenue.com/Green-Creative/34922 | Energy Avenue | 2020 | Yes
LED Lighting | Reflector | Green Creative | True |  | Reflector (Flood/Spot) | PAR38 | E26 (Medium) | Damp Location Rated,Recessed Fixtures Damp Location Rated,Recessed Fixtures Wattage15.5 Watt18.5 Watt19.5 Watt Color Temp.2700K3000K3500K4000K Beam Angle15°25°40° Voltage120-277V120V Product Description Through its proprietary designed optic lens, the Green Creative 15.5PAR38DIM/930NF25/B proudly displays 3000K soft white illumination at a 25-degree beam angle. The LED PAR38 narrow floodlight is a suitable replacement for 120W halogen equivalent bulbs. It lasts 50,000 life hours and has an E26 base. Green Creative 34923 Features: Compact size Smooth dimming 5-year warranty Green Creative 34923 Applications: Residential and commercial use Dry and damp locations Open and enclosed fixtures Alternate Product Versions $21.18 add Green Creative 34920 - 15.5 Watt LED PAR38 3000K - E26 15.5PAR38DIM/930NF25 - 120W Halogen Equivalent - 1370 Lumens - 95 CRI - 25 Degree Beam Angle - 120V - Dimmable $28.48 EACASE of 6 add Green Creative 35005 - 19.5W LED PAR38 - 3000K 19.5PAR38HODIM/930NF25/277V - 2,000 Lumens - 92 CRI - 250W Halogen Equivalent - 25° - 120-277V $28.48 EACASE of 6 add Green Creative 35009 - 19.5W LED PAR38 - 4000K 19.5PAR38HODIM/940NF25/277V - 2,000 Lumens - 92 CRI - 250W Halogen Equivalent - 25° - 120-277V $28.48 add Green Creative 35004 - 19.5W LED PAR38 - 2700K 19.5PAR38HODIM/927NF25/277V - 1,950 Lumens - 92 CRI - 250W Halogen Equivalent - 25° - 120-277V $28.48 add Green Creative 35006 - 19.5W LED PAR38 - 3000K 19.5PAR38HODIM/930NF25/277V - 2,000 Lumens - 92 CRI - 250W Halogen Equivalent - 40° - 120-277V $28.48 add Green Creative 35007 - 19.5W LED PAR38 - 3500K 19.5PAR38HODIM/935NF25/277V - 2,000 Lumens - 92 CRI - 250W Halogen Equivalent - 25° - 120-277V $28.48 add Green Creative 35008 - 19.5W LED PAR38 - 3500K 19.5PAR38HODIM/935FL40/277V - 2,000 Lumens - 92 CRI - 250W Halogen Equivalent - 40° - 120-277V $28.48 add Green Creative 35010 - 19.5W LED PAR38 - 4000K 19.5PAR38HODIM/940FL40/277V - 2,000 Lumens - 92 CRI - 250W Halogen Equivalent - 40° - 120-277V $21.18 add Green Creative 34916 - 15.5W LED PAR38 - 2700K 15.5PAR38DIM/927SP15 - 1,320 Lumens - 95 CRI - 120W Halogen Equivalent - 15° - 120V $21.18 add Green Creative 34917 - 15.5W LED PAR38 - 2700K 15.5PAR38DIM/927NF25 - 1,320 Lumens - 95 CRI - 120W Halogen Equivalent - 25° - 120V $21.18 add Green Creative 34919 - 15.5W LED PAR38 - 3000K 15.5PAR38DIM/930SP15 - 1,370 Lumens - 95 CRI - 120W Halogen Equivalent - 15° - 120V $21.18 add Green Creative 34921 - 15.5W LED PAR38 - 3000K 15.5PAR38DIM/930FL40 - 1,370 Lumens - 95 CRI - 120W Halogen Equivalent - 40° - 120V $21.18 add Green Creative 34922 - 15.5W LED PAR38 - 4000K 15.5PAR38DIM/940FL40 - 1,420 Lumens - 95 CRI - 120W Halogen Equivalent - 40° - 120V $21.18 add Green Creative 34924 - 15.5W LED PAR38 - 3000K 15.5PAR38DIM/930FL40/B - 1,370 Lumens - 95 CRI - 120W Halogen Equivalent - 40° - 120V $27.98 add Green Creative 34926 - 15.5 Watt LED PAR38 3000K - E26 15.5PAR38/930FL40/277V - 120W Halogen Equivalent - 1370 Lumens - 95 CRI - 40 Degree Beam Angle - 120-277V - Dimmable $26.00 EACASE of 6 add Green Creative 34927 - 15.5 Watt LED PAR38 4000K - E26 15.5PAR38/940FL40/277V - 120W - Halogen Equivalent - 1420 Lumens - 95 CRI - 40 Degree Beam Angle - 120-277V - Dimmable $21.18 EACASE of 6 add Green Creative 34918 - 15.5 Watt LED PAR38 2700K - E26 15.5PAR38DIM/927FL40 - 120W Halogen Equivalent - 1320 Lumens - 95 CRI - 40 Degree Beam Angle - 120V - Dimmable $20.68 add Green Creative - 18.5PAR38G4DIM/927NF25 - 16148 - PAR38 LED 120 Watt Halogen Equivalent - 18.5 Watts - 120V - 2700K - 950 Lumens Medium (E26) 15.5PAR38DIM/930NF25/B - 1,370 Lumens - 95 CRI - 120W Halogen Equivalent - 25° - 120V Green Creative 34923 - 15.5W LED PAR38 - 3000K | 3000 | 98 | 1370 | 88.3871 | 50000 | 15.5 | 1 | 21.18 | 21.18 | 24.8873 | 2020Q3 | https://www.energyavenue.com/Green-Creative/34923 | Energy Avenue | 2020 | Yes
LED Lighting | Reflector | Green Creative | True |  | Reflector (Flood/Spot) | PAR38 | E26 (Medium) | Damp Location Rated,Recessed Fixtures Damp Location Rated,Recessed Fixtures Wattage15.5 Watt18.5 Watt19.5 Watt Color Temp.2700K3000K4000K Beam Angle15°25°40° Voltage120-277V120V Product Description Upgrade your exterior lighting by choosing this 15.5W LED PAR38 form the True Chroma Refine series manufactured by the efficiency experts at Green Creative. This product gives you 3000K of warm white light for up to 50,000 hours, and it's a direct 1:1 replacement for higher consumption halogen flood lamps. Energy Star certified. Product Features: Direct 1:1 replacement for 120W halogen flood lights Fits most E26 base fixtures Compatible with existing dimmers Color rendering of 95 CRI Suitable for placement in fully enclosed fixtures Rated safe for wet locations Title 20 compliant Energy Star certified Wide 40-degree flood beam Lifespan of up to 50,000 hours Limited five-year warranty Applications: Wall washer Billboard lighting Landscape light Flood light Alternate Product Versions $21.18 add Green Creative 34920 - 15.5 Watt LED PAR38 3000K - E26 15.5PAR38DIM/930NF25 - 120W Halogen Equivalent - 1370 Lumens - 95 CRI - 25 Degree Beam Angle - 120V - Dimmable $28.48 EACASE of 6 add Green Creative 35005 - 19.5W LED PAR38 - 3000K 19.5PAR38HODIM/930NF25/277V - 2,000 Lumens - 92 CRI - 250W Halogen Equivalent - 25° - 120-277V $28.48 EACASE of 6 add Green Creative 35009 - 19.5W LED PAR38 - 4000K 19.5PAR38HODIM/940NF25/277V - 2,000 Lumens - 92 CRI - 250W Halogen Equivalent - 25° - 120-277V $28.48 add Green Creative 35004 - 19.5W LED PAR38 - 2700K 19.5PAR38HODIM/927NF25/277V - 1,950 Lumens - 92 CRI - 250W Halogen Equivalent - 25° - 120-277V $28.48 add Green Creative 35006 - 19.5W LED PAR38 - 3000K 19.5PAR38HODIM/930NF25/277V - 2,000 Lumens - 92 CRI - 250W Halogen Equivalent - 40° - 120-277V $28.48 add Green Creative 35007 - 19.5W LED PAR38 - 3500K 19.5PAR38HODIM/935NF25/277V - 2,000 Lumens - 92 CRI - 250W Halogen Equivalent - 25° - 120-277V $28.48 add Green Creative 35008 - 19.5W LED PAR38 - 3500K 19.5PAR38HODIM/935FL40/277V - 2,000 Lumens - 92 CRI - 250W Halogen Equivalent - 40° - 120-277V $28.48 add Green Creative 35010 - 19.5W LED PAR38 - 4000K 19.5PAR38HODIM/940FL40/277V - 2,000 Lumens - 92 CRI - 250W Halogen Equivalent - 40° - 120-277V $21.18 add Green Creative 34916 - 15.5W LED PAR38 - 2700K 15.5PAR38DIM/927SP15 - 1,320 Lumens - 95 CRI - 120W Halogen Equivalent - 15° - 120V $21.18 add Green Creative 34917 - 15.5W LED PAR38 - 2700K 15.5PAR38DIM/927NF25 - 1,320 Lumens - 95 CRI - 120W Halogen Equivalent - 25° - 120V $21.18 add Green Creative 34919 - 15.5W LED PAR38 - 3000K 15.5PAR38DIM/930SP15 - 1,370 Lumens - 95 CRI - 120W Halogen Equivalent - 15° - 120V $21.18 add Green Creative 34921 - 15.5W LED PAR38 - 3000K 15.5PAR38DIM/930FL40 - 1,370 Lumens - 95 CRI - 120W Halogen Equivalent - 40° - 120V $21.18 add Green Creative 34922 - 15.5W LED PAR38 - 4000K 15.5PAR38DIM/940FL40 - 1,420 Lumens - 95 CRI - 120W Halogen Equivalent - 40° - 120V $21.18 add Green Creative 34923 - 15.5W LED PAR38 - 3000K 15.5PAR38DIM/930NF25/B - 1,370 Lumens - 95 CRI - 120W Halogen Equivalent - 25° - 120V $27.98 add Green Creative 34926 - 15.5 Watt LED PAR38 3000K - E26 15.5PAR38/930FL40/277V - 120W Halogen Equivalent - 1370 Lumens - 95 CRI - 40 Degree Beam Angle - 120-277V - Dimmable $26.00 EACASE of 6 add Green Creative 34927 - 15.5 Watt LED PAR38 4000K - E26 15.5PAR38/940FL40/277V - 120W - Halogen Equivalent - 1420 Lumens - 95 CRI - 40 Degree Beam Angle - 120-277V - Dimmable $21.18 EACASE of 6 add Green Creative 34918 - 15.5 Watt LED PAR38 2700K - E26 15.5PAR38DIM/927FL40 - 120W Halogen Equivalent - 1320 Lumens - 95 CRI - 40 Degree Beam Angle - 120V - Dimmable $20.68 add Green Creative - 18.5PAR38G4DIM/927NF25 - 16148 - PAR38 LED 120 Watt Halogen Equivalent - 18.5 Watts - 120V - 2700K - 950 Lumens Medium (E26) 15.5PAR38DIM/930FL40/B - 1,370 Lumens - 95 CRI - 120W Halogen Equivalent - 40° - 120V Green Creative 34924 - 15.5W LED PAR38 - 3000K | 3000 | 98 | 1370 | 88.3871 | 50000 | 15.5 | 1 | 21.18 | 21.18 | 24.8873 | 2020Q3 | https://www.energyavenue.com/Green-Creative/34924 | Energy Avenue | 2020 | Yes
LED Lighting | Reflector | Green Creative | True |  | Reflector (Flood/Spot) | PAR38 | GU24 | Damp Location Rated,Recessed Fixtures Damp Location Rated,Recessed Fixtures Product Description The Green Creative 15.5PAR38DIM/930FL40/GU24 floodlight is a 120W halogen equivalent replacement that offers 3000K soft white radiance in a compact size. The LED PAR38 offers superior brightness in a small 40-degree beam angle. A 5-year warranty is included as backup in case of defects. Green Creative 34925 Features: 50,000 life hours Smooth dimming Proprietary designed optic lens Green Creative 34925 Applications: Dry and damp locations Open and enclosed fixtures Residential and commercial use GU24 15.5PAR38DIM/930FL40/GU24 - 1,370 Lumens - 95 CRI - 120W Halogen Equivalent - 40° - 120V Green Creative 34925 - 15.5W LED PAR38 - 3000K | 3000 | 98 | 1370 | 88.3871 | 50000 | 15.5 | 1 | 21.18 | 21.18 | 24.8873 | 2020Q3 | https://www.energyavenue.com/Green-Creative/34925 | Energy Avenue | 2020 | Yes
LED Lighting | Reflector | Green Creative | True |  | Reflector (Flood/Spot) | BR40 | E26 (Medium) | Damp Location Rated,Recessed Fixtures Damp Location Rated,Recessed Fixtures Wattage5.5 Watt6.5 Watt8 Watt Color Temp.3000K4000K Beam Angle25°40° Product Description The Green Creative 5.5PAR20DIM/840NF25/N halogen bulb's compact size packs a punch. It radiates 4000K cool white illumination through a 25-degree narrow and flood beam angle for 25,000 total life hours. The LED PAR20 halogen also contains a dimmable feature a user can activate with the right dimming device. Green Creative 34935 Features: E26 base 50W halogen equivalent 3-year warranty Green Creative 34935 Applications: Indoor use Open and enclosed fixtures Dry and wet locations Alternate Product Versions $10.98 add Green Creative 34892 - 6.5W LED PAR20 - 2700K 6.5PAR20DIM/927FL40 - 650 Lumens - 95 CRI - 50W Halogen Equivalent - 40° - 120V $10.98 add Green Creative 34893 - 6.5W LED PAR20 - 3000K 6.5PAR20DIM/930SP15 - 550 Lumens - 95 CRI - 50W Halogen Equivalent - 15° - 120V $10.98 add Green Creative 34894 - 6.5W LED PAR20 - 3000K 6.5PAR20DIM/930NF25 - 580 Lumens - 95 CRI - 50W Halogen Equivalent - 25° - 120V $10.98 add Green Creative 34896 - 6.5W LED PAR20 - 4000K 6.5PAR20DIM/940FL40 - 600 Lumens - 95 CRI - 50W Halogen Equivalent - 40° - 120V $10.98 add Green Creative 34897 - 6.5W LED PAR20 - 3000K 6.5PAR20DIM/930FL40/B - 580 Lumens - 95 CRI - 50W Halogen Equivalent - 40° - 120V $7.28 add Green Creative 34933 - 5.5W LED PAR20 - 3000K 5.5PAR20DIM/830NF25/N - 525 Lumens - 82 CRI - 25° - 120V $7.28 add Green Creative 34934 - 5.5W LED PAR20 - 3000K 5.5PAR20DIM/830FL40/N - 525 Lumens - 82 CRI - 40° - 120V $7.28 add Green Creative 34936 - 5.5W LED PAR20 - 4000K 5.5PAR20DIM/840FL40/N - 525 Lumens - 82 CRI - 40° - 120V $10.98 EACASE of 6 add Green Creative 34891 - 6.5 Watt LED PAR20 2700K - E26 6.5PAR20DIM/927NF25 - 50 Watt Halogen Equivalent - 560 Lumens - 95 CRI - 25 Degree Beam Angle - 120V - Dimmable $10.98 add Green Creative 34895 - 6.5W LED PAR20 - 3000K 6.5PAR20DIM/930FL40 - E26 - 50 Watt Halogen Equivalent - 580 Lumens - 95 CRI - 120V - Dimmable $10.98 EACASE of 6 add Green Creative 34890 - 6.5 Watt LED PAR20 2700K - E26 6.5PAR20DIM/927SP15 - 50 Watt Haloge Equivalent - 520 Lumens - 95 CRI - 15 Degree Beam Angle - 120V - Dimmable $6.50 EACASE of 6 add Green Creative - 58106 - 8W LED PAR20 - 2700K 8PAR20DIM/927FL40 - 50 Watt Halogen Equivalent - E26 Medium Base - 535 Lumens - 90 CRI - 40 Degree Beam Angle - Dimmable - 120V $6.50 add Green Creative - 58109 - 8W LED PAR20 - 3000K 8PAR20DIM/930FL40 - 50 Watt Halogen Equivalent - E26 Medium Base - 550 Lumens - 90 CRI - 40 Degree Beam Angle - Dimmable - 120V $6.50 add Green Creative 58112 - 8W LED PAR20 - 4000K 8PAR20DIM/940FL40 - 50W Halogen Equivalent - E26 Medium Base - 570 Lumens - 90 CRI - 40 Degree Beam Angle - Dimmable - 120V Medium (E26) 5.5PAR20DIM/840NF25/N - 525 Lumens - 82 CRI - 25° - 120V Green Creative 34935 - 5.5W LED PAR20 - 4000K | 3000 | 91 | 1150 | 88.4615 | 25000 | 13 | 1 | 7.28 | 7.28 | 8.5543 | 2020Q3 | https://www.energyavenue.com/Green-Creative/34935 | Energy Avenue | 2020 | Yes
LED Lighting | Reflector | Green Creative | True |  | Reflector (Flood/Spot) | PAR30L | E26 (Medium) | Damp Location Rated,Recessed Fixtures Damp Location Rated,Recessed Fixtures Product Description The Green Creative 10PAR30SNDIM/830NF25/N narrow flood light shines 3000K warm white illumination for its compact size. It illuminates this brightness through a 25-degree beam angle, and if the LED PAR30 is too bright, a compatible dimming device will dim the brightness. Install the halogen bulb using its E26 base. Green Creative 34941 Features: 75W halogen replacement 25,000 life hours 3-year warranty Green Creative 34941 Applications: Open fixtures Dry and wet locations Indoor use Medium (E26) 10PAR30SNDIM/830NF25/N - 950 Lumens - 82 CRI - 25° - 120V Green Creative 34941 - 10W LED PAR30 - 3000K | 5000 | 97 | 975 | 81.25 | 25000 | 12 | 1 | 7.68 | 7.68 | 9.0243 | 2020Q3 | https://www.energyavenue.com/Green-Creative/34941 | Energy Avenue | 2020 | Yes
LED Lighting | Reflector | Green Creative | True |  | Reflector (Flood/Spot) | PAR38 | E26 (Medium) | Damp Location Rated,Recessed Fixtures Damp Location Rated,Recessed Fixtures Product Description Improve your lighting and lower your energy bill with the 5.5W LED PAR30 lamp from Green Creative. With this efficient flood/spotlight, you'll enjoy 3000K of cool white light for up to 25,000 hours. It's suitable for use in wet locations, and it's compatible with existing dimmers. Not for use in enclosed fixtures Product Features: Direct replacement for 50 - 120W halogen bulbs Narrow (25-degree) or flood (40-degree) beam angles Color accuracy of 82 CRI Dimmable with existing dimmers - no need to retrofit Suitable for wet locations Compatible with most standard E26 base fixtures Lifespan of up to 25,000 hours Three-year warranty Applications: Landscape lighting Spotlights Flood lights Wall washes Medium (E26) 10PAR30SNDIM/830FL40/N - 950 Lumens - 82 CRI - 25° - 120V Green Creative 34942 - 10W LED PAR30 - 3000K | 3000 | 95 | 1250 | 83.3333 | 25000 | 15 | 1 | 7.68 | 7.68 | 9.0243 | 2020Q3 | https://www.energyavenue.com/Green-Creative/34942 | Energy Avenue | 2020 | Yes
LED Lighting | Reflector | Green Creative | True |  | Reflector (Flood/Spot) | PAR38 | E26 (Medium) | Damp Location Rated,Recessed Fixtures Damp Location Rated,Recessed Fixtures Wattage15.5 Watt18.5 Watt19.5 Watt Color Temp.2700K3000K3500K4000K Product Description The Green Creative 19.5PAR38HODIM/927NF25/277V is a compact 250W halogen bulb equivalent with a sleek design, a standard E26 base, and a full-face REFINE optic. The LED PAR38 narrow flood beam proudly displays 2700K warm white radiance throughout the room. It includes reverse and forward phase controls and a dimming option. Green Creative 35004 Features: 25-degree beam angle 50,000 life hours 5-year warranty Green Creative 35004 Applications: Open fixtures Dry and damp locations Indoor use Alternate Product Versions $21.18 add Green Creative 34920 - 15.5 Watt LED PAR38 3000K - E26 15.5PAR38DIM/930NF25 - 120W Halogen Equivalent - 1370 Lumens - 95 CRI - 25 Degree Beam Angle - 120V - Dimmable $28.48 EACASE of 6 add Green Creative 35005 - 19.5W LED PAR38 - 3000K 19.5PAR38HODIM/930NF25/277V - 2,000 Lumens - 92 CRI - 250W Halogen Equivalent - 25° - 120-277V $28.48 EACASE of 6 add Green Creative 35009 - 19.5W LED PAR38 - 4000K 19.5PAR38HODIM/940NF25/277V - 2,000 Lumens - 92 CRI - 250W Halogen Equivalent - 25° - 120-277V $28.48 add Green Creative 35006 - 19.5W LED PAR38 - 3000K 19.5PAR38HODIM/930NF25/277V - 2,000 Lumens - 92 CRI - 250W Halogen Equivalent - 40° - 120-277V $28.48 add Green Creative 35007 - 19.5W LED PAR38 - 3500K 19.5PAR38HODIM/935NF25/277V - 2,000 Lumens - 92 CRI - 250W Halogen Equivalent - 25° - 120-277V $28.48 add Green Creative 35008 - 19.5W LED PAR38 - 3500K 19.5PAR38HODIM/935FL40/277V - 2,000 Lumens - 92 CRI - 250W Halogen Equivalent - 40° - 120-277V $28.48 add Green Creative 35010 - 19.5W LED PAR38 - 4000K 19.5PAR38HODIM/940FL40/277V - 2,000 Lumens - 92 CRI - 250W Halogen Equivalent - 40° - 120-277V $21.18 add Green Creative 34916 - 15.5W LED PAR38 - 2700K 15.5PAR38DIM/927SP15 - 1,320 Lumens - 95 CRI - 120W Halogen Equivalent - 15° - 120V $21.18 add Green Creative 34917 - 15.5W LED PAR38 - 2700K 15.5PAR38DIM/927NF25 - 1,320 Lumens - 95 CRI - 120W Halogen Equivalent - 25° - 120V $21.18 add Green Creative 34919 - 15.5W LED PAR38 - 3000K 15.5PAR38DIM/930SP15 - 1,370 Lumens - 95 CRI - 120W Halogen Equivalent - 15° - 120V $21.18 add Green Creative 34921 - 15.5W LED PAR38 - 3000K 15.5PAR38DIM/930FL40 - 1,370 Lumens - 95 CRI - 120W Halogen Equivalent - 40° - 120V $21.18 add Green Creative 34922 - 15.5W LED PAR38 - 4000K 15.5PAR38DIM/940FL40 - 1,420 Lumens - 95 CRI - 120W Halogen Equivalent - 40° - 120V $21.18 add Green Creative 34923 - 15.5W LED PAR38 - 3000K 15.5PAR38DIM/930NF25/B - 1,370 Lumens - 95 CRI - 120W Halogen Equivalent - 25° - 120V $21.18 add Green Creative 34924 - 15.5W LED PAR38 - 3000K 15.5PAR38DIM/930FL40/B - 1,370 Lumens - 95 CRI - 120W Halogen Equivalent - 40° - 120V $27.98 add Green Creative 34926 - 15.5 Watt LED PAR38 3000K - E26 15.5PAR38/930FL40/277V - 120W Halogen Equivalent - 1370 Lumens - 95 CRI - 40 Degree Beam Angle - 120-277V - Dimmable $26.00 EACASE of 6 add Green Creative 34927 - 15.5 Watt LED PAR38 4000K - E26 15.5PAR38/940FL40/277V - 120W - Halogen Equivalent - 1420 Lumens - 95 CRI - 40 Degree Beam Angle - 120-277V - Dimmable $21.18 EACASE of 6 add Green Creative 34918 - 15.5 Watt LED PAR38 2700K - E26 15.5PAR38DIM/927FL40 - 120W Halogen Equivalent - 1320 Lumens - 95 CRI - 40 Degree Beam Angle - 120V - Dimmable $20.68 add Green Creative - 18.5PAR38G4DIM/927NF25 - 16148 - PAR38 LED 120 Watt Halogen Equivalent - 18.5 Watts - 120V - 2700K - 950 Lumens Medium (E26) 19.5PAR38HODIM/927NF25/277V - 1,950 Lumens - 92 CRI - 250W Halogen Equivalent - 25° - 120-277V Green Creative 35004 - 19.5W LED PAR38 - 2700K | 2700 | 93 | 1950 | 100 | 50000 | 19.5 | 1 | 28.48 | 28.48 | 33.4651 | 2020Q3 | https://www.energyavenue.com/Green-Creative/35004 | Energy Avenue | 2020 | Yes
LED Lighting | Reflector | Green Creative | True |  | Reflector (Flood/Spot) | PAR38 | E26 (Medium) | Damp Location Rated,Recessed Fixtures Damp Location Rated,Recessed Fixtures Wattage15.5 Watt18.5 Watt19.5 Watt Color Temp.2700K3000K3500K4000K Beam Angle25°40° Product Description Whether you need a narrow spot or wide-angle flood light, this 5W LED PAR38 lamp from Green Creative does double duty. Each unit features REFINE face optic and a sleek, modern design while emitting 3000K of warm white lighting for up to 50,000 hours. Energy Star certified. Not compatible with ballasts. Product Features: Replaces 250W halogen flood lights Direct line voltage connection Dimmable to 10 percent Compatible with most E26 base fixtures Color accuracy of 92 CRI Forward and reverse phase controls 1:1 halogen form factor Rated for use in damp locations California Title 20 compliant Energy Star certified Lifespan of up to 50,000 hours Limited five-year warranty Applications: Spot light Narrow and wide flood light Signage lighting Landscape lighting Wall washes Alternate Product Versions $21.18 add Green Creative 34920 - 15.5 Watt LED PAR38 3000K - E26 15.5PAR38DIM/930NF25 - 120W Halogen Equivalent - 1370 Lumens - 95 CRI - 25 Degree Beam Angle - 120V - Dimmable $28.48 EACASE of 6 add Green Creative 35009 - 19.5W LED PAR38 - 4000K 19.5PAR38HODIM/940NF25/277V - 2,000 Lumens - 92 CRI - 250W Halogen Equivalent - 25° - 120-277V $28.48 add Green Creative 35004 - 19.5W LED PAR38 - 2700K 19.5PAR38HODIM/927NF25/277V - 1,950 Lumens - 92 CRI - 250W Halogen Equivalent - 25° - 120-277V $28.48 add Green Creative 35006 - 19.5W LED PAR38 - 3000K 19.5PAR38HODIM/930NF25/277V - 2,000 Lumens - 92 CRI - 250W Halogen Equivalent - 40° - 120-277V $28.48 add Green Creative 35007 - 19.5W LED PAR38 - 3500K 19.5PAR38HODIM/935NF25/277V - 2,000 Lumens - 92 CRI - 250W Halogen Equivalent - 25° - 120-277V $28.48 add Green Creative 35008 - 19.5W LED PAR38 - 3500K 19.5PAR38HODIM/935FL40/277V - 2,000 Lumens - 92 CRI - 250W Halogen Equivalent - 40° - 120-277V $28.48 add Green Creative 35010 - 19.5W LED PAR38 - 4000K 19.5PAR38HODIM/940FL40/277V - 2,000 Lumens - 92 CRI - 250W Halogen Equivalent - 40° - 120-277V $21.18 add Green Creative 34916 - 15.5W LED PAR38 - 2700K 15.5PAR38DIM/927SP15 - 1,320 Lumens - 95 CRI - 120W Halogen Equivalent - 15° - 120V $21.18 add Green Creative 34917 - 15.5W LED PAR38 - 2700K 15.5PAR38DIM/927NF25 - 1,320 Lumens - 95 CRI - 120W Halogen Equivalent - 25° - 120V $21.18 add Green Creative 34919 - 15.5W LED PAR38 - 3000K 15.5PAR38DIM/930SP15 - 1,370 Lumens - 95 CRI - 120W Halogen Equivalent - 15° - 120V $21.18 add Green Creative 34921 - 15.5W LED PAR38 - 3000K 15.5PAR38DIM/930FL40 - 1,370 Lumens - 95 CRI - 120W Halogen Equivalent - 40° - 120V $21.18 add Green Creative 34922 - 15.5W LED PAR38 - 4000K 15.5PAR38DIM/940FL40 - 1,420 Lumens - 95 CRI - 120W Halogen Equivalent - 40° - 120V $21.18 add Green Creative 34923 - 15.5W LED PAR38 - 3000K 15.5PAR38DIM/930NF25/B - 1,370 Lumens - 95 CRI - 120W Halogen Equivalent - 25° - 120V $21.18 add Green Creative 34924 - 15.5W LED PAR38 - 3000K 15.5PAR38DIM/930FL40/B - 1,370 Lumens - 95 CRI - 120W Halogen Equivalent - 40° - 120V $27.98 add Green Creative 34926 - 15.5 Watt LED PAR38 3000K - E26 15.5PAR38/930FL40/277V - 120W Halogen Equivalent - 1370 Lumens - 95 CRI - 40 Degree Beam Angle - 120-277V - Dimmable $26.00 EACASE of 6 add Green Creative 34927 - 15.5 Watt LED PAR38 4000K - E26 15.5PAR38/940FL40/277V - 120W - Halogen Equivalent - 1420 Lumens - 95 CRI - 40 Degree Beam Angle - 120-277V - Dimmable $21.18 EACASE of 6 add Green Creative 34918 - 15.5 Watt LED PAR38 2700K - E26 15.5PAR38DIM/927FL40 - 120W Halogen Equivalent - 1320 Lumens - 95 CRI - 40 Degree Beam Angle - 120V - Dimmable $20.68 add Green Creative - 18.5PAR38G4DIM/927NF25 - 16148 - PAR38 LED 120 Watt Halogen Equivalent - 18.5 Watts - 120V - 2700K - 950 Lumens Medium (E26) 19.5PAR38HODIM/930NF25/277V - 2,000 Lumens - 92 CRI - 250W Halogen Equivalent - 25° - 120-277V Green Creative 35005 - 19.5W LED PAR38 - 3000K | 3000 | 93 | 2000 | 102.5641 | 50000 | 19.5 | 1 | 28.48 | 28.48 | 33.4651 | 2020Q3 | https://www.energyavenue.com/Green-Creative/35005 | Energy Avenue | 2020 | Yes
LED Lighting | Reflector | Green Creative | True |  | Reflector (Flood/Spot) | PAR38 | E26 (Medium) | Damp Location Rated,Recessed Fixtures Damp Location Rated,Recessed Fixtures Wattage15.5 Watt18.5 Watt19.5 Watt Color Temp.2700K3000K3500K4000K Beam Angle25°40° Product Description The Green Creative 19.5PAR38HODIM/930NF25/277V flood light offers superior brightness at a 40-degree beam angle. The LED PAR38 also comes with a dimming option, forward phase controls, reverse phase controls, and a 5-year warranty. Its exterior is a sleek design with a standard E26 base and a full-face REFINE optic lens. Green Creative 35006 Features: 250W halogen bulb equivalent 3000K warm white radiance Compact size Green Creative 35006 Applications: Dry and damp locations Indoor use Open fixtures Alternate Product Versions $21.18 add Green Creative 34920 - 15.5 Watt LED PAR38 3000K - E26 15.5PAR38DIM/930NF25 - 120W Halogen Equivalent - 1370 Lumens - 95 CRI - 25 Degree Beam Angle - 120V - Dimmable $28.48 EACASE of 6 add Green Creative 35005 - 19.5W LED PAR38 - 3000K 19.5PAR38HODIM/930NF25/277V - 2,000 Lumens - 92 CRI - 250W Halogen Equivalent - 25° - 120-277V $28.48 EACASE of 6 add Green Creative 35009 - 19.5W LED PAR38 - 4000K 19.5PAR38HODIM/940NF25/277V - 2,000 Lumens - 92 CRI - 250W Halogen Equivalent - 25° - 120-277V $28.48 add Green Creative 35004 - 19.5W LED PAR38 - 2700K 19.5PAR38HODIM/927NF25/277V - 1,950 Lumens - 92 CRI - 250W Halogen Equivalent - 25° - 120-277V $28.48 add Green Creative 35007 - 19.5W LED PAR38 - 3500K 19.5PAR38HODIM/935NF25/277V - 2,000 Lumens - 92 CRI - 250W Halogen Equivalent - 25° - 120-277V $28.48 add Green Creative 35008 - 19.5W LED PAR38 - 3500K 19.5PAR38HODIM/935FL40/277V - 2,000 Lumens - 92 CRI - 250W Halogen Equivalent - 40° - 120-277V $28.48 add Green Creative 35010 - 19.5W LED PAR38 - 4000K 19.5PAR38HODIM/940FL40/277V - 2,000 Lumens - 92 CRI - 250W Halogen Equivalent - 40° - 120-277V $21.18 add Green Creative 34916 - 15.5W LED PAR38 - 2700K 15.5PAR38DIM/927SP15 - 1,320 Lumens - 95 CRI - 120W Halogen Equivalent - 15° - 120V $21.18 add Green Creative 34917 - 15.5W LED PAR38 - 2700K 15.5PAR38DIM/927NF25 - 1,320 Lumens - 95 CRI - 120W Halogen Equivalent - 25° - 120V $21.18 add Green Creative 34919 - 15.5W LED PAR38 - 3000K 15.5PAR38DIM/930SP15 - 1,370 Lumens - 95 CRI - 120W Halogen Equivalent - 15° - 120V $21.18 add Green Creative 34921 - 15.5W LED PAR38 - 3000K 15.5PAR38DIM/930FL40 - 1,370 Lumens - 95 CRI - 120W Halogen Equivalent - 40° - 120V $21.18 add Green Creative 34922 - 15.5W LED PAR38 - 4000K 15.5PAR38DIM/940FL40 - 1,420 Lumens - 95 CRI - 120W Halogen Equivalent - 40° - 120V $21.18 add Green Creative 34923 - 15.5W LED PAR38 - 3000K 15.5PAR38DIM/930NF25/B - 1,370 Lumens - 95 CRI - 120W Halogen Equivalent - 25° - 120V $21.18 add Green Creative 34924 - 15.5W LED PAR38 - 3000K 15.5PAR38DIM/930FL40/B - 1,370 Lumens - 95 CRI - 120W Halogen Equivalent - 40° - 120V $27.98 add Green Creative 34926 - 15.5 Watt LED PAR38 3000K - E26 15.5PAR38/930FL40/277V - 120W Halogen Equivalent - 1370 Lumens - 95 CRI - 40 Degree Beam Angle - 120-277V - Dimmable $26.00 EACASE of 6 add Green Creative 34927 - 15.5 Watt LED PAR38 4000K - E26 15.5PAR38/940FL40/277V - 120W - Halogen Equivalent - 1420 Lumens - 95 CRI - 40 Degree Beam Angle - 120-277V - Dimmable $21.18 EACASE of 6 add Green Creative 34918 - 15.5 Watt LED PAR38 2700K - E26 15.5PAR38DIM/927FL40 - 120W Halogen Equivalent - 1320 Lumens - 95 CRI - 40 Degree Beam Angle - 120V - Dimmable $20.68 add Green Creative - 18.5PAR38G4DIM/927NF25 - 16148 - PAR38 LED 120 Watt Halogen Equivalent - 18.5 Watts - 120V - 2700K - 950 Lumens Medium (E26) 19.5PAR38HODIM/930NF25/277V - 2,000 Lumens - 92 CRI - 250W Halogen Equivalent - 40° - 120-277V Green Creative 35006 - 19.5W LED PAR38 - 3000K | 3000 | 93 | 2000 | 102.5641 | 50000 | 19.5 | 1 | 28.48 | 28.48 | 33.4651 | 2020Q3 | https://www.energyavenue.com/Green-Creative/35006 | Energy Avenue | 2020 | Yes
LED Lighting | Reflector | Green Creative | True |  | Reflector (Flood/Spot) | PAR38 | E26 (Medium) | Damp Location Rated,Recessed Fixtures Damp Location Rated,Recessed Fixtures Wattage15.5 Watt18.5 Watt19.5 Watt Color Temp.2700K3000K3500K4000K Beam Angle25°40° Product Description When you need consistent, low-consumption outdoor lighting, consider this 19.5W LED PAR38 flood from Green Creative. This product is Energy Star certified and rated for use in damp locations. You'll enjoy 3500K of warm white light for up to 50,000 hours, and it qualifies for DLC premiums. Not compatible with ballasts. Product Features: Replacement for 250W halogen lamps Direct line voltage Narrow or wide flood beam 1:1 halogen form factor Color accuracy of 92 CRI Dimmable to 10 percent Reverse and forward phase control Rated for use in damp locations California Title 20 compliant Qualifies for DLC premium Energy Star certified Lifespan of up to 50,000 hours Five-year limited warranty Applications: Landscape lighting Wall washes Spot light Flood light Alternate Product Versions $21.18 add Green Creative 34920 - 15.5 Watt LED PAR38 3000K - E26 15.5PAR38DIM/930NF25 - 120W Halogen Equivalent - 1370 Lumens - 95 CRI - 25 Degree Beam Angle - 120V - Dimmable $28.48 EACASE of 6 add Green Creative 35005 - 19.5W LED PAR38 - 3000K 19.5PAR38HODIM/930NF25/277V - 2,000 Lumens - 92 CRI - 250W Halogen Equivalent - 25° - 120-277V $28.48 EACASE of 6 add Green Creative 35009 - 19.5W LED PAR38 - 4000K 19.5PAR38HODIM/940NF25/277V - 2,000 Lumens - 92 CRI - 250W Halogen Equivalent - 25° - 120-277V $28.48 add Green Creative 35004 - 19.5W LED PAR38 - 2700K 19.5PAR38HODIM/927NF25/277V - 1,950 Lumens - 92 CRI - 250W Halogen Equivalent - 25° - 120-277V $28.48 add Green Creative 35006 - 19.5W LED PAR38 - 3000K 19.5PAR38HODIM/930NF25/277V - 2,000 Lumens - 92 CRI - 250W Halogen Equivalent - 40° - 120-277V $28.48 add Green Creative 35008 - 19.5W LED PAR38 - 3500K 19.5PAR38HODIM/935FL40/277V - 2,000 Lumens - 92 CRI - 250W Halogen Equivalent - 40° - 120-277V $28.48 add Green Creative 35010 - 19.5W LED PAR38 - 4000K 19.5PAR38HODIM/940FL40/277V - 2,000 Lumens - 92 CRI - 250W Halogen Equivalent - 40° - 120-277V $21.18 add Green Creative 34916 - 15.5W LED PAR38 - 2700K 15.5PAR38DIM/927SP15 - 1,320 Lumens - 95 CRI - 120W Halogen Equivalent - 15° - 120V $21.18 add Green Creative 34917 - 15.5W LED PAR38 - 2700K 15.5PAR38DIM/927NF25 - 1,320 Lumens - 95 CRI - 120W Halogen Equivalent - 25° - 120V $21.18 add Green Creative 34919 - 15.5W LED PAR38 - 3000K 15.5PAR38DIM/930SP15 - 1,370 Lumens - 95 CRI - 120W Halogen Equivalent - 15° - 120V $21.18 add Green Creative 34921 - 15.5W LED PAR38 - 3000K 15.5PAR38DIM/930FL40 - 1,370 Lumens - 95 CRI - 120W Halogen Equivalent - 40° - 120V $21.18 add Green Creative 34922 - 15.5W LED PAR38 - 4000K 15.5PAR38DIM/940FL40 - 1,420 Lumens - 95 CRI - 120W Halogen Equivalent - 40° - 120V $21.18 add Green Creative 34923 - 15.5W LED PAR38 - 3000K 15.5PAR38DIM/930NF25/B - 1,370 Lumens - 95 CRI - 120W Halogen Equivalent - 25° - 120V $21.18 add Green Creative 34924 - 15.5W LED PAR38 - 3000K 15.5PAR38DIM/930FL40/B - 1,370 Lumens - 95 CRI - 120W Halogen Equivalent - 40° - 120V $27.98 add Green Creative 34926 - 15.5 Watt LED PAR38 3000K - E26 15.5PAR38/930FL40/277V - 120W Halogen Equivalent - 1370 Lumens - 95 CRI - 40 Degree Beam Angle - 120-277V - Dimmable $26.00 EACASE of 6 add Green Creative 34927 - 15.5 Watt LED PAR38 4000K - E26 15.5PAR38/940FL40/277V - 120W - Halogen Equivalent - 1420 Lumens - 95 CRI - 40 Degree Beam Angle - 120-277V - Dimmable $21.18 EACASE of 6 add Green Creative 34918 - 15.5 Watt LED PAR38 2700K - E26 15.5PAR38DIM/927FL40 - 120W Halogen Equivalent - 1320 Lumens - 95 CRI - 40 Degree Beam Angle - 120V - Dimmable $20.68 add Green Creative - 18.5PAR38G4DIM/927NF25 - 16148 - PAR38 LED 120 Watt Halogen Equivalent - 18.5 Watts - 120V - 2700K - 950 Lumens Medium (E26) 19.5PAR38HODIM/935NF25/277V - 2,000 Lumens - 92 CRI - 250W Halogen Equivalent - 25° - 120-277V Green Creative 35007 - 19.5W LED PAR38 - 3500K | 3500 | 94 | 2000 | 102.5641 | 50000 | 19.5 | 1 | 28.48 | 28.48 | 33.4651 | 2020Q3 | https://www.energyavenue.com/Green-Creative/35007 | Energy Avenue | 2020 | Yes
LED Lighting | Reflector | Green Creative | True |  | Reflector (Flood/Spot) | PAR38 | E26 (Medium) | Damp Location Rated,Recessed Fixtures Damp Location Rated,Recessed Fixtures Wattage15.5 Watt18.5 Watt19.5 Watt Color Temp.2700K3000K3500K4000K Beam Angle25°40° Product Description The Green Creative 19.5PAR38HODIM/935FL40/277V flood light blankets the room with 3500K warm white illumination through a 40-degree beam angle. The LED PAR38 bulb is compact, yet powerful enough to replace 250W halogen bulb equivalents. It lasts 50,000 life hours, includes a 5-year warranty, and has a dimming feature with reverse and forward phase controls. Green Creative 35008 Features: Sleek design Full-face REFINE optic lens E26 standard base Green Creative 35008 Applications: Indoor use Open fixtures Dry and damp locations Alternate Product Versions $21.18 add Green Creative 34920 - 15.5 Watt LED PAR38 3000K - E26 15.5PAR38DIM/930NF25 - 120W Halogen Equivalent - 1370 Lumens - 95 CRI - 25 Degree Beam Angle - 120V - Dimmable $28.48 EACASE of 6 add Green Creative 35005 - 19.5W LED PAR38 - 3000K 19.5PAR38HODIM/930NF25/277V - 2,000 Lumens - 92 CRI - 250W Halogen Equivalent - 25° - 120-277V $28.48 EACASE of 6 add Green Creative 35009 - 19.5W LED PAR38 - 4000K 19.5PAR38HODIM/940NF25/277V - 2,000 Lumens - 92 CRI - 250W Halogen Equivalent - 25° - 120-277V $28.48 add Green Creative 35004 - 19.5W LED PAR38 - 2700K 19.5PAR38HODIM/927NF25/277V - 1,950 Lumens - 92 CRI - 250W Halogen Equivalent - 25° - 120-277V $28.48 add Green Creative 35006 - 19.5W LED PAR38 - 3000K 19.5PAR38HODIM/930NF25/277V - 2,000 Lumens - 92 CRI - 250W Halogen Equivalent - 40° - 120-277V $28.48 add Green Creative 35007 - 19.5W LED PAR38 - 3500K 19.5PAR38HODIM/935NF25/277V - 2,000 Lumens - 92 CRI - 250W Halogen Equivalent - 25° - 120-277V $28.48 add Green Creative 35010 - 19.5W LED PAR38 - 4000K 19.5PAR38HODIM/940FL40/277V - 2,000 Lumens - 92 CRI - 250W Halogen Equivalent - 40° - 120-277V $21.18 add Green Creative 34916 - 15.5W LED PAR38 - 2700K 15.5PAR38DIM/927SP15 - 1,320 Lumens - 95 CRI - 120W Halogen Equivalent - 15° - 120V $21.18 add Green Creative 34917 - 15.5W LED PAR38 - 2700K 15.5PAR38DIM/927NF25 - 1,320 Lumens - 95 CRI - 120W Halogen Equivalent - 25° - 120V $21.18 add Green Creative 34919 - 15.5W LED PAR38 - 3000K 15.5PAR38DIM/930SP15 - 1,370 Lumens - 95 CRI - 120W Halogen Equivalent - 15° - 120V $21.18 add Green Creative 34921 - 15.5W LED PAR38 - 3000K 15.5PAR38DIM/930FL40 - 1,370 Lumens - 95 CRI - 120W Halogen Equivalent - 40° - 120V $21.18 add Green Creative 34922 - 15.5W LED PAR38 - 4000K 15.5PAR38DIM/940FL40 - 1,420 Lumens - 95 CRI - 120W Halogen Equivalent - 40° - 120V $21.18 add Green Creative 34923 - 15.5W LED PAR38 - 3000K 15.5PAR38DIM/930NF25/B - 1,370 Lumens - 95 CRI - 120W Halogen Equivalent - 25° - 120V $21.18 add Green Creative 34924 - 15.5W LED PAR38 - 3000K 15.5PAR38DIM/930FL40/B - 1,370 Lumens - 95 CRI - 120W Halogen Equivalent - 40° - 120V $27.98 add Green Creative 34926 - 15.5 Watt LED PAR38 3000K - E26 15.5PAR38/930FL40/277V - 120W Halogen Equivalent - 1370 Lumens - 95 CRI - 40 Degree Beam Angle - 120-277V - Dimmable $26.00 EACASE of 6 add Green Creative 34927 - 15.5 Watt LED PAR38 4000K - E26 15.5PAR38/940FL40/277V - 120W - Halogen Equivalent - 1420 Lumens - 95 CRI - 40 Degree Beam Angle - 120-277V - Dimmable $21.18 EACASE of 6 add Green Creative 34918 - 15.5 Watt LED PAR38 2700K - E26 15.5PAR38DIM/927FL40 - 120W Halogen Equivalent - 1320 Lumens - 95 CRI - 40 Degree Beam Angle - 120V - Dimmable $20.68 add Green Creative - 18.5PAR38G4DIM/927NF25 - 16148 - PAR38 LED 120 Watt Halogen Equivalent - 18.5 Watts - 120V - 2700K - 950 Lumens Medium (E26) 19.5PAR38HODIM/935FL40/277V - 2,000 Lumens - 92 CRI - 250W Halogen Equivalent - 40° - 120-277V Green Creative 35008 - 19.5W LED PAR38 - 3500K | 4000 | 94 | 2000 | 102.5641 | 50000 | 19.5 | 1 | 28.48 | 28.48 | 33.4651 | 2020Q3 | https://www.energyavenue.com/Green-Creative/35008 | Energy Avenue | 2020 | Yes
LED Lighting | Reflector | Green Creative | True |  | Reflector (Flood/Spot) | PAR38 | E26 (Medium) | Damp Location Rated,Recessed Fixtures Damp Location Rated,Recessed Fixtures Wattage15.5 Watt18.5 Watt19.5 Watt Color Temp.2700K3000K3500K4000K Beam Angle25°40° Product Description When you need a flexible exterior lighting solution, consider this 19.5W LED PAR38 lamp from Green Creative. This product offers you a narrow or wide beam light from the sleek REFINE optic face and a high lumen output. You'll enjoy 4000K of neutral white light for up to 50,000 hours, and it's Energy Star certified. Not compatible with ballasts. Product Features: Direct replacement for 250W halogen lamps Direct line voltage 1:1 halogen form factor REFINE optic face Color accuracy of 92 CRI Dimmable to 10 percent Compatible with most E26 base fixtures Rated for use in damp locations California Title 20 compliant Qualifies for DLC premium Lifespan of up to 50,000 hours Limited five-year warranty Applications: Wall washes Spot light Flood light Landscape lighting Alternate Product Versions $21.18 add Green Creative 34920 - 15.5 Watt LED PAR38 3000K - E26 15.5PAR38DIM/930NF25 - 120W Halogen Equivalent - 1370 Lumens - 95 CRI - 25 Degree Beam Angle - 120V - Dimmable $28.48 EACASE of 6 add Green Creative 35005 - 19.5W LED PAR38 - 3000K 19.5PAR38HODIM/930NF25/277V - 2,000 Lumens - 92 CRI - 250W Halogen Equivalent - 25° - 120-277V $28.48 add Green Creative 35004 - 19.5W LED PAR38 - 2700K 19.5PAR38HODIM/927NF25/277V - 1,950 Lumens - 92 CRI - 250W Halogen Equivalent - 25° - 120-277V $28.48 add Green Creative 35006 - 19.5W LED PAR38 - 3000K 19.5PAR38HODIM/930NF25/277V - 2,000 Lumens - 92 CRI - 250W Halogen Equivalent - 40° - 120-277V $28.48 add Green Creative 35007 - 19.5W LED PAR38 - 3500K 19.5PAR38HODIM/935NF25/277V - 2,000 Lumens - 92 CRI - 250W Halogen Equivalent - 25° - 120-277V $28.48 add Green Creative 35008 - 19.5W LED PAR38 - 3500K 19.5PAR38HODIM/935FL40/277V - 2,000 Lumens - 92 CRI - 250W Halogen Equivalent - 40° - 120-277V $28.48 add Green Creative 35010 - 19.5W LED PAR38 - 4000K 19.5PAR38HODIM/940FL40/277V - 2,000 Lumens - 92 CRI - 250W Halogen Equivalent - 40° - 120-277V $21.18 add Green Creative 34916 - 15.5W LED PAR38 - 2700K 15.5PAR38DIM/927SP15 - 1,320 Lumens - 95 CRI - 120W Halogen Equivalent - 15° - 120V $21.18 add Green Creative 34917 - 15.5W LED PAR38 - 2700K 15.5PAR38DIM/927NF25 - 1,320 Lumens - 95 CRI - 120W Halogen Equivalent - 25° - 120V $21.18 add Green Creative 34919 - 15.5W LED PAR38 - 3000K 15.5PAR38DIM/930SP15 - 1,370 Lumens - 95 CRI - 120W Halogen Equivalent - 15° - 120V $21.18 add Green Creative 34921 - 15.5W LED PAR38 - 3000K 15.5PAR38DIM/930FL40 - 1,370 Lumens - 95 CRI - 120W Halogen Equivalent - 40° - 120V $21.18 add Green Creative 34922 - 15.5W LED PAR38 - 4000K 15.5PAR38DIM/940FL40 - 1,420 Lumens - 95 CRI - 120W Halogen Equivalent - 40° - 120V $21.18 add Green Creative 34923 - 15.5W LED PAR38 - 3000K 15.5PAR38DIM/930NF25/B - 1,370 Lumens - 95 CRI - 120W Halogen Equivalent - 25° - 120V $21.18 add Green Creative 34924 - 15.5W LED PAR38 - 3000K 15.5PAR38DIM/930FL40/B - 1,370 Lumens - 95 CRI - 120W Halogen Equivalent - 40° - 120V $27.98 add Green Creative 34926 - 15.5 Watt LED PAR38 3000K - E26 15.5PAR38/930FL40/277V - 120W Halogen Equivalent - 1370 Lumens - 95 CRI - 40 Degree Beam Angle - 120-277V - Dimmable $26.00 EACASE of 6 add Green Creative 34927 - 15.5 Watt LED PAR38 4000K - E26 15.5PAR38/940FL40/277V - 120W - Halogen Equivalent - 1420 Lumens - 95 CRI - 40 Degree Beam Angle - 120-277V - Dimmable $21.18 EACASE of 6 add Green Creative 34918 - 15.5 Watt LED PAR38 2700K - E26 15.5PAR38DIM/927FL40 - 120W Halogen Equivalent - 1320 Lumens - 95 CRI - 40 Degree Beam Angle - 120V - Dimmable $20.68 add Green Creative - 18.5PAR38G4DIM/927NF25 - 16148 - PAR38 LED 120 Watt Halogen Equivalent - 18.5 Watts - 120V - 2700K - 950 Lumens Medium (E26) 19.5PAR38HODIM/940NF25/277V - 2,000 Lumens - 92 CRI - 250W Halogen Equivalent - 25° - 120-277V Green Creative 35009 - 19.5W LED PAR38 - 4000K | 4000 | 93 | 2000 | 102.5641 | 50000 | 19.5 | 1 | 28.48 | 28.48 | 33.4651 | 2020Q3 | https://www.energyavenue.com/Green-Creative/35009 | Energy Avenue | 2020 | Yes
LED Lighting | Reflector | Green Creative | True |  | Reflector (Flood/Spot) | PAR38 | E26 (Medium) | Damp Location Rated,Recessed Fixtures Damp Location Rated,Recessed Fixtures Wattage15.5 Watt18.5 Watt19.5 Watt Color Temp.2700K3000K3500K4000K Beam Angle25°40° Product Description The Green Creative 11A19GUDLED30/G5 flood light's powerful brightness and dimming can replace 250W halogen bulb equivalents. With a sleek, compact size design, the LED PAR38 includes a full-face REFINE optic lens and an E26 standard base too. It lasts 50,000 hours and has a 5-year warranty. Green Creative 35010 Features: 4000K cool neutral white illumination 40-degree beam angle Forward and reverse phase controls Green Creative 35010 Applications: Indoor use Dry and damp locations Open fixtures Alternate Product Versions $21.18 add Green Creative 34920 - 15.5 Watt LED PAR38 3000K - E26 15.5PAR38DIM/930NF25 - 120W Halogen Equivalent - 1370 Lumens - 95 CRI - 25 Degree Beam Angle - 120V - Dimmable $28.48 EACASE of 6 add Green Creative 35005 - 19.5W LED PAR38 - 3000K 19.5PAR38HODIM/930NF25/277V - 2,000 Lumens - 92 CRI - 250W Halogen Equivalent - 25° - 120-277V $28.48 EACASE of 6 add Green Creative 35009 - 19.5W LED PAR38 - 4000K 19.5PAR38HODIM/940NF25/277V - 2,000 Lumens - 92 CRI - 250W Halogen Equivalent - 25° - 120-277V $28.48 add Green Creative 35004 - 19.5W LED PAR38 - 2700K 19.5PAR38HODIM/927NF25/277V - 1,950 Lumens - 92 CRI - 250W Halogen Equivalent - 25° - 120-277V $28.48 add Green Creative 35006 - 19.5W LED PAR38 - 3000K 19.5PAR38HODIM/930NF25/277V - 2,000 Lumens - 92 CRI - 250W Halogen Equivalent - 40° - 120-277V $28.48 add Green Creative 35007 - 19.5W LED PAR38 - 3500K 19.5PAR38HODIM/935NF25/277V - 2,000 Lumens - 92 CRI - 250W Halogen Equivalent - 25° - 120-277V $28.48 add Green Creative 35008 - 19.5W LED PAR38 - 3500K 19.5PAR38HODIM/935FL40/277V - 2,000 Lumens - 92 CRI - 250W Halogen Equivalent - 40° - 120-277V $21.18 add Green Creative 34916 - 15.5W LED PAR38 - 2700K 15.5PAR38DIM/927SP15 - 1,320 Lumens - 95 CRI - 120W Halogen Equivalent - 15° - 120V $21.18 add Green Creative 34917 - 15.5W LED PAR38 - 2700K 15.5PAR38DIM/927NF25 - 1,320 Lumens - 95 CRI - 120W Halogen Equivalent - 25° - 120V $21.18 add Green Creative 34919 - 15.5W LED PAR38 - 3000K 15.5PAR38DIM/930SP15 - 1,370 Lumens - 95 CRI - 120W Halogen Equivalent - 15° - 120V $21.18 add Green Creative 34921 - 15.5W LED PAR38 - 3000K 15.5PAR38DIM/930FL40 - 1,370 Lumens - 95 CRI - 120W Halogen Equivalent - 40° - 120V $21.18 add Green Creative 34922 - 15.5W LED PAR38 - 4000K 15.5PAR38DIM/940FL40 - 1,420 Lumens - 95 CRI - 120W Halogen Equivalent - 40° - 120V $21.18 add Green Creative 34923 - 15.5W LED PAR38 - 3000K 15.5PAR38DIM/930NF25/B - 1,370 Lumens - 95 CRI - 120W Halogen Equivalent - 25° - 120V $21.18 add Green Creative 34924 - 15.5W LED PAR38 - 3000K 15.5PAR38DIM/930FL40/B - 1,370 Lumens - 95 CRI - 120W Halogen Equivalent - 40° - 120V $27.98 add Green Creative 34926 - 15.5 Watt LED PAR38 3000K - E26 15.5PAR38/930FL40/277V - 120W Halogen Equivalent - 1370 Lumens - 95 CRI - 40 Degree Beam Angle - 120-277V - Dimmable $26.00 EACASE of 6 add Green Creative 34927 - 15.5 Watt LED PAR38 4000K - E26 15.5PAR38/940FL40/277V - 120W - Halogen Equivalent - 1420 Lumens - 95 CRI - 40 Degree Beam Angle - 120-277V - Dimmable $21.18 EACASE of 6 add Green Creative 34918 - 15.5 Watt LED PAR38 2700K - E26 15.5PAR38DIM/927FL40 - 120W Halogen Equivalent - 1320 Lumens - 95 CRI - 40 Degree Beam Angle - 120V - Dimmable $20.68 add Green Creative - 18.5PAR38G4DIM/927NF25 - 16148 - PAR38 LED 120 Watt Halogen Equivalent - 18.5 Watts - 120V - 2700K - 950 Lumens Medium (E26) 19.5PAR38HODIM/940FL40/277V - 2,000 Lumens - 92 CRI - 250W Halogen Equivalent - 40° - 120-277V Green Creative 35010 - 19.5W LED PAR38 - 4000K | 4000 | 93 | 2000 | 102.5641 | 50000 | 19.5 | 1 | 28.48 | 28.48 | 33.4651 | 2020Q3 | https://www.energyavenue.com/Green-Creative/35010 | Energy Avenue | 2020 | Yes
LED Lighting | A-Type | Manufacturer: Eiko | False |  |  |  | Medium E26 | Home > LED Light Bulbs > LED A19 Bulbs > Over 2000 Lumens (High Ouput) > 3000K Warm White > 19 Watt LED High Output A21 Light Bulb 2000 Lumens E26 Medium Base 120-277V 3000K Product Specifications - Quick Reference Input Voltage: Dimming: 120-277V NOT Dimmable Dimensions: Beam Angle: 2.64" W x 5.55" MOL 220 Degree LED Color: 3000K Warm White Life Time: 25,000 Hours Power Consumption: Luminous Efficacy: 19 Watts 105 lm/W CRI / Lumens: Certifications: 80 CRI / 2000 Lumens cULus, ENERGY STAR Every industry thrives on new and forward thinking technology. While LED's are not new, in recent years their performance and reliability have improved to make them a more viable option for general and task-oriented lighting. Eikos extended line of LED High Output A21 and A23 incandescent replacement lamps truly represent the next generation in lighting by saving you time, money, and energy through the use of quality LED chips for long life, superior lumen and color maintenance. They also feature instant, flicker-free start-up and no off-state power draw. We have seen where some people are looking for the cheapest LED light bulbs, or, lowest cost LED bulb, or, even, the best price LED light bulbs. You don't have to hunt because you have just found it - and - it has great quality to boot! This item is the Eiko LED19WA21/OMN/830-G8 (10530). Energy Star Certified and Damp Location Rated is a cost-effective LED solution for replacing your existing 125 watt incandescent A-lamps and up to 70W HID Lamps. They are 80% more efficient and last 30x longer than the 125/150/200W incandescent light bulbs they replace. The LED19WA21/OMN/830-G8 is a NON- dimmable LED light bulb. Not only do they look like your 125 watt incandescent light bulb, they are also instant-on with no warm up shatterproof. With a 220 degree beam angle they are ideal for restaurants, residential and healthcare applications. Click here to see the Eiko High Output LED A21 and A23 Light Bulb Specification Sheet. Now for the specifics on the 10530: It replaces your 125W incandescent light bulb but consumes just 19 Watts of 120-277V input power and generates 2,000 lumens of 80+ CRI 3000K light (that is a very nice 105 lumens per watt). They have long life - 25,000 hours - and offer a beam angle of 220 degrees. They are RoHS Compliant; no mercury or lead, and are enclosed fixture rated. The operating temperature range is from -4°F (-20°C) to 113°F (45°C). These A21 LED light bulbs fit most fixtures with the standard E26 medium base socket. The LED19WA21/OMN/830-G8 is made of shatter-resistant plastic for reduced risk of injury and/or breakage. They are suited to a wide variety of residential and commercial applications, including pendants, wall sconces and table/floor lamps. They carry a 5 year limited warranty. Eiko 19 Watt LED High Output A21 Light Bulb 2000 Lumens E26 Medium Base 120-277V 3000K | 3000 | 80 | 2000 | 105.2632 | 25000 | 19 | 1 | 12.29 | 12.29 | 14.4412 | 2020Q2 | https://www.greenelectricalsupply.com/19-watt-led-high-output-a21-light-bulb-2000-lumens-e26-medium-base-120-277v-3000k.aspx | Green Electrical Supply | 2020 | Yes
LED Lighting | Reflector | Green Creative | True |  | Reflector (Flood/Spot) | BR30 | E26 (Medium) | Damp Location Rated,Recessed Fixtures Damp Location Rated,Recessed Fixtures Product Description Green Creative has become one of the leading LED manufacturers in the country because of the quality and durability of their products. The 57885 - 9BR30DIM/8CCTD - BR30 LED is no different. Running on 8 watts, this light is a direct replacement for 65 watt incandescent lamps, resulting in an 80% savings. This LED has a warm white color temperature of 2700K but can be dimmed to 2200K. This Lamp produces 650 lumens at a 110° beam angle. Rated for 25,000 life hours, this lamp comes with a 3 year warranty. This 120V, medium (E26) base lamp features a 80 CRI! This Green Creative lamp features 2700K-2200K dimming designed to replicate the warm dimming effect of traditional incandescent light sources. As the lamp dims, its CCT gradually warms, helping to create the perfect ambience for all occasions. 110 degree beam angle High efficacy 72 LPW Smooth warm dimming from 2700K-2200K CCT Accurate Color Rendering CRI 80 Suitable for use in totally closed fixtures Medium (E26) 65W Equal Green Creative - 57885 - 9BR30DIM/8CCTD - 8 Watt - BR30 | 2700 | 84 | 650 | 72.2222 | 25000 | 9 | 12 | 111.36 | 9.28 | 10.9044 | 2020Q3 | https://www.energyavenue.com/Green-Creative/57885 | Energy Avenue | 2020 | Yes
LED Lighting | Reflector | Green Creative | True |  | Reflector (Flood/Spot) | PAR16 | GU10 | Damp Location Rated,Recessed Fixtures Damp Location Rated,Recessed Fixtures Wattage6 Watt7 Watt7.5 Watt Color Temp.2700K3000K4000K Base TypeGU10GU5.3 Product Description Running on 6 watts, Green Creative 6GU10DIM/830FL35 57988, replaces 50 watt halogen resulting to 80% energy savings. This dimmable LED has a 3000Kcolor temperature (warm white). Producing 83 lumens per wattage, total of 500 initial lumens, at 35° flood beam angle. Green Creative 57988 is 120V GU10 base lamp suitable for totally enclosed fixtures with advance thermal design. Rated for 25,000 life hours, this lamp comes with a 3 year warranty. Green Creative 57988 Features: 500 lumens of powerful light output Compact design, fits most fixture Flood beam angle of 35° Dimmable UL listed $174 savings per lamp over the course of lifetime of 25,000 hours Alternate Product Versions $15.88 EACASE of 12 add Green Creative 98481 - 7W LED MR16 Bulb - 2700K 7MR16DIM/927SP15 - 580 Lumens - 92 CRI - 75W Halogen Equivalent - 15° - 12V $15.88 EACASE of 12 add Green Creative 98486 - 7.5W LED MR16 Bulb - 3000K 7.5MR16DIM/930FL35 - 580 Lumens - 92 CRI - 75W Halogen Equivalent - 35° - 12V $15.88 EACASE of 12 add Green Creative 98483 - 7.5W LED MR16 Bulb - 2700K 7.5MR16DIM/927FL35 - 580 Lumens - 92 CRI - 75W Halogen Equivalent - 35° - 12V $15.88 EACASE of 12 add Green Creative 98484 - 7W LED MR16 - 3000K 7MR16DIM/930SP15 - 580 Lumens - 92 CRI - 75W Halogen Equivalent - 15° - 12V $8.98 EACASE of 12 add Green Creative 57984 - 6W LED MR16 2700K - GU5.3 6MR16DIM/827FL35 - 50 Watt Halogen Equal - 480 Lumens - 82 CRI - Dimmable - 35° Beam Angle - 12V $8.98 EACASE of 12 add Green Creative - 57985 - 6MR16DIM/830FL35 - LED MR16 Flood GU5.3 - 6 Watt - 50 Watt Halogen Equal - 3000K $8.98 EACASE of 12 add Green Creative - 57986 - 6MR16DIM/840FL35 - LED MR16 Flood GU5.3 - 6 Watt - 50 Watt Halogen Equal - 4000K $8.98 EACASE of 12 add Green Creative 57987 - 6W LED MR16 Flood - 2700K GU10 - 6GU10DIM/827FL35 - 50 Watt Halogen Equal $7.98 add Green Creative 58285 - 6W LED MR16 - 2700K - GU5.3 6MR16DIM/827FL35/35W - 35W Halogen Equivalent - 425 Lumens - 82 CRI - 35 Degree Beam Angle - 12V $7.98 add Green Creative 58286 - 6W LED MR16 Bulb - 3000K 6MR16DIM/830FL35/35W - 450 Lumens - 82 CRI - 35W Halogen Equivalent - 35° - 12V GU10 6GU10DIM/830FL35 - 50 Watt Halogen Equivalent - 120V - GU10 Base - 35 Deg Beam Angle - Dimmable Green Creative 57988 - 6W MR16 LED - 3000K | 3000 | 83 | 500 | 83.3333 | 25000 | 6 | 1 | 8.98 | 8.98 | 10.5518 | 2020Q3 | https://www.energyavenue.com/Green-Creative/57988 | Energy Avenue | 2020 | Yes
LED Lighting | A-Type | Manufacturer: Eiko | False |  |  |  | Medium E26 | Home > LED Light Bulbs > LED A19 Bulbs > Over 2000 Lumens (High Ouput) > 4000K Cool White > 19 Watt LED High Output A21 Light Bulb 2000 Lumens E26 Medium Base 120-277V 4000K Product Specifications - Quick Reference Input Voltage: Dimming: 120-277V NOT Dimmable Dimensions: Beam Angle: 2.64" W x 5.55" MOL 220 Degree LED Color: 4000K Cool White Life Time: 25,000 Hours Power Consumption: Luminous Efficacy: 19 Watts 105 lm/W CRI / Lumens: Certifications: 80 CRI / 2000 Lumens cULus, ENERGY STAR Every industry thrives on new and forward thinking technology. While LED's are not new, in recent years their performance and reliability have improved to make them a more viable option for general and task-oriented lighting. Eikos extended line of LED High Output A21 and A23 incandescent replacement lamps truly represent the next generation in lighting by saving you time, money, and energy through the use of quality LED chips for long life, superior lumen and color maintenance. They also feature instant, flicker-free start-up and no off-state power draw. We have seen where some people are looking for the cheapest LED light bulbs, or, lowest cost LED bulb, or, even, the best price LED light bulbs. You don't have to hunt because you have just found it - and - it has great quality to boot! This item is the Eiko LED19WA21/OMN/840-G8 (10531). Energy Star Certified and Damp Location Rated is a cost-effective LED solution for replacing your existing 125 watt incandescent A-lamps and up to 70W HID Lamps. They are 80% more efficient and last 30x longer than the 125W incandescent light bulbs they replace. The LED19WA21/OMN/840-G8 is a NON-dimmable LED light bulb. Not only do they look like your 125 watt incandescent light bulb, they are also instant-on with no warm up shatterproof. With a 220 degree beam angle they are ideal for restaurants, residential and healthcare applications. Click here to see the Eiko High Output LED A21 and A23 Light Bulb Specification Sheet. Now for the specifics on the 10531: It replaces your 125W incandescent light bulb but consumes just 19 Watts of 120-277V input power and generates 2,000 lumens of 80+ CRI 4000K light (that is a very nice 105 lumens per watt). They have long life - 25,000 hours - and offer a beam angle of 220 degrees. They are RoHS Compliant; no mercury or lead, and are enclosed fixture rated. The operating temperature range is from -4°F (-20°C) to 113°F (45°C). These A21 LED light bulbs fit most fixtures with the standard E26 medium base socket. The LED19WA21/OMN/840-G8 is made of shatter-resistant plastic for reduced risk of injury and/or breakage. They are suited to a wide variety of residential and commercial applications, including pendants, wall sconces and table/floor lamps. They carry a 5 year limited warranty. Eiko 19 Watt LED High Output A21 Light Bulb 2000 Lumens E26 Medium Base 120-277V 4000K | 4000 | 80 | 2000 | 105.2632 | 25000 | 19 | 1 | 12.29 | 12.29 | 14.4412 | 2020Q2 | https://www.greenelectricalsupply.com/19-watt-led-high-output-a21-light-bulb-2000-lumens-e26-medium-base-120-277v-4000k.aspx | Green Electrical Supply | 2020 | Yes
LED Lighting | Downlight | Green Creative | True |  | General Purpose Replacement | A19 | E26 (Medium) | Damp Location Rated,Not for Use in Recessed Fixtures Damp Location Rated,Not for Use in Recessed Fixtures Wattage10 Watt11 Watt6 Watt8 Watt9 Watt9.5 Watt Product Description The Green Creative 97965 LED A19 Bulb uses only 10W of power and is a great low energy replacement for 75W incandescents. These LEDs can be used with a wide range of a-lamp sockets such as flushmounts and sconces. These LEDs can last for up to 25,000 hours and comes with a three-year warranty. When used with a dimmer, you can dim down the lights for different lighting applications. Green Creative 97965 Features: Warm diffused lighting Compact form factor 3000K color temperature Green Creative 97965 Applications: Downlighting Uplighting General lighting Alternate Product Versions $3.58 EACASE of 6 add Green Creative 97985 - 6W LED A19 - 2700K 6A19DIM/827 - 480 Lumens - 82 CRI - 40W Incandescent Equivalent - 230° - 120V $7.58 EACASE of 6 add Green Creative 98140 - 11W LED A19 - 4000K 11A19DIM/840 - 1200 Lumens - 82 CRI - 75W Incandescent Equivalent - 240° - 120V $12.58 add Green Creative 98564 - 9 Watt LED A19 4000K - E26 9A19/940/277V - 60 Watt Incandescent Equivalent - 860 Lumens - 92 CRI - 120-277V - Dimmable $7.98 add Green Creative 98559 - 9 Watt LED A19 2700K - E26 9A19DIM/927 - 60 Watt Incandescent Equivalent - 800 Lumens - 92 CRI - 120V - Dimmable $4.98 add Green Creative 98565 - 9 Watt LED A19 2700K - GU24 9A19DIM/927/GU24/R - 60 Watt Incandescent Equivalent - 800 Lumens - 92 CRI - 120V - Dimmable $13.98 add Green Creative - 28395 - 9A19DIM/927 - LED A19 Bulb 9W - E26 - 2700K - Dimmable $3.90 add Green Creative - 40741 - 9A19G4DIM/824 - A19 LED - 60 Watt Equivalent 9 Watt - 120V - E26 Medium Base - 2400K - Warm White - 700 Lumens (Initial) - 300 Degree Beam Angle - Dimmable $7.95 add Green Creative - 57883 - 9.5A19DIM/8CCTD - Omni-Directional A19 - 9.5 Watt 60W Equal - 2200-2700K Warm Dim - 800 Lumens $12.98 add Green Creative - 58038 - 9A19/830/277V - A19 LED E26 - 9 Watt - 60 Watt Incandescent Equal - 3000K $9.98 add Green Creative - 97780 - 9A19DIM/827 - A19 LED Bulb Medium E26 Base - 9 Watt - 60 Watt Incandescent Equivalent - 2700K $9.98 add Green Creative - 97781 - 9A19DIM/830 - A19 LED Bulb Medium E26 Base - 9 Watt - 60 Watt Incandescent Equivalent - 3000K $9.98 add Green Creative - 97782 - 9A19DIM/840 - A19 LED Bulb Medium E26 Base - 9 Watt - 60 Watt Incandescent Equivalent - 4000K $4.68 add Green Creative 98012 - 8W LED A19 - 3000K - E26 8A19DIM/830 - 60 Watt Incandescent Equivalent - 810 Lumens - 82 CRI - 230° Beam Angle - 120V $4.68 EACASE of 6 add Green Creative 98013 - 8W LED A19 Bulb - 4000K 8A19DIM/840 - 810 Lumens - 82 CRI - 60W Incandescent Equivalent - 230° - 120V Medium (E26) 10A19DIM/830 - 1150 Lumens - 82 CRI - 75W Incandescent Equivalent - 240° - 120V Green Creative 97965 - 10W LED A19 Bulb - 3000K | 3000 | 83 | 1150 | 115 | 25000 | 10 | 1 | 5 | 5 | 5.8752 | 2020Q3 | https://www.energyavenue.com/Green-Creative/97965 | Energy Avenue | 2020 | No
LED Lighting | Downlight | Green Creative | True |  | General Purpose Replacement | A19 | E26 (Medium) | Damp Location Rated,Not for Use in Recessed Fixtures Damp Location Rated,Not for Use in Recessed Fixtures Wattage10 Watt11 Watt6 Watt8 Watt9 Watt9.5 Watt Product Description The team at Green Creative has done it again with another energy-efficient solution for home or business. This 6W LED A19 lamp from their Titanium series offers a classic silhouette and 2700K of warm white light while saving up to 80 percent energy consumption over tradition 40W incandescent bulbs. Use it for general lighting or to create a mood in any standard E26 fixture indoors or out. Product Features: Direct replacement for 40W incandescent bulbs Up to 80 percent energy savings Compatible with all E26 base fixtures Omni-directional 230-degree beam Classic A19 profile Color accuracy of 82 CRI Dimmable Ideal for shaded lamps Lifespan of up to 25,000 hours Three-year warranty Applications: Table and floor lamps Ceiling fixtures Recessed downlights Uplights Alternate Product Versions $7.58 EACASE of 6 add Green Creative 98140 - 11W LED A19 - 4000K 11A19DIM/840 - 1200 Lumens - 82 CRI - 75W Incandescent Equivalent - 240° - 120V $12.58 add Green Creative 98564 - 9 Watt LED A19 4000K - E26 9A19/940/277V - 60 Watt Incandescent Equivalent - 860 Lumens - 92 CRI - 120-277V - Dimmable $7.98 add Green Creative 98559 - 9 Watt LED A19 2700K - E26 9A19DIM/927 - 60 Watt Incandescent Equivalent - 800 Lumens - 92 CRI - 120V - Dimmable $4.98 add Green Creative 98565 - 9 Watt LED A19 2700K - GU24 9A19DIM/927/GU24/R - 60 Watt Incandescent Equivalent - 800 Lumens - 92 CRI - 120V - Dimmable $13.98 add Green Creative - 28395 - 9A19DIM/927 - LED A19 Bulb 9W - E26 - 2700K - Dimmable $3.90 add Green Creative - 40741 - 9A19G4DIM/824 - A19 LED - 60 Watt Equivalent 9 Watt - 120V - E26 Medium Base - 2400K - Warm White - 700 Lumens (Initial) - 300 Degree Beam Angle - Dimmable $7.95 add Green Creative - 57883 - 9.5A19DIM/8CCTD - Omni-Directional A19 - 9.5 Watt 60W Equal - 2200-2700K Warm Dim - 800 Lumens $12.98 add Green Creative - 58038 - 9A19/830/277V - A19 LED E26 - 9 Watt - 60 Watt Incandescent Equal - 3000K $9.98 add Green Creative - 97780 - 9A19DIM/827 - A19 LED Bulb Medium E26 Base - 9 Watt - 60 Watt Incandescent Equivalent - 2700K $9.98 add Green Creative - 97781 - 9A19DIM/830 - A19 LED Bulb Medium E26 Base - 9 Watt - 60 Watt Incandescent Equivalent - 3000K $9.98 add Green Creative - 97782 - 9A19DIM/840 - A19 LED Bulb Medium E26 Base - 9 Watt - 60 Watt Incandescent Equivalent - 4000K $5.00 add Green Creative 97965 - 10W LED A19 Bulb - 3000K 10A19DIM/830 - 1150 Lumens - 82 CRI - 75W Incandescent Equivalent - 240° - 120V $4.68 add Green Creative 98012 - 8W LED A19 - 3000K - E26 8A19DIM/830 - 60 Watt Incandescent Equivalent - 810 Lumens - 82 CRI - 230° Beam Angle - 120V $4.68 EACASE of 6 add Green Creative 98013 - 8W LED A19 Bulb - 4000K 8A19DIM/840 - 810 Lumens - 82 CRI - 60W Incandescent Equivalent - 230° - 120V Medium (E26) 6A19DIM/827 - 480 Lumens - 82 CRI - 40W Incandescent Equivalent - 230° - 120V Green Creative 97985 - 6W LED A19 - 2700K | 2700 | 82 | 480 | 80 | 25000 | 6 | 1 | 3.58 | 3.58 | 4.2066 | 2020Q3 | https://www.energyavenue.com/Green-Creative/97985 | Energy Avenue | 2020 | No
LED Lighting | A-Type | Manufacturer: Eiko | False | Daylighting/Photocell, |  |  | Medium E26 | Home > LED Light Bulbs > LED A19 Bulbs > Over 2000 Lumens (High Ouput) > 5000K Daylight > 19 Watt LED High Output A21 Light Bulb 2000 Lumens E26 Medium Base 120-277V 5000K Product Specifications - Quick Reference Input Voltage: Dimming: 120-277V NOT Dimmable Dimensions: Beam Angle: 2.64" W x 5.55" MOL 220 Degree LED Color: 5000K Daylight Life Time: 25,000 Hours Power Consumption: Luminous Efficacy: 19 Watts 105 lm/W CRI / Lumens: Certifications: 80 CRI / 2000 Lumens cULus, ENERGY STAR Every industry thrives on new and forward thinking technology. While LED's are not new, in recent years their performance and reliability have improved to make them a more viable option for general and task-oriented lighting. Eikos extended line of LED High Output A21 and A23 incandescent replacement lamps truly represent the next generation in lighting by saving you time, money, and energy through the use of quality LED chips for long life, superior lumen and color maintenance. They also feature instant, flicker-free start-up and no off-state power draw. We have seen where some people are looking for the cheapest LED light bulbs, or, lowest cost LED bulb, or, even, the best price LED light bulbs. You don't have to hunt because you have just found it - and - it has great quality to boot! This item is the Eiko LED19WA21/OMN/850-G8 (10532). Energy Star Certified and Damp Location Rated is a cost-effective LED solution for replacing your existing 125 watt incandescent A-lamps and up to 70W HID Lamps. They are 80% more efficient and last 30x longer than the 125W incandescent light bulbs they replace. The LED19WA21/OMN/850-G8 is a NON-dimmable LED light bulb. Not only do they look like your 125 watt incandescent light bulb, they are also instant-on with no warm up shatterproof. With a 220 degree beam angle they are ideal for restaurants, residential and healthcare applications. Click here to see the Eiko High Output LED A21 and A23 Light Bulb Specification Sheet. Now for the specifics on the 10532: It replaces your 125W incandescent light bulb but consumes just 19 Watts of 120-277V input power and generates 2,000 lumens of 80+ CRI 4000K light (that is a very nice 105 lumens per watt). They have long life - 25,000 hours - and offer a beam angle of 220 degrees. They are RoHS Compliant; no mercury or lead, and are enclosed fixture rated. The operating temperature range is from -4°F (-20°C) to 113°F (45°C). These A21 LED light bulbs fit most fixtures with the standard E26 medium base socket. The LED19WA21/OMN/850-G8 is made of shatter-resistant plastic for reduced risk of injury and/or breakage. They are suited to a wide variety of residential and commercial applications, including pendants, wall sconces and table/floor lamps. They carry a 5 year limited warranty. Eiko 19 Watt LED High Output A21 Light Bulb 2000 Lumens E26 Medium Base 120-277V 5000K | 5000 | 80 | 2000 | 105.2632 | 25000 | 19 | 1 | 12.29 | 12.29 | 14.4412 | 2020Q2 | https://www.greenelectricalsupply.com/19-watt-led-high-output-a21-light-bulb-2000-lumens-e26-medium-base-120-277v-5000k.aspx | Green Electrical Supply | 2020 | Yes
LED Lighting | A-Type | TCP |  |  | General Purpose Replacement | A19 | E26 (Medium) | Damp Location Rated Damp Location Rated Description This LED A19 produces a halogen color that makes it ideal for use in bathrooms and kitchens where you need a clearer view, but still want a calming atmosphere. Shatter-resistance minimizes replacements Longer lifespan than incandescent bulbs Great choice for table lamps or sconces 1100 Lumens - 3000 Kelvin - 120 Volt - TCP L11A19N1530K LED A19 - 13.5 Watt - 75 Watt Equal - Halogen Match | 3000 | 83 | 1150 | 104.5455 | 15000 | 11 | 12 | 35.28 | 2.94 | 3.4546 | 2020Q3 | https://www.1000bulbs.com/product/203460/TCP-10128.html | 1000bulbs.com | 2020 | Yes
LED Lighting | A-Type | Green Creative | True |  | General Purpose Replacement | A19 | E26 (Medium) | Damp Location Rated,Recessed Fixtures Damp Location Rated,Recessed Fixtures Wattage11 Watt15 Watt9 Watt Color Temp.2700K3000K4000K Product Description The Green Creative 11A19DIM/930 LED A19 bulb illuminates 3000K warm white radiance at a 240-degree beam angle continuously for 25,000 life hours. The Energy Star certified bulb has uniform light distribution and tight LED binning. It also has a dimming feature only accessible with forward phase and reverse phase dimming devices. Green Creative 98142 Features: 75W incandescent equivalent E26 base 5-year warranty Green Creative 98142 Applications: Indoor use Dry and damp locations Open and enclosed fixtures Alternate Product Versions $12.58 EACASE of 6 add Green Creative 98562 - 9W LED A19 - 2700K 9A19/927/277V - 800 Lumens - 92 CRI - 60W Incandescent Equivalent - 240° - 120-277V $7.98 add Green Creative 98560 - 9W LED A19 - 3000K 9A19DIM/930 - 820 Lumens - 92 CRI - 60W Incandescent Equivalent - 240° - 120V $7.98 add Green Creative 98561 - 9W LED A19 - 4000K 9A19DIM/940 - 860 Lumens - 92 CRI - 60W Incandescent Equivalent - 240° - 120V $12.58 add Green Creative 98563 - 9W LED A19 - 3000K 9A19/930/277V - 820 Lumens - 92 CRI - 60W Incandescent Equivalent - 240° - 120-277V $9.98 add Green Creative 98141 - 11W LED A19 - 2700K 11A19DIM/927 - 1100 Lumens - 92 CRI - 75W Incandescent Equivalent - 240° - 120V $9.98 add Green Creative 98143 - 11W LED A19 - 4000K 11A19DIM/940 - 1200 Lumens - 92 CRI - 75W Incandescent Equivalent - 240° - 120V $19.98 add Green Creative 98147 - 15W LED A21 - 2700K 15A21DIM/927/N - 1600 Lumens - 92 CRI - 100W Incandescent Equivalent - 240° - 120V $19.98 add Green Creative 98148 - 15W LED A21 - 3000K 15A21DIM/930/N - 1650 Lumens - 92 CRI - 100W Incandescent Equivalent - 240° - 120V $19.98 add Green Creative 98149 - 15W LED A21 - 4000K 15A21DIM/940/N - 1700 Lumens - 92 CRI - 100W Incandescent Equivalent - 240° - 120V Medium (E26) 11A19DIM/930 - 75 Watt Incandescent Equivalent - 1150 Lumens - 92 CRI - 120V - Dimmable Green Creative 98142 - 11 Watt LED A19 3000K - E26 | 3000 | 94 | 1150 | 104.5455 | 25000 | 11 | 1 | 9.98 | 9.98 | 11.7269 | 2020Q3 | https://www.energyavenue.com/Green-Creative/98142 | Energy Avenue | 2020 | Yes
LED Lighting | A-Type | Manufacturer: TCP | False |  | General Purpose Replacement | A19 | E26 (Medium) | Damp Location Rated Damp Location Rated Home > Energy Star Qualified Products > 13.5 Watt 1100 Lumen Non-Dimmable Enclosed Fixture Rated LED A19 Light Bulb 3000K Product Specifications - Quick Reference Input Voltage: Lumens: 120 Volt AC 1100 Lumens Dimensions: Dimmable: 2.4" W x 4.4" MOL NO - Not Dimmable LED Color: 3000K Warm White Life Time: 15,000 Hours Power Consumption: Luminous Efficacy: 13.5 Watts 81.5 lm/W CRI: Certifications: 80 CRI UL listed, ENERGY STAR Built off a 20-year history of producing energy efficient lighting, Technical Consumer Products, Inc. (TCP) is excited to announce its most advanced and comprehensive lineup of LED lamps: the LED Elite Series. With TCPs dedication to manufacturing high quality, state-of-the-art lighting, combined with excellent high color rendering index (CRI) and new shatterproof smooth housing (which gives the appearance of traditional halogen bulbs), the LED Elite Series bulbs are a perfect choice to transform nearly every lighted environment into something extraordinary. This is the TCP, LED Elite All-Purpose NON-Dimmable A19 lamp with 230 Degree Beam Angle, and it comes with a color temperature of 3000 Kelvin (K). UL approved, RoHS Compliant, Energy Star Qualified, the TCP L11A19N1530K, a replacement of the LED13A2130K, offers a very durable, solid state lighting technology that significantly reduces lighting service and maintenance costs. These NON-Dimmable LED A19 bulbs consume up to 80% LESS energy than a standard 100-watt incandescent. These LED A19 bulbs do not contain Mercury or any other harmful substance, generate no IR or UV rays and carry a 3 Year Limited Warranty. TCPs LED A19 lamps have the highest light output and are the most efficient A19 LED light bulbs available today. Consuming just 13.5 watts of 120 volt energy, this A19 lamp generates 1100 lumens, that's 81.5 Lumens per watt. This 75 watt equivalent LED A19 bulb can be used in outdoor fixtures when protected from the elements, in enclosed rated fixtures, has a rated life of 15,000 hours with a minimum starting temperature of -30 degrees Celsius and measures 4.4" MOL and 2.4" in diameter. Click here to see the TCP LED Elite Omni Directional A19 Series Specification Sheet. Typical Applications Typical applications for the TCP L11A19N1530K, Elite non-dimmable A19 LED light bulbs include general indoor or outdoor lighting, table lamps, sconces, floor lamps and ceiling fixtures. TCP 13.5 Watt 1100 Lumen Non-Dimmable Enclosed Fixture Rated LED A19 Light Bulb 3000K | 3000 | 83 | 1150 | 104.5455 | 15000 | 11 | 1 | 3.08 | 3.08 | 3.6191 | 2020Q3 | https://www.greenelectricalsupply.com/13.5-watt-a19-led-non-dimmable-3000k.aspx | Green Electrical Supply | 2020 | Yes
LED Lighting | A-Type | Standard Products | True |  | LED | A19 | E26 (Medium) | Topbulb » LED Bulbs » LED Standard Shape » 75W Equal » Standard - 11W LED - 75W Equal - Warm White Use this 11 watt LED as a direct replacement for a 75 watt incandescent. The warm white illumination matches the appearance of incandescent. Fully dimmable, consult the attached dimmer list for optimum dimming performance. This LED light bulb is Energy Star qualified. See the document below for complete specifications. Shipping Notice This item has certain shipping restrictions. Please refer to specifications table on this page for restricted shipping zones. LED Technology Notice Due to constantly evolving nature of LED technology, manufacturers will reserve the right to replace this product with next generation technology. We appreciate your understanding and acceptance of this policy. Utility/Government Incentives Documents Standard 64286 Specifications and Dimmer List About Standard Standard Products Inc., head office located in Montreal, Canada, supplies a full range of lighting solutions to the North American market. Standard surpasses market norms on quality products and innovative ideas across their entire line of lamps. Standard Products Inc. is a Gold Standard Winner as one of Canada's Best Managed Companies. 25,000 Hour Life • Dimmable • Energy Star Standard - 11W LED - 75W Equal - Warm White | 2700 | 81 | 1150 | 104.5455 | 25000 | 11 | 1 | 6.95 | 6.95 | 8.1665 | 2020Q3 | https://www.topbulb.com/standard-11w-led-75w-equal-warm-white | Top Bulb | 2020 | Yes
LED Lighting | A-Type | Manufacturer: TCP | False |  | General Purpose Replacement | A19 | E26 (Medium) | Damp Location Rated Home > Energy Star Qualified Products > 13.5 Watt 1100 Lumen Non-Dimmable Enclosed Fixture Rated LED A19 Light Bulb 3000K Product Specifications - Quick Reference Input Voltage: Lumens: 120 Volt AC 1100 Lumens Dimensions: Dimmable: 2.4" W x 4.4" MOL NO - Not Dimmable LED Color: 3000K Warm White Life Time: 15,000 Hours Power Consumption: Luminous Efficacy: 13.5 Watts 81.5 lm/W CRI: Certifications: 80 CRI UL listed, ENERGY STAR Built off a 20-year history of producing energy efficient lighting, Technical Consumer Products, Inc. (TCP) is excited to announce its most advanced and comprehensive lineup of LED lamps: the LED Elite Series. With TCPs dedication to manufacturing high quality, state-of-the-art lighting, combined with excellent high color rendering index (CRI) and new shatterproof smooth housing (which gives the appearance of traditional halogen bulbs), the LED Elite Series bulbs are a perfect choice to transform nearly every lighted environment into something extraordinary. This is the TCP, LED Elite All-Purpose NON-Dimmable A19 lamp with 230 Degree Beam Angle, and it comes with a color temperature of 3000 Kelvin (K). UL approved, RoHS Compliant, Energy Star Qualified, the TCP L11A19N1530K, a replacement of the LED13A2130K, offers a very durable, solid state lighting technology that significantly reduces lighting service and maintenance costs. These NON-Dimmable LED A19 bulbs consume up to 80% LESS energy than a standard 100-watt incandescent. These LED A19 bulbs do not contain Mercury or any other harmful substance, generate no IR or UV rays and carry a 3 Year Limited Warranty. TCPs LED A19 lamps have the highest light output and are the most efficient A19 LED light bulbs available today. Consuming just 13.5 watts of 120 volt energy, this A19 lamp generates 1100 lumens, that's 81.5 Lumens per watt. This 75 watt equivalent LED A19 bulb can be used in outdoor fixtures when protected from the elements, in enclosed rated fixtures, has a rated life of 15,000 hours with a minimum starting temperature of -30 degrees Celsius and measures 4.4" MOL and 2.4" in diameter. Click here to see the TCP LED Elite Omni Directional A19 Series Specification Sheet. Typical Applications Typical applications for the TCP L11A19N1530K, Elite non-dimmable A19 LED light bulbs include general indoor or outdoor lighting, table lamps, sconces, floor lamps and ceiling fixtures. TCP 13.5 Watt 1100 Lumen Non-Dimmable Enclosed Fixture Rated LED A19 Light Bulb 3000K | 3000 | 83 | 1150 | 104.5455 | 15000 | 11 | 1 | 3.08 | 3.08 | 3.6191 | 2020Q2 | https://www.greenelectricalsupply.com/13.5-watt-a19-led-non-dimmable-3000k.aspx | Green Electrical Supply | 2020 | Yes
LED Lighting | Reflector | Green Creative | True |  | Reflector (Flood/Spot) | R20 | E26 (Medium) | Damp Location Rated,Recessed Fixtures Damp Location Rated,Recessed Fixtures Product Description Save energy without sacrificing performance by swapping your traditional household bulbs for the with this LED R20 lamp from Green Creative. With this environmentally friendly product, you'll enjoy 2700K of soft white light for up to 25,000 hours. It's shatter-proof, suitable for fully enclosed fixtures, and compatible with any E26 base. Green Creative 7.5R20DIM/827 98460 Features: Direct replacement for 45W incandescent bulbs with an E26 base Shatterproof material Classic E20 silhouette Rated for damp locations Suitable for fully enclosed fixtures Energy Star certified Smooth dimming to 10 percent Beam angle of 120 degrees Color accuracy of 82 CRI Lifespan of up to 25,000 hours Three-year limited warranty Green Creative 7.5R20DIM/827 98460 Applications: General lighting Downlights Table lamps Ceiling fixtures Medium (E26) 7.5R20DIM/827 - 525 Lumens - 82 CRI - 45W Incandescent Equivalent - 120° - 120V Green Creative 98460 - 7.5W LED R20 - 2700K | 2700 | 81 | 525 | 70 | 25000 | 7.5 | 1 | 4.58 | 4.58 | 5.3817 | 2020Q3 | https://www.energyavenue.com/Green-Creative/98460 | Energy Avenue | 2020 | Yes
LED Lighting | Reflector | Green Creative | True |  | Reflector (Flood/Spot) | BR30 | E26 (Medium) | Damp Location Rated,Recessed Fixtures Damp Location Rated,Recessed Fixtures Product Description The Green Creative 98463 LED BR30 Bulb is a great low energy replacement for a 65W incandescent bulb. Each uses only 9W of power and provides a cool white light with its 4000K color temperature. Each bulb is designed to last up to 25,000 hours and comes with a three-year warranty for added peace of mind. Each LED can be used with a compatible dimmer switch for different lighting solutions. Green Creative 98463 Features: Shatterproof design Dimmer switch compatible three-year warranty Green Creative 98463 Applications: Commercial lighting Residential lighting Medium (E26) 9BR30DIM/840 - 650 Lumens - 82 CRI - 65W Incandescent Equivalent - 120° - 120V Green Creative 98463 - 9W LED BR30 Bulb - 4000K | 4000 | 82 | 650 | 72.2222 | 25000 | 9 | 1 | 4.68 | 4.68 | 5.4992 | 2020Q3 | https://www.energyavenue.com/Green-Creative/98463 | Energy Avenue | 2020 | Yes
LED Lighting | Reflector | Green Creative | True |  | Reflector (Flood/Spot) | BR40 | E26 (Medium) | Damp Location Rated,Recessed Fixtures Damp Location Rated,Recessed Fixtures Product Description The Green Creative 11BR40DIM/827 is an Energy Star certified, environmentally friendly and energy-efficient bulb. The LED BR40 bulb has a shatterproof exterior and ad diffuser interior with 2700K warm white radiance. Tap into the dimming feature with existing installations. It has a 3-year warranty and lasts 25,000 life hours. Green Creative 98464 Features: 75W incandescent replacement 120-degree beam angle Standard E26 base Green Creative 98464 Applications: Indoor use Dry and damp locations Open and enclosed fixtures Medium (E26) 11BR40DIM/827 - 950 Lumens - 82 CRI - 75W Incandescent Equivalent - 120° - 120V Green Creative 98464 - 11W LED BR40 - 2700K | 2700 | 82 | 940 | 85.4545 | 15000 | 11 | 1 | 5.33 | 5.33 | 6.263 | 2020Q3 | https://www.energyavenue.com/Green-Creative/98464 | Energy Avenue | 2020 | Yes
LED Lighting | Reflector | Green Creative | True |  | Reflector (Flood/Spot) | BR40 | E26 (Medium) | Damp Location Rated,Recessed Fixtures Damp Location Rated,Recessed Fixtures Product Description The Green Creative 15.5BR40DIM/827 energy saving light bulb is a suitable replacement for traditional 85W incandescent bulbs. The shatterproof LED BR40 Bulb illuminates 2700K warm white light after installation. Radiating at a 120-degree beam angle, the bulb lasts for 25,000 hours with a 3-year warranty included in case of trouble. Green Creative 98466 Features: Effortless installation with E26 base Smooth dimming option Diffused light Green Creative 98466 Applications: Open fixtures Dry & damp locations Indoor use Medium (E26) 15.5BR40DIM/827 - 1100 Lumens - 82 CRI - 85W Incandescent Equivalent - 120° - 120V Green Creative 98466 - 15.5W LED BR40 Bulb - 2700K | 2700 | 82 | 1100 | 70.9677 | 25000 | 15.5 | 1 | 6.98 | 6.98 | 8.2018 | 2020Q3 | https://www.energyavenue.com/Green-Creative/98466 | Energy Avenue | 2020 | Yes
LED Lighting | Reflector | Green Creative | True |  | Reflector (Flood/Spot) | BR40 | E26 (Medium) | Damp Location Rated,Recessed Fixtures Damp Location Rated,Recessed Fixtures Product Description The Green Creative 98467 LED BR40 Bulb is a great low energy replacement for 85W incandescent lamps. Each LED provides a cool white light with its 4000K color temperature and uses only 15.5W of power. Each LED is rated to last up to 25,000 hours and comes equipped with a three-year warranty for added peace of mind. It features a 120-degree beam angle that can provide a wide range of lighting. Green Creative 98467 Features: Dimmable Shatterproof design Green Creative 98467 Applications: Enclosed fixtures Damp locations Medium (E26) 15.5BR40DIM/830 - 1100 Lumens - 82 CRI - 85W Incandescent Equivalent - 120° - 120V Green Creative 98467 - 15.5W LED BR40 Bulb - 4000K | 3000 | 82 | 1100 | 70.9677 | 25000 | 15.5 | 1 | 6.98 | 6.98 | 8.2018 | 2020Q3 | https://www.energyavenue.com/Green-Creative/98467 | Energy Avenue | 2020 | Yes
LED Lighting | A-Type | Standard Products | True |  | LED | A19 | E26 (Medium) | Topbulb » LED Bulbs » LED Standard Shape » 75W Equal » Standard - 11W LED - 75W Equal - Warm White Use this 11 watt LED as a direct replacement for a 75 watt incandescent. The warm white illumination matches the appearance of incandescent. Fully dimmable, consult the attached dimmer list for optimum dimming performance. This LED light bulb is Energy Star qualified. See the document below for complete specifications. Shipping Notice This item will not ship to Canada. LED Technology Notice Due to constantly evolving nature of LED technology, manufacturers will reserve the right to replace this product with next generation technology. We appreciate your understanding and acceptance of this policy. Utility/Government Incentives Documents Standard 64286 Specifications and Dimmer List About Standard Standard Products Inc., head office located in Montreal, Canada, supplies a full range of lighting solutions to the North American market. Standard surpasses market norms on quality products and innovative ideas across their entire line of lamps. Standard Products Inc. is a Gold Standard Winner as one of Canada's Best Managed Companies. 25,000 Hour Life • Dimmable • Energy Star Standard - 11W LED - 75W Equal - Warm White | 2700 | 81 | 1150 | 104.5455 | 25000 | 11 | 1 | 6.95 | 6.95 | 8.1665 | 2020Q2 | https://www.topbulb.com/standard-11w-led-75w-equal-warm-white | Top Bulb | 2020 | Yes
LED Lighting | A-Type | Philips | False |  | A19/21 | E26 (Medium) | E26 (Medium) | Home / Light Bulbs / LED / Philips - 455683 - 14.5A19/LED/827 ND 120V Damp Location Rated 14.5W A19 LED Lamp - Universal - 1500 Lumens - Warm White (2700K) - 80 CRI - 11000 Hours - E26 (Medium) - 120 to 130V - Frost Philips - 455683 - 14.5A19/LED/827 ND 120V | 2700 | 80 | 1500 | 103.4483 | 11000 | 14.5 | 6 | 36 | 6 | 7.0502 | 2020Q3 | https://shop.regencylighting.com/lamps/led/14-5a19-led-827-nd-120v-45568-3.html | Regency Lighting | 2020 | Yes
LED Lighting | A-Type | Philips | False |  | A19/21 | E26 (Medium) | E26 (Medium) | Home / Light Bulbs / LED / LED A-Line / Philips - 455683 - 14.5A19/LED/827 ND 120V Damp Location Rated 14.5W A19 LED Lamp - Universal - 1500 Lumens - Warm White (2700K) - 80 CRI - 11000 Hours - E26 (Medium) - 120 to 130V - Frost Philips - 455683 - 14.5A19/LED/827 ND 120V | 2700 | 80 | 1500 | 103.4483 | 11000 | 14.5 | 6 | 36 | 6 | 7.0502 | 2020Q3 | https://shop.regencylighting.com/lamps/led/a-line/14-5a19-led-827-nd-120v-45568-3.html | Regency Lighting | 2020 | Yes
LED Lighting | A-Type | Philips Lighting | False |  | A19 (Arbitrary) |  | E26 (Medium Screw) | HomeLamps, Bulbs, BallastsBulbs - LEDLED - TraditionalLamps - A-Type Non-Dimmable LED Lamp, 14.5W, 120V, Bulb: A-Type (A19), Base: Medium Screw (E26), Lumens: 1500, CRI: >80, Color Temperature: 2700K, Rated Average Life: 10,950 Hrs, *Philips #45568-3* 100W Equivalent. Philips Lighting 14.5A19/LED/827 ND 120V *OBSOLETE* Sub Available | 2700 | 80 | 1500 | 103.4483 |  | 14.5 | 1 | 7.16 | 7.16 | 8.4133 | 2020Q2 | https://www.platt.com/platt-electric-supply/LED-Traditional-Lamps-A-Type/Philips-Lighting/14-5A19-LED-827-ND-120V/product.aspx?zpid=173572 | Platt | 2020 | Yes
LED Lighting | Downlight | Green Creative | True |  | General Purpose Replacement | A19 | E26 (Medium) | Damp Location Rated,Recessed Fixtures Damp Location Rated,Recessed Fixtures Wattage10 Watt11 Watt6 Watt8 Watt9 Watt9.5 Watt Color Temp.2200K to 2700K2400K2700K3000K4000K Base TypeGU24Medium (E26) Product Description Energy efficient replacement for a conventional 60 watt incandescent bulb, the Green Creative 98564 is a 9 wattage of A19 LED on 4000K color temperature. Suitable for use in damp locations and for use in enclosed fixtures. Green Creative 9A19/940/277V 98564 Features: California's Title 20 and Title 24 JA8 compliant Tight LED binning for consistent CCT across all lamps High CRI of 95 and R values (R9 57, R13 95) Rated lifetime of 25,000 hours 5 year limited manufacturer's warranty Green Creative 9A19/940/277V 98564 Applications: Perfect for general lighting For downlighting and uplighting applications Alternate Product Versions $3.58 EACASE of 6 add Green Creative 97985 - 6W LED A19 - 2700K 6A19DIM/827 - 480 Lumens - 82 CRI - 40W Incandescent Equivalent - 230° - 120V $7.58 EACASE of 6 add Green Creative 98140 - 11W LED A19 - 4000K 11A19DIM/840 - 1200 Lumens - 82 CRI - 75W Incandescent Equivalent - 240° - 120V $7.98 add Green Creative 98559 - 9 Watt LED A19 2700K - E26 9A19DIM/927 - 60 Watt Incandescent Equivalent - 800 Lumens - 92 CRI - 120V - Dimmable $4.98 add Green Creative 98565 - 9 Watt LED A19 2700K - GU24 9A19DIM/927/GU24/R - 60 Watt Incandescent Equivalent - 800 Lumens - 92 CRI - 120V - Dimmable $13.98 add Green Creative - 28395 - 9A19DIM/927 - LED A19 Bulb 9W - E26 - 2700K - Dimmable $3.90 add Green Creative - 40741 - 9A19G4DIM/824 - A19 LED - 60 Watt Equivalent 9 Watt - 120V - E26 Medium Base - 2400K - Warm White - 700 Lumens (Initial) - 300 Degree Beam Angle - Dimmable $7.95 add Green Creative - 57883 - 9.5A19DIM/8CCTD - Omni-Directional A19 - 9.5 Watt 60W Equal - 2200-2700K Warm Dim - 800 Lumens $12.98 add Green Creative - 58038 - 9A19/830/277V - A19 LED E26 - 9 Watt - 60 Watt Incandescent Equal - 3000K $9.98 add Green Creative - 97780 - 9A19DIM/827 - A19 LED Bulb Medium E26 Base - 9 Watt - 60 Watt Incandescent Equivalent - 2700K $9.98 add Green Creative - 97781 - 9A19DIM/830 - A19 LED Bulb Medium E26 Base - 9 Watt - 60 Watt Incandescent Equivalent - 3000K $9.98 add Green Creative - 97782 - 9A19DIM/840 - A19 LED Bulb Medium E26 Base - 9 Watt - 60 Watt Incandescent Equivalent - 4000K $5.00 add Green Creative 97965 - 10W LED A19 Bulb - 3000K 10A19DIM/830 - 1150 Lumens - 82 CRI - 75W Incandescent Equivalent - 240° - 120V $4.68 add Green Creative 98012 - 8W LED A19 - 3000K - E26 8A19DIM/830 - 60 Watt Incandescent Equivalent - 810 Lumens - 82 CRI - 230° Beam Angle - 120V $4.68 EACASE of 6 add Green Creative 98013 - 8W LED A19 Bulb - 4000K 8A19DIM/840 - 810 Lumens - 82 CRI - 60W Incandescent Equivalent - 230° - 120V Medium (E26) 9A19/940/277V - 60 Watt Incandescent Equivalent - 860 Lumens - 92 CRI - 120-277V - Dimmable Green Creative 98564 - 9 Watt LED A19 4000K - E26 | 4000 | 94 | 860 | 95.5556 | 25000 | 9 | 1 | 12.58 | 12.58 | 14.782 | 2020Q3 | https://www.energyavenue.com/Green-Creative/98564 | Energy Avenue | 2020 | No
LED Lighting | Reflector | Halco | True |  | Reflector (Flood/Spot) | BR30 | E26 (Medium) | Damp Location Rated,Not Rated for Recessed Fixtures Damp Location Rated,Not Rated for Recessed Fixtures Product Description The Halco 82070 BR30FL9/830/ECO/LED/6 Contractor Series is a great low energy lighting solution for multiple fixtures. Each 9W LED BR30 is compatible with a wide range of dimmers and replaces 65W incandescent bulbs. With its 3000K color temperature, you get a soft white light that is suitable for homes and offices. Each bulb is rated to last up to 15,000-hours and comes equipped with a three-year warranty. Comes in pack of 6 pcs BR30 lamps. Halco BR30FL9/830/ECO/LED/6 82070 Features: Compatible with dimmer switches Low energy incandescent replacement Halco BR30FL9/830/ECO/LED/6 82070 Applications: Residential Light Commercial Hospitality Medium (E26) ITEM DISCONTINUED. SUGGESTED REPLACEMENT: Halco 82170 Halco 82070 - 9 Watt LED BR30 - 3000K - E26 | 3000 | 83 | 650 | 72.2222 | 15000 | 9 | 6 | 59.1 | 9.85 | 11.5741 | 2020Q3 | https://www.energyavenue.com/Halco/82070 | Energy Avenue | 2020 | Yes
LED Lighting | Reflector | MaxLite | True |  | Reflector (Flood/Spot) | MR16 | GU5.3 | Damp Location Rated,Recessed Fixtures Damp Location Rated,Recessed Fixtures Product Description The Maxlite 8MR16D5930FL35/JA8 floodlight is a 50W halogen equivalent replacement bulb with 3000K warm white illumination. The LED MR16 floodlight is mercury-free and Energy Star certified. Because it illuminates at a 35-degree beam angle, it's perfect for indoor directional lighting in any location in the room. Maxlite 103957 Features: Dims down to 10% 25,000 life hours 5-year warranty Maxlite 103957 Applications: Dry and damp locations Open and enclosed fixtures Residential and commercial use GU5.3 8MR16D5930FL35/JA8 - 580 Lumens - 90 CRI - 50W Incandescent Equivalent - 35° - 12V Maxlite 103957 - 8W LED MR16 - 3000K | 3000 | 94 | 580 | 72.5 | 25000 | 8 | 120 | 639.6 | 5.33 | 6.263 | 2020Q3 | https://www.energyavenue.com/MaxLite/103957 | Energy Avenue | 2020 | Yes
LED Lighting | Reflector | MaxLite | True | Daylighting/Photocell, | Reflector (Flood/Spot) | PAR30L | E26 (Medium) | Use With Timers,Use With Photo and/or Motion Sensors,Wet Location Rated,Shatter Resistant,Not Rated for Recessed Fixtures Use With Timers,Use With Photo and/or Motion Sensors,Wet Location Rated,Shatter Resistant,Not Rated for Recessed Fixtures Voltage120V277V Color Temp.3000K4000K Product Description The LED PAR30 is part of the PA¦R series from your friends at Maxlite. This product provides 3000K of cool white light, and it's compatible with any standard E26 base fixture. It's available in long- or short-neck design, and offers a direct replacement for 75-watt incandescent bulbs. Product Features: Replaces 75-watt incandescent bulbs Long- or short-neck models Compatible with E26 base lamps Color accuracy of 80 CRI UV and IR free Instant on, dimmable to 10 percent Available 30- and 40-degree beam angles Rated for indoor and outdoor use, dry or damp locations Energy Star certified Lifespan of 25,000 hours Five-year warranty Applications: Architectural/spot lighting Retail establishments Hospitality settings Residential lighting Alternate Product Versions $4.70 add Maxlite 14099205 - 11W LED Long Neck PAR30 - 4000K 11P30WLND40FL - 75W Incandescent Equivalent - 850 Lumens - 83 CRI - 40° Beam Angle - 120V $12.90 add Maxlite - 13P30LNLED230FL - 74686 - PAR30 LED 13 Watt - 277V - 3000K - SOLD IN MINIMUM QUANTITY OF 12 $14.75 add Maxlite - 13P30LNLED240FL - 74645 - PAR30 LED 13 Watt - 277V - 4000K - SOLD IN MINIMUM QUANTITY OF 12 Medium (E26) 11P30WLND30FL - 75 Watt Incandescent Equivalent - E26 - 850 Lumens - 120V Maxlite 14099204 - 11W LED LN PAR30 - 3000K | 3000 | 84 | 850 | 77.2727 | 25000 | 11 | 24 | 112.8 | 4.7 | 5.5227 | 2020Q3 | https://www.energyavenue.com/MaxLite/11P30WLND30FL | Energy Avenue | 2020 | Yes
LED Lighting | Reflector | MaxLite | True | Daylighting/Photocell, | Reflector (Flood/Spot) | PAR30L | E26 (Medium) | Use With Timers,Use With Photo and/or Motion Sensors,Wet Location Rated,Shatter Resistant,Not Rated for Recessed Fixtures Use With Timers,Use With Photo and/or Motion Sensors,Wet Location Rated,Shatter Resistant,Not Rated for Recessed Fixtures Product Description The Maxlite 11P30WLND30NF narrow floodlight is an Energy Star certified 75W incandescent equivalent bulb with a long neck appearance and an E26 base. The LED PAR30 illuminates IR and UV free 3000K warm white illumination for 25,000 life hours. Additionally, it has an instant-on feature that reacts without delays or flickers. Maxlite 14099217 Features: Dimmable down to 10% 25-degree beam angle 5-year warranty Maxlite 14099217 Applications: Residential use Commercial use Indoor and outdoor use Medium (E26) 11P30WLND30NF - 850 Lumens - 84 CRI - 75W Incandescent Equivalent - 25° - 120V Maxlite 14099217 - 11W LED PAR30 - 3000K | 3000 | 84 | 850 | 77.2727 | 25000 | 11 | 24 | 49.2 | 2.05 | 2.4088 | 2020Q3 | https://www.energyavenue.com/MaxLite/11P30WLND30NF | Energy Avenue | 2020 | Yes
LED Lighting | Reflector | MaxLite | True | Daylighting/Photocell, | Reflector (Flood/Spot) | PAR30L | E26 (Medium) | Use With Timers,Use With Photo and/or Motion Sensors,Wet Location Rated,Shatter Resistant,Not Rated for Recessed Fixtures Use With Timers,Use With Photo and/or Motion Sensors,Wet Location Rated,Shatter Resistant,Not Rated for Recessed Fixtures Voltage120V277V Color Temp.3000K4000K Product Description Maxlite's 11P30WLND40FL long-neck lamp displays 4000K natural white illumination for both indoor errands and outdoor architecture. The LED PAR30 has an E26 base and a durable center beam, keeping illumination at a clear and crisp 40-degree angle. The lamp has IR and UV protection, is energy star approved, and includes a 5-year warranty. Maxlite 11P30WLND40FL Features: Dims down to 10% Instant on without warm up 25,000 life hours Five year warranty Maxlite 11P30WLND40FL Applications: Residential/Commercial Indoor/Outdoor Wet and dry areas Alternate Product Versions $4.70 add Maxlite 14099204 - 11W LED LN PAR30 - 3000K 11P30WLND30FL - 75 Watt Incandescent Equivalent - E26 - 850 Lumens - 120V $12.90 add Maxlite - 13P30LNLED230FL - 74686 - PAR30 LED 13 Watt - 277V - 3000K - SOLD IN MINIMUM QUANTITY OF 12 $14.75 add Maxlite - 13P30LNLED240FL - 74645 - PAR30 LED 13 Watt - 277V - 4000K - SOLD IN MINIMUM QUANTITY OF 12 Medium (E26) 11P30WLND40FL - 75W Incandescent Equivalent - 850 Lumens - 83 CRI - 40° Beam Angle - 120V Maxlite 14099205 - 11W LED Long Neck PAR30 - 4000K | 4000 | 83 | 850 | 77.2727 | 25000 | 11 | 24 | 112.8 | 4.7 | 5.5227 | 2020Q3 | https://www.energyavenue.com/MaxLite/11P30WLND40FL | Energy Avenue | 2020 | Yes
LED Lighting | Reflector | MaxLite | True | Daylighting/Photocell, | Reflector (Flood/Spot) | PAR30L | E26 (Medium) | Use With Timers,Use With Photo and/or Motion Sensors,Wet Location Rated,Shatter Resistant,Not Rated for Recessed Fixtures Use With Timers,Use With Photo and/or Motion Sensors,Wet Location Rated,Shatter Resistant,Not Rated for Recessed Fixtures Product Description The Maxlite 14099218 LED PAR30 is a great low energy replacement for a 75W incandescent bulb. Using only 11W of power, it provides a neutral white light with its 4000K color temperature. It can be used with a dimmer switch to dim the lights down to 10% and is designed for both indoor and outdoor use. Equipped with a five-year warranty and designed to last up to 25,000 hours the bulbs will last for many years. Maxlite 14099218 Features: Dimmable E26 base Maxlite 14099218 Applications: Restauranht Residential Hospitality 11P30WLND40NF - 850 Lumens - 83 CRI - 75W Incandescent Equivalent - 25° - 120V Maxlite 14099218 - 11W LED PAR30 - 4000K | 4000 | 83 | 850 | 77.2727 | 25000 | 11 | 1 | 4.75 | 4.75 | 5.5814 | 2020Q3 | https://www.energyavenue.com/MaxLite/11P30WLND40NF | Energy Avenue | 2020 | Yes
LED Lighting | Decorative | MaxLite | True |  | Globe | G40 | E26 (Medium) | Damp Location Rated,Recessed Fixtures Damp Location Rated,Recessed Fixtures Product Description The Maxlite 12G40DLED302 globe lamp bulb is an energy-saving bulb perfect for decorative items in residential and commercial industries. The standard E26 base fits most lamp bases. Expect 3000K warm white illumination throughout the area, and if that's too bright, the LED Globe dims down to 10%. The bulb comes with a 3-year warranty. Maxlite 1410218 Features: 1000W incandescent bulb replacement Instant on feature 15,000 life hours Maxlite 1410218 Applications: Decorative fixtures Dry/damp locations Indoor use 12G40DLED302 - 950 Lumens - 83 CRI - 100W Incandescent Equivalent - 120V Maxlite 1410218 - 12W LED Globe - 3000K | 3000 | 84 | 950 | 79.1667 | 25000 | 12 | 1 | 11.1 | 11.1 | 13.0429 | 2020Q3 | https://www.energyavenue.com/MaxLite/12G40DLED302 | Energy Avenue | 2020 | Yes
LED Lighting | A-Type | Philips Lighting | False |  | A19 (Arbitrary) |  | E26 (Medium Screw) | HomeLamps, Bulbs, BallastsBulbs - LEDLED - TraditionalLamps - A-Type Non-Dimmable LED Lamp, 14.5W, 120V, Bulb: A-Type (A19), Base: Medium Screw (E26), Lumens: 1500, CRI: >80, Color Temperature: 2700K, Rated Average Life: 10,950 Hrs, *Philips #45570-9* Same as Philips #45568-3* 100W Equivalent. Sold in packs of 3 min. Philips Lighting A19 14.5W 2700K E26 FFP 3PK 14.5W A19 LED Bulb | 2700 | 80 | 1500 | 103.4483 |  | 14.5 | 1 | 47.79 | 47.79 | 56.1551 | 2020Q2 | https://www.platt.com/platt-electric-supply/LED-Traditional-Lamps-A-Type/Philips-Lighting/A19-14-5W-2700K-E26-FFP-3PK/product.aspx?zpid=213601 | Platt | 2020 | Yes
LED Lighting | A-Type | Philips | False |  | A19/21 | E26 (Medium) | E26 (Medium) | Home / Light Bulbs / LED / Philips - 455683 - 14.5A19/LED/827 ND 120V Damp Location Rated 14.5W A19 LED Lamp - Universal - 1500 Lumens - Warm White (2700K) - 80 CRI - 11000 Hours - E26 (Medium) - 120 to 130V - Frost Philips - 455683 - 14.5A19/LED/827 ND 120V | 2700 | 80 | 1500 | 103.4483 | 11000 | 14.5 | 6 | 34.62 | 5.77 | 6.78 | 2020Q2 | https://shop.regencylighting.com/lamps/led/14-5a19-led-827-nd-120v-45568-3.html | Regency Lighting | 2020 | Yes
LED Lighting | A-Type | Philips | False |  | A19/21 | E26 (Medium) | E26 (Medium) | Home / Light Bulbs / LED / LED A-Line / Philips - 455683 - 14.5A19/LED/827 ND 120V Damp Location Rated 14.5W A19 LED Lamp - Universal - 1500 Lumens - Warm White (2700K) - 80 CRI - 11000 Hours - E26 (Medium) - 120 to 130V - Frost Philips - 455683 - 14.5A19/LED/827 ND 120V | 2700 | 80 | 1500 | 103.4483 | 11000 | 14.5 | 6 | 34.62 | 5.77 | 6.78 | 2020Q2 | https://shop.regencylighting.com/lamps/led/a-line/14-5a19-led-827-nd-120v-45568-3.html | Regency Lighting | 2020 | Yes
LED Lighting | A-Type | Rab | True |  | General Purpose Replacement | A19 | E26 (Medium) | Not for Use in Recessed Fixtures,Damp Location Rated Not for Use in Recessed Fixtures,Damp Location Rated Rab LED lamp in frosted finish, has plastic construction for added durability. The A19 arbitrary lamp with E26 medium base, has a voltage rating of 120-Volts. The 15-Watt lamp delivers soft white light output of 1600-Lumens with 2700K color temperature and 80 CRI. It has an average life of 15000 Hours. The lamp provides 230-Degree omni-directional beam angle for even light distribution. The dimmable lamp has an efficacy of 95 LPW and power factor of >=0.7. It measures 2-3/8-Inch x 4-9/16-Inch. It is suitable for general lighting, commercial and residential applications. It is perfect for damp locations. Lamp meets UL, Energy Star, FCC, RoHS standards. Rab A19-15-E26-827-DIM Dimmable A19 LED Lamp E26 Medium Base 15-Watt 1600-Lumens 80 CRI 2700K Soft White | 2700 | 82 | 1600 | 103.2258 | 15000 | 15.5 | 12 | 7.014 | 0.5845 | 0.68681 | 2020Q3 | https://www.ew-ne.com/lighting-1600000000/rab-a19-15-e26-827-dim-dimmable-a19-led-lamp-e26-medium-base-15-watt-1600-lumens-80-cri-2700k-soft-white-862064 | Electrical Wholesalers Inc | 2020 | Yes
LED Lighting | A-Type | Rab | True |  | General Purpose Replacement | A19 | E26 (Medium) | Not for Use in Recessed Fixtures,Damp Location Rated Not for Use in Recessed Fixtures,Damp Location Rated Rab LED lamp in frosted finish, has plastic construction for added durability. The A19 arbitrary lamp with E26 medium base, has a voltage rating of 120-Volts. The 15-Watt lamp delivers warm white light output of 1600-Lumens with 3000K color temperature and 80 CRI. It has an average life of 15000 Hours. The lamp provides 230-Degree omni-directional beam angle for even light distribution. The dimmable lamp has an efficacy of 95 LPW and power factor of >=0.7. It measures 2-3/8-Inch x 4-9/16-Inch. It is suitable for general lighting, commercial and residential applications. It is perfect for damp locations. Lamp meets UL, Energy Star, FCC, RoHS standards. Rab A19-15-E26-830-DIM Dimmable A19 LED Lamp E26 Medium Base 15-Watt 1600-Lumens 80 CRI 3000K Warm White | 3000 | 82 | 1600 | 103.2258 | 15000 | 15.5 | 12 | 7.427 | 0.61892 | 0.72725 | 2020Q3 | https://www.ew-ne.com/lighting-1600000000/rab-a19-15-e26-830-dim-dimmable-a19-led-lamp-e26-medium-base-15-watt-1600-lumens-80-cri-3000k-warm-white-818573 | Electrical Wholesalers Inc | 2020 | Yes
LED Lighting | A-Type | Rab | True |  | General Purpose Replacement | A19 | E26 (Medium) | Not for Use in Recessed Fixtures,Damp Location Rated Not for Use in Recessed Fixtures,Damp Location Rated Rab LED lamp in frosted finish, has plastic construction for added durability. The A19 arbitrary lamp with E26 medium base, has a voltage rating of 120-Volts. The 15-Watt lamp delivers cool white light output of 1600-Lumens with 4000K color temperature and 80 CRI. It has an average life of 15000 Hours. The lamp provides 230-Degree omni-directional beam angle for even light distribution. The dimmable lamp has an efficacy of 100 LPW and power factor of >=0.7. It measures 2-3/8-Inch x 4-9/16-Inch. It is suitable for general lighting, commercial and residential applications. It is perfect for damp locations. Lamp meets UL, Energy Star, FCC, RoHS standards. Rab A19-15-E26-840-DIM Dimmable A19 LED Lamp E26 Medium Base 15-Watt 1600-Lumens 80 CRI 4000K Cool White | 4000 | 85 | 1600 | 103.2258 | 15000 | 15.5 | 12 | 7.014 | 0.5845 | 0.68681 | 2020Q3 | https://www.ew-ne.com/lighting-1600000000/rab-a19-15-e26-840-dim-dimmable-a19-led-lamp-e26-medium-base-15-watt-1600-lumens-80-cri-4000k-cool-white-838826 | Electrical Wholesalers Inc | 2020 | Yes
LED Lighting | A-Type | Satco | False |  | General Purpose Replacement | A19 | E26 (Medium) | Damp Location Rated,Recessed Fixtures Damp Location Rated,Recessed Fixtures 15.5W 120V LED LAMP Satco S28785 A19 LED Lamp E26 Medium 15.5-Watt 1600-Lumens 2700K 82 CRI Warm White Nuvo® | 2700 | 82 | 1600 | 103.2258 | 15000 | 15.5 | 1 | 7.3 | 7.3 | 8.5778 | 2020Q3 | https://www.ew-ne.com/lighting-1600000000/satco-s28785-a19-led-lamp-e26-medium-15-5-watt-1600-lumens-2700k-82-cri-warm-white-nuvo-reg-718347 | Electrical Wholesalers Inc | 2020 | Yes
LED Lighting | A-Type | Manufacturer: Satco | False |  | General Purpose Replacement | A19 | E26 (Medium) | Damp Location Rated,Recessed Fixtures Damp Location Rated,Recessed Fixtures Home > Energy Star Qualified Products > 16 Watt 1600 Lumen LED A19 NON-Dimming Enclosed Fixture Rated Light Bulb 2700K ** Non-CEC Compliant - NOT Lawful for Sale in California ** Product Specifications - Quick Reference Input Voltage: Lumens: 120 Volt 1600 Lumens Dimensions: Dimmable: 4-5/8" (MOL) x 2-3/8" (MOD) No - NOT Dimmable LED Color: 2700K Warm White Life Time: 25,000 Hours Power Consumption: Luminous Efficacy: 15.5 Watts 103 lm/W CRI: Certifications: 80 CRI Energy Star, RoHS, Damp Satco's LED series of omni-directional LED A19 Lamps are here to replace your 100 watt incandescent light bulbs. Within this series, Satco is exhibiting their Solid State LED Lighting for these A shaped replacement lamps. This series of A19 LED lights bulbs are not dimmable, but are approved for totally enclosed fixtures. They have a long life of 25,000 hours and possess a 3 Year Limited Warranty. This series comes in a 15.5 watt model with the color temperatures of 2700K, 3000K, 4000K, and 5000K. This model is part number S28785, a replacement of S8785, which produces 1600 lumens of a 2700K warm white color. This bulb consumes just 15.5 watts of 120 volt energy compared to a 100W incandescent bulb. This bulb is Energy Star certified, RoHS compliant, cULus - damp location rated, and enclosed fixture rated. This led light bulb is NOT dimmable and has a CRI of 80, with a medium E26 base to meet all of your replacement needs. When you replace your 100A19 bulbs with these 15.5 watt A19 LED bulbs, your energy use decreases significantly while keeping the same look and feel of your old A19 bulbs. Typical applications include: commercial, residential, down lighting, accent lighting, display lighting, and more. Click here for the complete Satco S28785 LED A19 Light Bulb Specification Sheet. Satco 16 Watt 1600 Lumen LED A19 NON-Dimming Enclosed Fixture Rated Light Bulb 2700K | 2700 | 82 | 1600 | 103.2258 | 15000 | 15.5 | 1 | 5.95 | 5.95 | 6.9915 | 2020Q3 | https://www.greenelectricalsupply.com/15-watt-led-a19-light-bulbs-non-dimming-2700k.aspx | Green Electrical Supply | 2020 | Yes
LED Lighting | A-Type | Manufacturer: Satco | False |  | General Purpose Replacement | A19 | E26 (Medium) | Damp Location Rated,Recessed Fixtures Damp Location Rated,Recessed Fixtures Home > Energy Star Qualified Products > 16 Watt 1600 Lumen LED A19 NON-Dimming Enclosed Fixture Rated Light Bulb 3000K ** Non-CEC Compliant - NOT Lawful for Sale in California ** Product Specifications - Quick Reference Input Voltage: Lumens: 120 Volt 1600 Lumens Dimensions: Dimmable: 4-5/8" (MOL) x 2-3/8" (MOD) No - NOT Dimmable LED Color: 2700K Warm White Life Time: 25,000 Hours Power Consumption: Luminous Efficacy: 15.5 Watts 103 lm/W CRI: Certifications: 80 CRI Energy Star, RoHS, Damp Satco's LED series of omni-directional LED A19 Lamps are here to replace your 100 watt incandescent light bulbs. Within this series, Satco is exhibiting their Solid State LED Lighting for these A shaped replacement lamps. This series of A19 LED lights bulbs are not dimmable, but are approved for totally enclosed fixtures. They have a long life of 25,000 hours and possess a 3 Year Limited Warranty. This series comes in a 15.5 watt model with the color temperatures of 2700K, 3000K, 4000K, and 5000K. This model is part number S28786, a replacement of S8786, which produces 1600 lumens of a 3000K warm white color. This bulb consumes just 15.5 watts of 120 volt energy compared to a 100W incandescent bulb. This bulb is Energy Star certified, RoHS compliant, cULus - damp location rated, and enclosed fixture rated. This led light bulb is NOT dimmable and has a CRI of 80, with a medium E26 base to meet all of your replacement needs. When you replace your 100A19 bulbs with these 15.5 watt A19 LED bulbs, your energy use decreases significantly while keeping the same look and feel of your old A19 bulbs. Typical applications include: commercial, residential, down lighting, accent lighting, display lighting, and more. Click here for the complete Satco S28785 LED A19 Light Bulb Specification Sheet. Satco 16 Watt 1600 Lumen LED A19 NON-Dimming Enclosed Fixture Rated Light Bulb 3000K | 3000 | 83 | 1600 | 103.2258 | 15000 | 15.5 | 1 | 5.95 | 5.95 | 6.9915 | 2020Q3 | https://www.greenelectricalsupply.com/15-watt-led-a19-light-bulbs-non-dimming-3000k.aspx | Green Electrical Supply | 2020 | Yes
LED Lighting | A-Type | Manufacturer: Satco | False |  | General Purpose Replacement | A19 | E26 (Medium) | Damp Location Rated,Recessed Fixtures Damp Location Rated,Recessed Fixtures Home > Energy Star Qualified Products > 16 Watt 1600 Lumen LED A19 NON-Dimming Enclosed Fixture Rated Light Bulb 4000K ** Non-CEC Compliant - NOT Lawful for Sale in California ** Product Specifications - Quick Reference Input Voltage: Lumens: 120 Volt 1600 Lumens Dimensions: Dimmable: 4-5/8" (MOL) x 2-3/8" (MOD) No - NOT Dimmable LED Color: 4000K Cool White Life Time: 25,000 Hours Power Consumption: Luminous Efficacy: 15.5 Watts 103 lm/W CRI: Certifications: 80 CRI Energy Star, RoHS, Damp Satco's LED series of omni-directional LED A19 Lamps are here to replace your 100 watt incandescent light bulbs. Within this series, Satco is exhibiting their Solid State LED Lighting for these A shaped replacement lamps. This series of A19 LED lights bulbs are not dimmable, but are approved for totally enclosed fixtures. They have a long life of 25,000 hours and possess a 3 Year Limited Warranty. This series comes in a 15.5 watt model with the color temperatures of 2700K, 3000K, 4000K, and 5000K. This model is part number S28787, a replacement of S8787, which produces 1600 lumens of a 4000K cool white color. This bulb consumes just 15.5 watts of 120 volt energy compared to a 100W incandescent bulb. This bulb is Energy Star certified, RoHS compliant, cULus - damp location rated, and enclosed fixture rated. This led light bulb is NOT dimmable and has a CRI of 80, with a medium E26 base to meet all of your replacement needs. When you replace your 100A19 incandescent bulbs with these 15.5 watt A19 LED bulbs, your energy use decreases significantly while keeping the same look and feel of your old A19 bulbs. Typical applications include: commercial, residential, down lighting, accent lighting, display lighting, and more. Click here for the complete Satco S28787 LED A19 Light Bulb Specification Sheet. Satco 16 Watt 1600 Lumen LED A19 NON-Dimming Enclosed Fixture Rated Light Bulb 4000K | 4000 | 85 | 1600 | 103.2258 | 15000 | 15.5 | 1 | 5.95 | 5.95 | 6.9915 | 2020Q3 | https://www.greenelectricalsupply.com/15-watt-led-a19-light-bulbs-non-dimming-4000k.aspx | Green Electrical Supply | 2020 | Yes
LED Lighting | A-Type | Manufacturer: Satco | True | Daylighting/Photocell, | General Purpose Replacement | A19 | E26 (Medium) | Damp Location Rated,Recessed Fixtures Damp Location Rated,Recessed Fixtures Home > Energy Star Qualified Products > 16 Watt 1600 Lumen LED A19 NON-Dimming Enclosed Fixture Rated Light Bulb 5000K ** Non-CEC Compliant - NOT Lawful for Sale in California ** Product Specifications - Quick Reference Input Voltage: Lumens: 120 Volt 1600 Lumens Dimensions: Dimmable: 5-1/2" (MOL) x 2-5/8" (MOD) No - Not Dimmable LED Color: 5000K Daylight Life Time: 15,000 Hours Power Consumption: Luminous Efficacy: 15.5 Watts 103 lm/W CRI: Certifications: 80 CRI Energy Star, Enclosed, Damp Satco's LED series of non-dimmable omni-directional LED A19 Lamps are here to replace your 100 watt incandescent light bulbs. Within this series, Satco is exhibiting their Solid State LED Lighting for these A shaped replacement lamps. This series of A19 LED light bulbs are not dimmable, but are approved for totally enclosed fixtures. They have a long life of 15,000 hours and possess a 3 Year Limited Warranty. This series comes in a 15.5 watt model with the color temperatures of 2700K, 3000K, 4000K, and 5000K. This model is part number S28788, which produces 1600 lumens of a 5000K daylight color. This bulb consumes just 15.5 watts of 120 volt energy compared to a 100W incandescent bulb. This bulb is Energy Star certified, cULus - damp location rated, and enclosed fixture rated. This led light bulb is NOT dimmable and has a CRI of 80, with a medium E26 base to meet all of your replacement needs. When you replace your 100A19 incandescent bulbs with these 15.5 watt A19 LED bulbs, your energy use decreases significantly while keeping the same look and feel of your old A19 bulbs. Typical applications include: commercial, residential, down lighting, accent lighting, display lighting, and more. Click here for the complete Satco S28788 LED A19 Light Bulb Specification Sheet. Satco 16 Watt 1600 Lumen LED A19 NON-Dimming Enclosed Fixture Rated Light Bulb 5000K | 5000 | 84 | 1600 | 103.2258 | 15000 | 15.5 | 1 | 5.95 | 5.95 | 6.9915 | 2020Q3 | https://www.greenelectricalsupply.com/15-watt-non-dimmable-enclosed-fixture-e26-a19-led-light-bulbs-5000k.aspx | Green Electrical Supply | 2020 | Yes
LED Lighting | A-Type | Satco | False |  | General Purpose Replacement | A19 | E26 (Medium) | Damp Location Rated,Recessed Fixtures Damp Location Rated,Recessed Fixtures Home Lamps, Bulbs, Ballasts Bulbs - LED LED - Traditional Lamps - A-Type 15.5A19/LED/40K/ND, LED Lamp, 15.5 Watt, A19, 4000K, Medium Base, 120 Volt Satco S28787 LED Lamp, 15.5 Watt, A19, 4000K, Medium Base, 120 Volt | 4000 | 85 | 1600 | 103.2258 | 15000 | 15.5 | 1 | 7.2 | 7.2 | 8.4603 | 2020Q3 | https://www.platt.com/platt-electric-supply/LED-Traditional-Lamps-A-Type/Satco/S28787/product.aspx?zpid=1419393 | Platt | 2020 | Yes
LED Lighting | Reflector | MaxLite | True |  | Reflector (Flood/Spot) | BR40 | E26 (Medium) | Damp Location Rated,Recessed Fixtures Damp Location Rated,Recessed Fixtures Product Description The Maxlite 17BR40DLED27/G3 incandescent floodlight offers even light distribution of 2700K warm yellowish-white light. The environmentally friendly floodlight offers a dimming feature with the right dimming device. Its solid aluminum body regulates temperature similar to a heat sink. The LED BR30 includes a 5-year warranty. Maxlite 14099418 Features: 100W incandescent replacement 25,000 life hours E26 base Maxlite 14099418 Applications: Indoor use Dry locations Open and enclosed fixtures 17BR40DLED27/G3 - 1,400 Lumens - 82 CRI - 100W Incandescent Equivalent - 120V Maxlite 14099418 - 17W LED BR30 Bulb - 2700K | 2700 | 82 | 1400 | 82.3529 | 25000 | 17 | 1 | 7.6 | 7.6 | 8.9303 | 2020Q3 | https://www.energyavenue.com/MaxLite/14099418 | Energy Avenue | 2020 | Yes
LED Lighting | Reflector | MaxLite | True | Daylighting/Photocell, | Reflector (Flood/Spot) | BR30 | E26 (Medium) | Damp Location Rated,Use With Timers,Use With Photo and/or Motion Sensors,Shatter Resistant,Recessed Fixtures Damp Location Rated,Use With Timers,Use With Photo and/or Motion Sensors,Shatter Resistant,Recessed Fixtures Color Temp.2700K3000K4000K Product Description The Maxlite 14099421 11BR30DLED27/G3 incandescent lamp lasts 25,000 hours illuminating 2700K warm white light using less energy. Furthermore, a dimming feature dims light down to 10%. Light is evenly distributed due to the BR lens. With easy installation and a smooth aluminum exterior, the LED BR30 is perfect for dry and damp locations. Maxlite 11BR30DLED27/G3 14099421 Features: 65W incandescent bulb replacement 5-year warranty E26 base Maxlite 11BR30DLED27/G3 14099421 Applications: Residential use Commercial use Open fixtures Alternate Product Versions $4.30 add Maxlite 14099423 - 11W LED BR30 Bulb - 3000K 11BR30DLED30/G3 - 850 Lumens - 82 CRI - 65W Incandescent Equivalent - 120V $4.30 add Maxlite 14099424 - 11W LED BR30 Bulb - 4000K 11BR30DLED40/G3 - 850 Lumens - CRI 82 - 65W Incandescent Equivalent - 120V $5.00 add Maxlite 107609 - 11W LED High CRI BR30 - 3000K - E26 11BR30DLED930/G4 - 800 lumens, 90+ CRI, 65W Incandescent Equal - Dimmable - 120V 11BR30DLED27/G3 - 850 Lumens - 82 CRI - 65W Incandescent Equivalent - 120V Maxlite 14099421 - 11W LED BR30 Bulb - 2700K | 2700 | 83 | 850 | 77.2727 | 25000 | 11 | 1 | 4.25 | 4.25 | 4.9939 | 2020Q3 | https://www.energyavenue.com/MaxLite/14099421 | Energy Avenue | 2020 | Yes
LED Lighting | Reflector | MaxLite | True | Daylighting/Photocell, | Reflector (Flood/Spot) | BR30 | E26 (Medium) | Damp Location Rated,Use With Timers,Use With Photo and/or Motion Sensors,Shatter Resistant,Recessed Fixtures Damp Location Rated,Use With Timers,Use With Photo and/or Motion Sensors,Shatter Resistant,Recessed Fixtures Color Temp.2700K3000K4000K CRI8292 Product Description The Maxlite 11BR30DLED30/G3 incandescent light bulb has smooth aluminum housing with bright 3000K warm white illumination blanketing the room. Even distribution is due to the BR lens covering the LED brightness. The energy-saving LED BR30 also dims the light down to 10% with a compatible device in case the illumination is too bright. Maxlite 14099423 Features: E26 base 25,000 life hours 5-year warranty Maxlite 14099423 Applications: Open fixtures Dry and damp locations General lighting Alternate Product Versions $4.25 add Maxlite 14099421 - 11W LED BR30 Bulb - 2700K 11BR30DLED27/G3 - 850 Lumens - 82 CRI - 65W Incandescent Equivalent - 120V $4.30 add Maxlite 14099424 - 11W LED BR30 Bulb - 4000K 11BR30DLED40/G3 - 850 Lumens - CRI 82 - 65W Incandescent Equivalent - 120V $5.00 add Maxlite 107609 - 11W LED High CRI BR30 - 3000K - E26 11BR30DLED930/G4 - 800 lumens, 90+ CRI, 65W Incandescent Equal - Dimmable - 120V 11BR30DLED30/G3 - 850 Lumens - 82 CRI - 65W Incandescent Equivalent - 120V Maxlite 14099423 - 11W LED BR30 Bulb - 3000K | 3000 | 83 | 850 | 77.2727 | 25000 | 11 | 1 | 4.3 | 4.3 | 5.0527 | 2020Q3 | https://www.energyavenue.com/MaxLite/14099423 | Energy Avenue | 2020 | Yes
LED Lighting | Reflector | MaxLite | True | Daylighting/Photocell, | Reflector (Flood/Spot) | BR30 | E26 (Medium) | Damp Location Rated,Use With Timers,Use With Photo and/or Motion Sensors,Shatter Resistant,Recessed Fixtures Damp Location Rated,Use With Timers,Use With Photo and/or Motion Sensors,Shatter Resistant,Recessed Fixtures Color Temp.2700K3000K4000K Product Description The Maxlite 11BR30DLED40/G3 incandescent lamp is a 65W incandescent replacement bulb made from smooth aluminum housing with a standard E26 base. Once on, users will notice 4000K cool white radiance illuminating the room evenly through a BR lens. The LED BR30 energy-saving lamp works well in dry and damp locations with enclosed fixtures. Maxlite 14099424 Features: 25,000 life hours Dims down to 10% 5-year warranty Maxlite 14099424 Applications: Track lighting Display lighting Recessed lighting Alternate Product Versions $4.25 add Maxlite 14099421 - 11W LED BR30 Bulb - 2700K 11BR30DLED27/G3 - 850 Lumens - 82 CRI - 65W Incandescent Equivalent - 120V $4.30 add Maxlite 14099423 - 11W LED BR30 Bulb - 3000K 11BR30DLED30/G3 - 850 Lumens - 82 CRI - 65W Incandescent Equivalent - 120V $5.00 add Maxlite 107609 - 11W LED High CRI BR30 - 3000K - E26 11BR30DLED930/G4 - 800 lumens, 90+ CRI, 65W Incandescent Equal - Dimmable - 120V 11BR30DLED40/G3 - 850 Lumens - CRI 82 - 65W Incandescent Equivalent - 120V Maxlite 14099424 - 11W LED BR30 Bulb - 4000K | 4000 | 84 | 850 | 77.2727 | 25000 | 11 | 1 | 4.3 | 4.3 | 5.0527 | 2020Q3 | https://www.energyavenue.com/MaxLite/14099424 | Energy Avenue | 2020 | Yes
LED Lighting | Reflector | MaxLite | True |  | Reflector (Flood/Spot) | PAR38 | E26 (Medium) | Damp Location Rated,Wet Location Rated,Not Rated for Recessed Fixtures Damp Location Rated,Wet Location Rated,Not Rated for Recessed Fixtures Product Description You'll improve performance and energy savings when you switch to this low-watt LED PAR30 lamp from Maxlite. This quality luminaire offers a direct replacement for high-consumption lamps without sacrificing a thing. You'll enjoy 4000K of neutral white light for up to 25,000 hours, and it can be used indoors or out. Not suitable for enclosed fixtures. Product Features: Replaces 50 - 120W incandescent lamps Available in 7 - 15W Instant-on Available in four sizes and short or long neck styles Compatible with most E26 medium base fixtures Color accuracy of 80 CRI Dimmable to 10 percent Rated for use in dry, damp, or wet locations RoHS compliant green technology Energy Star certified Lifespan of up to 25,000 hours Five-year standard warranty Applications: Landscaping Walls washes Flood light Task light Recessed downlights Spot light Medium (E26) 15P38WD40FL - 1,250 Lumens - 84 CRI - 120W Incandescent Equivalent - 40° - 120V Maxlite 14099212 - 15W LED PAR30 - 4000K | 4000 | 83 | 1250 | 83.3333 | 25000 | 15 | 24 | 210 | 8.75 | 10.2816 | 2020Q3 | https://www.energyavenue.com/MaxLite/15P38WD40FL | Energy Avenue | 2020 | Yes
LED Lighting | Reflector | MaxLite | True | Daylighting/Photocell, | Reflector (Flood/Spot) | PAR16 | GU10 | Damp Location Rated,Use With Timers,Use With Photo and/or Motion Sensors,Shatter Resistant,Recessed Fixtures Damp Location Rated,Use With Timers,Use With Photo and/or Motion Sensors,Shatter Resistant,Recessed Fixtures Product Description The Maxlite 7MR16GUD30FL energy star bulb is the 50W halogen floodlight equivalent. The difference is the LED MR16 has IV and UV free 3000K warm white radiance beaming through a 40° beam angle. Use the bulb in open fixtures related to accent lighting, track lighting, and display lighting. The bulb has a dimming feature too. Maxlite 14099073 Features: 25,000 life hours Dims down to 10% 5-year warranty Maxlite 14099073 Applications: Dry and damp locations Commercial use Residential use GU10 7MR16GUD30FL - 500 Lumens - 80 CRI - 50W Incandescent Equivalent - 40° - 120V Maxlite 14099073 - 7W LED MR16 - 3000K | 3000 | 85 | 500 | 71.4286 | 25000 | 7 | 1 | 3.5 | 3.5 | 4.1126 | 2020Q3 | https://www.energyavenue.com/MaxLite/7MR16GUD30FL | Energy Avenue | 2020 | Yes
LED Lighting | Reflector | MaxLite | True | Daylighting/Photocell, | Reflector (Flood/Spot) | PAR20 | E26 (Medium) | Use With Timers,Use With Photo and/or Motion Sensors,Wet Location Rated,Shatter Resistant,Not Rated for Recessed Fixtures Use With Timers,Use With Photo and/or Motion Sensors,Wet Location Rated,Shatter Resistant,Not Rated for Recessed Fixtures Product Description The Maxlite 14099213 is a great low energy replacement for 50W incandescent bulbs. Each LED PAR20 bulb uses up to 7W and provides soft white light with its 2700K color temperature. Each bulb is designed to last up to 25,000 hours and comes equipped with a 5-year warranty for added peace of mind. When used with a dimmer switch, you can dim the lights down to 10%. Maxlite 7P20WD27NF 14099213 Features: Dimmable UV and IR free Indoor/outdoor use Not for use in enclosed luminaires Instant on design Maxlite 7P20WD27NF 14099213 Applications: Restaurant lighting Spotlighting Hospitality Medium (E26) 7P20WD27NF - 50W Incandescent Equivalent - 500 Lumens - 83 CRI - 120V Maxlite 14099213 - 7W LED PAR20 Bulb - 2700K | 2700 | 83 | 500 | 71.4286 | 25000 | 7 | 24 | 90 | 3.75 | 4.4064 | 2020Q3 | https://www.energyavenue.com/MaxLite/7P20WD27NF | Energy Avenue | 2020 | Yes
LED Lighting | Reflector | MaxLite | True | Daylighting/Photocell, | Reflector (Flood/Spot) | PAR20 | E26 (Medium) | Use With Timers,Use With Photo and/or Motion Sensors,Wet Location Rated,Shatter Resistant,Not Rated for Recessed Fixtures Use With Timers,Use With Photo and/or Motion Sensors,Wet Location Rated,Shatter Resistant,Not Rated for Recessed Fixtures Product Description The Maxlite 7P20WD30FL looks great in residential and commercial establishments. Its small size packs a punch, illuminating 3000K soft white illumination instantly using less energy and no mercury or UV radiation. The LED PAR20 dims down to 10% in case the light is too bright. The 50W incandescent replacement floodlight comes with a 5-year warranty. Maxlite 7P20WD30FL (14099201) Features: 40° beam angle 25,000 life hours E26 base Maxlite 7P20WD30FL (14099201) Applications: Dry and wet locations Open fixtures Indoor and outdoor use Medium (E26) 7P20WD30FL - 500 Lumens - 84 CRI - 50W Incandescent Equivalent - 40° - 120V Maxlite 14099201 - 7W LED PAR20 - 3000K | 3000 | 84 | 500 | 71.4286 | 25000 | 7 | 1 | 3.75 | 3.75 | 4.4064 | 2020Q3 | https://www.energyavenue.com/MaxLite/7P20WD30FL | Energy Avenue | 2020 | Yes
LED Lighting | A-Type | Satco |  |  | General Purpose Replacement | A19 | E26 (Medium) | Damp Location Rated,Recessed Fixtures Damp Location Rated,Recessed Fixtures Home Lamps, Bulbs, Ballasts Bulbs - LED LED - Traditional Lamps - A-Type S28785 15.5A19/LED/27K/ND/120V 15.5A19/LED/27K/ND/120V Satco S28785 15.5A19/LED/27K/ND/120V | 2700 | 82 | 1600 | 103.2258 | 15000 | 15.5 | 1 | 8.36 | 8.36 | 9.8233 | 2020Q3 | https://www.rexelusa.com/usr/Root-Category/Lamps,-Bulbs,-Ballasts/Bulbs---LED/LED---Traditional/Lamps---A-Type/Satco-S28785-15-5A19-LED-27K-ND-120V/p/1242561?prevPageNumber=63 | Rexel Energy Solutions | 2020 | Yes
LED Lighting | A-Type | Satco |  |  | General Purpose Replacement | A19 | E26 (Medium) | Damp Location Rated,Recessed Fixtures Damp Location Rated,Recessed Fixtures Home Lamps, Bulbs, Ballasts Bulbs - LED LED - Traditional Lamps - A-Type S28786 15.5A19/LED/30K/ND/120V 15.5A19/LED/30K/ND/120V Satco S28786 15.5A19/LED/30K/ND/120V | 3000 | 83 | 1600 | 103.2258 | 15000 | 15.5 | 1 | 8.36 | 8.36 | 9.8233 | 2020Q3 | https://www.rexelusa.com/usr/Root-Category/Lamps,-Bulbs,-Ballasts/Bulbs---LED/LED---Traditional/Lamps---A-Type/Satco-S28786-15-5A19-LED-30K-ND-120V/p/1235560?prevPageNumber=63 | Rexel Energy Solutions | 2020 | Yes
LED Lighting | A-Type | Satco | False |  | General Purpose Replacement | A19 | E26 (Medium) | Damp Location Rated,Recessed Fixtures Damp Location Rated,Recessed Fixtures Home Lamps, Bulbs, Ballasts Bulbs - LED LED - Traditional Lamps - A-Type S28787 15.5A19/LED/40K/ND, LED Lamp, 15.5 Watt, A19, 4000K, Medium Base, 120 Volt LED Lamp, 15.5 Watt, A19, 4000K, Medium Base, 120 Volt Satco S28787 LED Lamp, 15.5 Watt, A19, 4000K, Medium Base, 120 Volt | 4000 | 85 | 1600 | 103.2258 | 15000 | 15.5 | 1 | 8.36 | 8.36 | 9.8233 | 2020Q3 | https://www.rexelusa.com/usr/Root-Category/Lamps,-Bulbs,-Ballasts/Bulbs---LED/LED---Traditional/Lamps---A-Type/Satco-S28787-LED-Lamp,-15-5-Watt,-A19,-4000K,-Medium-Base,-120-Volt/p/1235558?prevPageNumber=83 | Rexel Energy Solutions | 2020 | Yes
LED Lighting | A-Type | Satco |  |  | General Purpose Replacement | A19 | E26 (Medium) | Damp Location Rated,Recessed Fixtures Damp Location Rated,Recessed Fixtures Home Lamps, Bulbs, Ballasts Bulbs - LED LED - Traditional Lamps - A-Type S28788 15.5A19/LED/50K/ND/120V 15.5A19/LED/50K/ND/120V Satco S28788 15.5A19/LED/50K/ND/120V | 5000 | 84 | 1600 | 103.2258 | 15000 | 15.5 | 1 | 8.36 | 8.36 | 9.8233 | 2020Q3 | https://www.rexelusa.com/usr/Root-Category/Lamps,-Bulbs,-Ballasts/Bulbs---LED/LED---Traditional/Lamps---A-Type/Satco-S28788-15-5A19-LED-50K-ND-120V/p/1245867?prevPageNumber=39 | Rexel Energy Solutions | 2020 | Yes
LED Lighting | Decorative | RAB Lighting | True |  | Other | B11 | E12 (Candelabra) | Damp Location Rated,Recessed Fixtures Damp Location Rated,Recessed Fixtures Wattage3 Watt6 Watt Base TypeE12Medium (E26) FinishClearFrosted Product Description Made of frosted glass, the soft diamond shaped Rab Lighting B11-3-E12-927-F-F decorative lamp offers vibrant light while saving up to 85% off the energy bill. This B11 LED dims down to 10% with a 360-degree beam angle, making any open and enclosed fixture illuminate beautifully. It is a great replacement for the 40W incandescent bulb. Rab Lighting B11-3-E12-927-F-F Features: 15,000 life hours 2700K soft white radiance E12 base 3-year warranty Rab Lighting B11-3-E12-927-F-F Applications: Dry/damp locations Indoor use Decorative lighting Alternate Product Versions $2.81 add RAB B11-5-E12-927-F-F - 6W LED B11 Bulb - 2700K 60 Watt Incandescent Equivalent - 500 Lumens - 90 CRI - E12 Base - 120V - Frosted $2.38 add RAB B11-3-E12-927-F-C - 3W LED B11 Bulb - 2700K 40 Watt Incandescent Equivalent - 300 Lumens - 90 CRI - E12 Base - 120V - Clear $2.91 add RAB B11-3-E26-927-F-F - 3W LED B11 Bulb - 2700K 40 Watt Incandescent Equivalent - 300 Lumens - 90 CRI - E26 Base - 120V - Frosted $3.19 add RAB B11-5-E26-927-F-F - 6W LED B11 Bulb - 2700K 60 Watt Incandescent Equivalent - 500 Lumens - 90 CRI - E26 Base -120V - Frosted $2.38 add RAB B11-3-E26-927-F-C - 3W LED B11 Bulb - 2700K 40 Watt Incandescent Equivalent - 300 Lumens - 90 CRI - E26 Base - 120V - Clear E12 40 Watt Incandescent Equivalent - 300 Lumens - 90 CRI - E12 Base - 120V - Frosted RAB B11-3-E12-927-F-F - 3W LED B11 Bulb - 2700K | 2700 | 93 | 300 | 90.9091 | 15000 | 3.3 | 12 | 28.56 | 2.38 | 2.7966 | 2020Q3 | https://www.energyavenue.com/RAB-Lighting/B11-3-E12-927-F-F | Energy Avenue | 2020 | Yes
LED Lighting | Decorative | RAB Lighting | True |  | Other | B11 | E26 (Medium) | Damp Location Rated,Recessed Fixtures Damp Location Rated,Recessed Fixtures Wattage3 Watt6 Watt Base TypeE12Medium (E26) FinishClearFrosted Product Description Toss out the 40W incandescent bulb and replace it with this cone-shaped Rab Lighting B11-3-E26-927-F-F energy saving decorative bulb on E26 base. The frosted glass appearance from the LED B11 lamp radiates 2700K soft white vibrancy at a 360-degree output. The LED B11 light bulb comes with a dimming option and a 3-year warranty. Rab Lighting B11-3-E26-927-F-F Features: Easy installation 15,000-hour lifespan Dims down to 10% with compatible dimmer device Rab Lighting B11-3-E26-927-F-F Applications: Decorative lighting Dry/damp locations Open/enclosed fixtures Alternate Product Versions $2.38 add RAB B11-3-E12-927-F-F - 3W LED B11 Bulb - 2700K 40 Watt Incandescent Equivalent - 300 Lumens - 90 CRI - E12 Base - 120V - Frosted $2.81 add RAB B11-5-E12-927-F-F - 6W LED B11 Bulb - 2700K 60 Watt Incandescent Equivalent - 500 Lumens - 90 CRI - E12 Base - 120V - Frosted $2.38 add RAB B11-3-E12-927-F-C - 3W LED B11 Bulb - 2700K 40 Watt Incandescent Equivalent - 300 Lumens - 90 CRI - E12 Base - 120V - Clear $3.19 add RAB B11-5-E26-927-F-F - 6W LED B11 Bulb - 2700K 60 Watt Incandescent Equivalent - 500 Lumens - 90 CRI - E26 Base -120V - Frosted $2.38 add RAB B11-3-E26-927-F-C - 3W LED B11 Bulb - 2700K 40 Watt Incandescent Equivalent - 300 Lumens - 90 CRI - E26 Base - 120V - Clear Medium (E26) 40 Watt Incandescent Equivalent - 300 Lumens - 90 CRI - E26 Base - 120V - Frosted RAB B11-3-E26-927-F-F - 3W LED B11 Bulb - 2700K | 2700 | 93 | 300 | 90.9091 | 15000 | 3.3 | 12 | 34.92 | 2.91 | 3.4194 | 2020Q3 | https://www.energyavenue.com/RAB-Lighting/B11-3-E26-927-F-F | Energy Avenue | 2020 | Yes
LED Lighting | Decorative | RAB Lighting | True |  | Other | B11 | E12 (Candelabra) | Damp Location Rated,Recessed Fixtures Damp Location Rated,Recessed Fixtures Wattage3 Watt6 Watt Base TypeE12Medium (E26) Product Description Retrofit your lighting scheme with this frosted B11 LED lamp from Rab Lighting. With the B11-5-E12-927-F-F, you'll enjoy 2700K of soft white light and up to 15,000 hours of illumination. This B11 bulb offers a direct replacement for 60-watt incandescent bulbs with a standard E12 candelabra base. Rab Lighting B11-5-E12-927-F-F Features: Direct replacement for 40- and 60-watt incandescent bulbs E12 base, compatible with E11 candelabra bases Dimmable to 10 percent Color accuracy of 90 CRI Input voltage of 120V, output of 6 watts 360-degree beam angle CEC compliant Energy Star Version 2.0 certified Three-year warranty Lifespan of 15,000 hours Rab Lighting B11-5-E12-927-F-F Applications: Wall sconces, lamps, and ceiling fixtures with an E11 base Alternate Product Versions $2.38 add RAB B11-3-E12-927-F-F - 3W LED B11 Bulb - 2700K 40 Watt Incandescent Equivalent - 300 Lumens - 90 CRI - E12 Base - 120V - Frosted $2.38 add RAB B11-3-E12-927-F-C - 3W LED B11 Bulb - 2700K 40 Watt Incandescent Equivalent - 300 Lumens - 90 CRI - E12 Base - 120V - Clear $2.91 add RAB B11-3-E26-927-F-F - 3W LED B11 Bulb - 2700K 40 Watt Incandescent Equivalent - 300 Lumens - 90 CRI - E26 Base - 120V - Frosted $3.19 add RAB B11-5-E26-927-F-F - 6W LED B11 Bulb - 2700K 60 Watt Incandescent Equivalent - 500 Lumens - 90 CRI - E26 Base -120V - Frosted $2.38 add RAB B11-3-E26-927-F-C - 3W LED B11 Bulb - 2700K 40 Watt Incandescent Equivalent - 300 Lumens - 90 CRI - E26 Base - 120V - Clear E12 60 Watt Incandescent Equivalent - 500 Lumens - 90 CRI - E12 Base - 120V - Frosted RAB B11-5-E12-927-F-F - 6W LED B11 Bulb - 2700K | 2700 | 93 | 500 | 90.9091 | 15000 | 5.5 | 12 | 33.72 | 2.81 | 3.3019 | 2020Q3 | https://www.energyavenue.com/RAB-Lighting/B11-5-E12-927-F-F | Energy Avenue | 2020 | Yes
LED Lighting | Decorative | RAB Lighting | True |  | Other | B11 | E26 (Medium) | Damp Location Rated,Recessed Fixtures Damp Location Rated,Recessed Fixtures Wattage3 Watt6 Watt Base TypeE12Medium (E26) Product Description Save energy by replacing your old incandescent bulbs with this LED B11 lamp from RAB. This frosted LED 6W B11-5-E26-927-F-F offers 2700K of soft white light and up to 15,000 hours of illumination. Fully CEC compliant. Rab Lighting B11-5-E26-927-F-F Features: Direct replacement for 60-watt incandescent bulbs Input voltage of 12 volts, output of 6 watts Color accuracy of 90 CRI Energy Star Version 2.0 certifed 360-degree beam angle Three-year warranty Lifespan of 15,000 hours Rab Lighting B11-5-E26-927-F-F Applications: Wall sconces, lamps, and ceiling fixtures with a standard E26 base Alternate Product Versions $2.38 add RAB B11-3-E12-927-F-F - 3W LED B11 Bulb - 2700K 40 Watt Incandescent Equivalent - 300 Lumens - 90 CRI - E12 Base - 120V - Frosted $2.81 add RAB B11-5-E12-927-F-F - 6W LED B11 Bulb - 2700K 60 Watt Incandescent Equivalent - 500 Lumens - 90 CRI - E12 Base - 120V - Frosted $2.38 add RAB B11-3-E12-927-F-C - 3W LED B11 Bulb - 2700K 40 Watt Incandescent Equivalent - 300 Lumens - 90 CRI - E12 Base - 120V - Clear $2.91 add RAB B11-3-E26-927-F-F - 3W LED B11 Bulb - 2700K 40 Watt Incandescent Equivalent - 300 Lumens - 90 CRI - E26 Base - 120V - Frosted $2.38 add RAB B11-3-E26-927-F-C - 3W LED B11 Bulb - 2700K 40 Watt Incandescent Equivalent - 300 Lumens - 90 CRI - E26 Base - 120V - Clear Medium (E26) 60 Watt Incandescent Equivalent - 500 Lumens - 90 CRI - E26 Base -120V - Frosted RAB B11-5-E26-927-F-F - 6W LED B11 Bulb - 2700K | 2700 | 93 | 500 | 90.9091 | 15000 | 5.5 | 12 | 38.28 | 3.19 | 3.7484 | 2020Q3 | https://www.energyavenue.com/RAB-Lighting/B11-5-E26-927-F-F | Energy Avenue | 2020 | Yes
LED Lighting | Reflector | RAB Lighting | True |  | Reflector (Flood/Spot) | BR30 | E26 (Medium) | Damp Location Rated,Recessed Fixtures Damp Location Rated,Recessed Fixtures Bulb ShapeBR30BR40 Color Temp.2700K3000K Product Description The Rab Lighting BR30-9-827-DIM is a great low energy replacement for the BR30 halogen bulb. Each LED BR30 is designed to use up to 10W of power and provides soft white light with its 2700K color temperature. This BR30 bulb is compatible with dimmer switches and can be dimmed down to 10%. With a 25,000 hour lifespan and a three-year warranty, this BR30 LED lamp is designed to last for years. Rab Lighting BR30-9-827-DIM Features: Dimmable Wide beam angle 80 CRI Rab Lighting BR30-9-827-DIM Applications: General lighting Damp locations Alternate Product Versions $3.13 add RAB BR30-9-830-DIM - 10W LED BR30 Bulb - 3000K 65 Watt Incandescent Equivalent - 680 Lumens - 80 CRI - 120V $4.69 add RAB BR40-15-827-DIM - 15W LED BR40 Bulb - 2700K 85 Watt Incandescent Equivalent - 1100 Lumens - 80 CRI - 120V $4.69 add RAB BR40-15-830-DIM - 15W LED BR40 Bulb - 3000K 85 Watt Incandescent Equivalent - 1100 Lumens - 80 CRI - 120V Medium (E26) 65 Watt Incandescent Equivalent - 680 Lumens - 80 CRI - 120V RAB BR30-9-827-DIM - 10W LED BR30 Bulb - 2700K | 2700 | 94 | 680 | 71.5789 | 25000 | 9.5 | 6 | 18.78 | 3.13 | 3.6779 | 2020Q3 | https://www.energyavenue.com/RAB-Lighting/BR30-9-827-DIM | Energy Avenue | 2020 | Yes
LED Lighting | Reflector | RAB Lighting | True |  | Reflector (Flood/Spot) | BR30 | E26 (Medium) | Damp Location Rated,Recessed Fixtures Damp Location Rated,Recessed Fixtures Bulb ShapeBR30BR40 Color Temp.2700K3000K Product Description Save energy and enjoy longer performance by switching to this LED BR30 bulb from RAB. This product offers a direct replacement for traditional BR30 halogen lamps and up to 25,000 hours of illumination at 3000K. It's compatible with any E26 medium screw lamp base. RAB BR30-9-830-DIM Features: Direct replacement for BR30 halogen lamps Fits any E26 medium screw base Energy Star Version 2.0 certified Input voltage of 120V Color rendering of 80 CRI Warm color temperature at 3000k 110-degree beam angle Dimmable to 10 percent Three-year warranty Lifespan up to 25,000 hours RAB BR30-9-830-DIM Applications: General lighting with any E26 medium screw base Alternate Product Versions $3.13 add RAB BR30-9-827-DIM - 10W LED BR30 Bulb - 2700K 65 Watt Incandescent Equivalent - 680 Lumens - 80 CRI - 120V $4.69 add RAB BR40-15-827-DIM - 15W LED BR40 Bulb - 2700K 85 Watt Incandescent Equivalent - 1100 Lumens - 80 CRI - 120V $4.69 add RAB BR40-15-830-DIM - 15W LED BR40 Bulb - 3000K 85 Watt Incandescent Equivalent - 1100 Lumens - 80 CRI - 120V Medium (E26) 65 Watt Incandescent Equivalent - 680 Lumens - 80 CRI - 120V RAB BR30-9-830-DIM - 10W LED BR30 Bulb - 3000K | 3000 | 84 | 680 | 71.5789 | 25000 | 9.5 | 6 | 18.78 | 3.13 | 3.6779 | 2020Q3 | https://www.energyavenue.com/RAB-Lighting/BR30-9-830-DIM | Energy Avenue | 2020 | Yes
LED Lighting | Reflector | RAB Lighting | True |  | Reflector (Flood/Spot) | BR40 | E26 (Medium) | Damp Location Rated,Recessed Fixtures Damp Location Rated,Recessed Fixtures Bulb ShapeBR30BR40 Color Temp.2700K3000K Product Description Replace your conventional BR40 halogen bulb with this dimmable BR40 LED lamp from Rab Lighting. This BR40-15-827-DIM provides 2700K of soft white light for up to 25,000 hours. It offers up to 85 percent energy savings, and it's rated for damp locations. This product is not CEC compliant. Rab Lighting BR40-15-827-DIM Features: Direct replacement for BR40 halogen lamps Compatible with standard E26 medium screw lamp bases Input voltage of 120 volts, 15-watt output Color accuracy of 80 CRI 110-degree beam angle Dimmable to 20 percent Rated for damp locations Energy Star Version 2.0 certified Three-year warranty Lifespan of 25,000 hours Rab Lighting BR40-15-827-DIM Applications: General purpose lighting replacement for lamps with E26 medium screw bases Alternate Product Versions $3.13 add RAB BR30-9-830-DIM - 10W LED BR30 Bulb - 3000K 65 Watt Incandescent Equivalent - 680 Lumens - 80 CRI - 120V $3.13 add RAB BR30-9-827-DIM - 10W LED BR30 Bulb - 2700K 65 Watt Incandescent Equivalent - 680 Lumens - 80 CRI - 120V $4.69 add RAB BR40-15-830-DIM - 15W LED BR40 Bulb - 3000K 85 Watt Incandescent Equivalent - 1100 Lumens - 80 CRI - 120V Medium (E26) 85 Watt Incandescent Equivalent - 1100 Lumens - 80 CRI - 120V RAB BR40-15-827-DIM - 15W LED BR40 Bulb - 2700K | 2700 | 82 | 1100 | 73.3333 | 25000 | 15 | 6 | 28.14 | 4.69 | 5.5109 | 2020Q3 | https://www.energyavenue.com/RAB-Lighting/BR40-15-827-DIM | Energy Avenue | 2020 | Yes
LED Lighting | Reflector | RAB Lighting | True |  | Reflector (Flood/Spot) | BR40 | E26 (Medium) | Damp Location Rated,Recessed Fixtures Damp Location Rated,Recessed Fixtures Bulb ShapeBR30BR40 Color Temp.2700K3000K Product Description With an E26 screw base, the BR40-15-830-DIM light bulb from Rab Lighting is perfect for open and enclosed locations. The BR40 LED operates using only 15 watts on 3000K warm white light for a 25,000-hour duration. The light distribution is at a 110-degree beam angle with a dimming option. Included is a 3-year manufacturer's warranty. Rab Lighting BR40-15-830-DIM Features: Energy-saving replacement for 85W bulbs Shatterproof plastic exterior Brightness dims down to 20% Rab Lighting BR40-15-830-DIM Applications: General lighting Indoor use Damp locations Alternate Product Versions $3.13 add RAB BR30-9-830-DIM - 10W LED BR30 Bulb - 3000K 65 Watt Incandescent Equivalent - 680 Lumens - 80 CRI - 120V $3.13 add RAB BR30-9-827-DIM - 10W LED BR30 Bulb - 2700K 65 Watt Incandescent Equivalent - 680 Lumens - 80 CRI - 120V $4.69 add RAB BR40-15-827-DIM - 15W LED BR40 Bulb - 2700K 85 Watt Incandescent Equivalent - 1100 Lumens - 80 CRI - 120V Medium (E26) 85 Watt Incandescent Equivalent - 1100 Lumens - 80 CRI - 120V RAB BR40-15-830-DIM - 15W LED BR40 Bulb - 3000K | 3000 | 83 | 1100 | 73.3333 | 25000 | 15 | 6 | 28.14 | 4.69 | 5.5109 | 2020Q3 | https://www.energyavenue.com/RAB-Lighting/BR40-15-830-DIM | Energy Avenue | 2020 | Yes
LED Lighting | Decorative | RAB Lighting | True |  | Globe | G16.5 | E12 (Candelabra) | Damp Location Rated,Recessed Fixtures Damp Location Rated,Recessed Fixtures Base TypeE12Medium (E26) FinishClearFrosted Product Description The Rab Lighting G16.5-3-E12-927-F-F decorative lamp bulb is small and mighty. The frosted rounded Globe LED shines brightly at 360-degree beam output using 2700K soft white radiance. Dim the vibrancy down to 10% to channel intimate ambiance. The energy savings makes the LED Globe a worthy replacement for 40W incandescent light bulbs. Rab Lighting G16.5-3-E12-927-F-F Features: Stunning frosted glass construction 15,000 life hours 3-year warranty Rab Lighting G16.5-3-E12-927-F-F Applications: Chandeliers Decorative Lighting Dry and damp locations Alternate Product Versions $4.13 add RAB G16.5-3-E26-927-F-F - 4W LED Globe Bulb - 2700K 40 Watt Incandescent Equivalent - 350 Lumens - 90 CRI - E26 Base - 120V - Frosted $4.13 add RAB G16.5-3-E12-927-F-C - 4W LED Globe Bulb - 2700K 40 Watt Incandescent Equivalent - 350 Lumens - 90 CRI - E12 Base - 120V - Clear $4.13 EACASE of 12 add RAB G16.5-3-E26-927-F-C - 4W LED Globe Bulb - 2700K 40 Watt Incandescent Equivalent - 350 Lumens - 90 CRI - E26 Base - 120V - Clear E12 40 Watt Incandescent Equivalent - 350 Lumens - 90 CRI - E12 Base - 120V - Frosted RAB G16.5-3-E12-927-F-F - 4W LED Globe Bulb - 2700K | 2700 | 92 | 350 | 92.1053 | 15000 | 3.8 | 12 | 49.56 | 4.13 | 4.8529 | 2020Q3 | https://www.energyavenue.com/RAB-Lighting/G16.5-3-E12-927-F-F | Energy Avenue | 2020 | Yes
LED Lighting | Decorative | RAB Lighting | True |  | Globe | G16.5 | E26 (Medium) | Damp Location Rated,Recessed Fixtures Damp Location Rated,Recessed Fixtures Base TypeE12Medium (E26) FinishClearFrosted Product Description Get rid of your old 40 watt bulbs and replace them with frosted 4W G16.5 LED Globe from Rab Lighting. This G16.5-3-E26-927-F-F provides 2700K of soft white light and up to 15,000 hours of reliable illumination. Compatible with any standard E26 fixture. Rab Lighting G16.5-3-E26-927-F-F Features: Direct replacement for 40 watt bulbs with a standard E26 base Input voltage of 120 volts and output of 4 watts CEC compliant Color accuracy of 90 CRI Energy Star Version 2.0 certified 360-degree beam angle Three-year warranty Lifespan of up to 15,000 hours Rab Lighting G16.5-3-E26-927-F-F Applications: Lamps, wall sconces, and ceiling fixtures using globe bulbs with an E26 medium screw base Alternate Product Versions $4.13 add RAB G16.5-3-E12-927-F-F - 4W LED Globe Bulb - 2700K 40 Watt Incandescent Equivalent - 350 Lumens - 90 CRI - E12 Base - 120V - Frosted $4.13 add RAB G16.5-3-E12-927-F-C - 4W LED Globe Bulb - 2700K 40 Watt Incandescent Equivalent - 350 Lumens - 90 CRI - E12 Base - 120V - Clear $4.13 EACASE of 12 add RAB G16.5-3-E26-927-F-C - 4W LED Globe Bulb - 2700K 40 Watt Incandescent Equivalent - 350 Lumens - 90 CRI - E26 Base - 120V - Clear Medium (E26) 40 Watt Incandescent Equivalent - 350 Lumens - 90 CRI - E26 Base - 120V - Frosted RAB G16.5-3-E26-927-F-F - 4W LED Globe Bulb - 2700K | 2700 | 92 | 350 | 92.1053 | 15000 | 3.8 | 12 | 49.56 | 4.13 | 4.8529 | 2020Q3 | https://www.energyavenue.com/RAB-Lighting/G16.5-3-E26-927-F-F | Energy Avenue | 2020 | Yes
LED Lighting | Reflector | RAB Lighting | True |  | Reflector (Flood/Spot) | MR16 | GU5.3 | Damp Location Rated,Recessed Fixtures Damp Location Rated,Recessed Fixtures Wattage7 Watt8 Watt Color Temp.2700K3000K Beam Angle25°35° Product Description The Rab Lighting MR16-6-827-25D-DIM is a great low energy replacement for 35W MR16 halogen bulbs. Using 7W of power, the LED MR16 provides soft white light. Each bulb comes equipped with a three-year warranty and can last for up to 25,000 hours. The bulbs are compatible with dimmer switches. Rab Lighting MR16-6-827-25D-DIM Features: 25-degree beam angle and 80 CRI Dimmable down to 20% 2700K color temperature Rab Lighting MR16-6-827-25D-DIM Applications: General lighting Indoor and outdoor use Alternate Product Versions $4.69 add RAB MR16-6-830-25D-DIM - 7W LED MR16 Bulb - 3000K 35 Watt Halogen Equivalent - 450 Lumens - 80 CRI - 12V $4.69 add RAB MR16-6-827-35D-DIM - 7W LED MR16 Bulb - 2700K 35 Watt Halogen Equivalent - 450 Lumens - 80 CRI - 12V $4.69 add RAB MR16-6-830-35D-DIM - 7W LED MR16 Bulb - 3000K 35 Watt Halogen Equivalent - 450 Lumens - 80 CRI - 12V $5.75 add RAB MR16-8-827-25D-DIM - 8W LED MR16 Bulb - 2700K 50 Watt Halogen Equivalent - 570 Lumens - 80 CRI - GU5.3 Base - 12V $5.75 add RAB MR16-8-830-25D-DIM - 8W LED MR16 Bulb - 3000K 50 Watt Halogen Equivalent - 570 Lumens - 80 CRI - GU5.3 Base - 12V $5.75 add RAB MR16-8-827-35D-DIM - 8W LED MR16 Bulb - 2700K 50 Watt Halogen Equivalent - 570 Lumens - 80 CRI - GU5.3 Base - 12V - OUT OF STOCK UNTIL MID-SEPTEMBER 2020 $5.75 add RAB MR16-8-830-35D-DIM - 8W LED MR16 Bulb - 3000K 50 Watt Halogen Equivalent - 570 Lumens - 80 CRI - GU5.3 Base - 12V GU5.3 35 Watt Halogen Equivalent - 450 Lumens - 80 CRI - 12V RAB MR16-6-827-25D-DIM - 7W LED MR16 Bulb - 2700K | 2700 | 82 | 450 | 69.2308 | 25000 | 6.5 | 12 | 56.28 | 4.69 | 5.5109 | 2020Q3 | https://www.energyavenue.com/RAB-Lighting/MR16-6-827-25D-DIM | Energy Avenue | 2020 | Yes
LED Lighting | Reflector | RAB Lighting | True |  | Reflector (Flood/Spot) | MR16 | GU5.3 | Damp Location Rated,Recessed Fixtures Damp Location Rated,Recessed Fixtures Wattage7 Watt8 Watt Color Temp.2700K3000K Beam Angle25°35° Product Description When you need to replace your MR16 halogen bulb, consider stepping up to this MR16-6-827-35D-DIM from Rab Lighting. This MR16 LED bulb offers up to 25,000 hours soft white light, a color temperature of 2700k, and color accuracy of 80 CRI. Made of durable plastic, it fits any standard GU5.3 lamp base, and it's dimmable to 20 percent. Rab Lighting MR16-6-827-35D-DIM Features: Direct replacement for MR16 halogen bulbs Input of 12 volts Energy Star version 2.0 certified Dimmable to 20 percent Operating temperature range of -20 - 45°C 35-degree beam angle Rated for damp locations Three-year warranty Lifespan of 25,000 hours Rab Lighting MR16-6-827-35D-DIM Applications: General lighting applications with any GU5.3 base Alternate Product Versions $4.69 add RAB MR16-6-827-25D-DIM - 7W LED MR16 Bulb - 2700K 35 Watt Halogen Equivalent - 450 Lumens - 80 CRI - 12V $4.69 add RAB MR16-6-830-25D-DIM - 7W LED MR16 Bulb - 3000K 35 Watt Halogen Equivalent - 450 Lumens - 80 CRI - 12V $4.69 add RAB MR16-6-830-35D-DIM - 7W LED MR16 Bulb - 3000K 35 Watt Halogen Equivalent - 450 Lumens - 80 CRI - 12V $5.75 add RAB MR16-8-827-25D-DIM - 8W LED MR16 Bulb - 2700K 50 Watt Halogen Equivalent - 570 Lumens - 80 CRI - GU5.3 Base - 12V $5.75 add RAB MR16-8-830-25D-DIM - 8W LED MR16 Bulb - 3000K 50 Watt Halogen Equivalent - 570 Lumens - 80 CRI - GU5.3 Base - 12V $5.75 add RAB MR16-8-827-35D-DIM - 8W LED MR16 Bulb - 2700K 50 Watt Halogen Equivalent - 570 Lumens - 80 CRI - GU5.3 Base - 12V - OUT OF STOCK UNTIL MID-SEPTEMBER 2020 $5.75 add RAB MR16-8-830-35D-DIM - 8W LED MR16 Bulb - 3000K 50 Watt Halogen Equivalent - 570 Lumens - 80 CRI - GU5.3 Base - 12V GU5.3 35 Watt Halogen Equivalent - 450 Lumens - 80 CRI - 12V RAB MR16-6-827-35D-DIM - 7W LED MR16 Bulb - 2700K | 2700 | 82 | 450 | 69.2308 | 25000 | 6.5 | 12 | 56.28 | 4.69 | 5.5109 | 2020Q3 | https://www.energyavenue.com/RAB-Lighting/MR16-6-827-35D-DIM | Energy Avenue | 2020 | Yes
LED Lighting | Reflector | RAB Lighting | True |  | Reflector (Flood/Spot) | MR16 | GU5.3 | Damp Location Rated,Recessed Fixtures Damp Location Rated,Recessed Fixtures Wattage7 Watt8 Watt Color Temp.2700K3000K Beam Angle25°35° Product Description Don't judge the RAB MR16-6-830-25D-DIM mini-reflector lamp's plastic exterior. The 35W halogen equivalent offers a dimming option going as low as 20% (with compatible devices), a 25° beam angle, and a 3-year warranty. Enjoy the LED MR16 bulb for 25,000 total hours. RAB MR16-6-830-25D-DIM Features: 3000K warm white light Saves up to 85% off the electric bill Bright and even illumination RAB MR16-6-830-25D-DIM Applications: Dry and damp locations General lighting Indoor use Alternate Product Versions $4.69 add RAB MR16-6-827-25D-DIM - 7W LED MR16 Bulb - 2700K 35 Watt Halogen Equivalent - 450 Lumens - 80 CRI - 12V $4.69 add RAB MR16-6-827-35D-DIM - 7W LED MR16 Bulb - 2700K 35 Watt Halogen Equivalent - 450 Lumens - 80 CRI - 12V $4.69 add RAB MR16-6-830-35D-DIM - 7W LED MR16 Bulb - 3000K 35 Watt Halogen Equivalent - 450 Lumens - 80 CRI - 12V $5.75 add RAB MR16-8-827-25D-DIM - 8W LED MR16 Bulb - 2700K 50 Watt Halogen Equivalent - 570 Lumens - 80 CRI - GU5.3 Base - 12V $5.75 add RAB MR16-8-830-25D-DIM - 8W LED MR16 Bulb - 3000K 50 Watt Halogen Equivalent - 570 Lumens - 80 CRI - GU5.3 Base - 12V $5.75 add RAB MR16-8-827-35D-DIM - 8W LED MR16 Bulb - 2700K 50 Watt Halogen Equivalent - 570 Lumens - 80 CRI - GU5.3 Base - 12V - OUT OF STOCK UNTIL MID-SEPTEMBER 2020 $5.75 add RAB MR16-8-830-35D-DIM - 8W LED MR16 Bulb - 3000K 50 Watt Halogen Equivalent - 570 Lumens - 80 CRI - GU5.3 Base - 12V GU5.3 35 Watt Halogen Equivalent - 450 Lumens - 80 CRI - 12V RAB MR16-6-830-25D-DIM - 7W LED MR16 Bulb - 3000K | 3000 | 82 | 450 | 69.2308 | 25000 | 6.5 | 12 | 56.28 | 4.69 | 5.5109 | 2020Q3 | https://www.energyavenue.com/RAB-Lighting/MR16-6-830-25D-DIM | Energy Avenue | 2020 | Yes
LED Lighting | Reflector | RAB Lighting | True |  | Reflector (Flood/Spot) | MR16 | GU5.3 | Damp Location Rated,Recessed Fixtures Damp Location Rated,Recessed Fixtures Wattage7 Watt8 Watt Color Temp.2700K3000K Beam Angle25°35° Product Description The Rab Lighting MR16-6-830-35D-DIM lamp light bulb replaces traditional 35W halogen bulbs with this energy-saving solution. Made of plastic, the MR16 LED operates at 3000K brightness for 25,000 hours, and it comes with a 3-year warranty in case of faulty operation. With a dimmer device, turn down the bulb's brightness to 20%. RAB MR16-6-830-35D-DIM Features: 3000K warm white light 35-degree optical beam angle 25,000 life hours RAB MR16-6-830-35D-DIM Applications: Indoor use Dry/damp locations General lighting Alternate Product Versions $4.69 add RAB MR16-6-827-25D-DIM - 7W LED MR16 Bulb - 2700K 35 Watt Halogen Equivalent - 450 Lumens - 80 CRI - 12V $4.69 add RAB MR16-6-830-25D-DIM - 7W LED MR16 Bulb - 3000K 35 Watt Halogen Equivalent - 450 Lumens - 80 CRI - 12V $4.69 add RAB MR16-6-827-35D-DIM - 7W LED MR16 Bulb - 2700K 35 Watt Halogen Equivalent - 450 Lumens - 80 CRI - 12V $5.75 add RAB MR16-8-827-25D-DIM - 8W LED MR16 Bulb - 2700K 50 Watt Halogen Equivalent - 570 Lumens - 80 CRI - GU5.3 Base - 12V $5.75 add RAB MR16-8-830-25D-DIM - 8W LED MR16 Bulb - 3000K 50 Watt Halogen Equivalent - 570 Lumens - 80 CRI - GU5.3 Base - 12V $5.75 add RAB MR16-8-827-35D-DIM - 8W LED MR16 Bulb - 2700K 50 Watt Halogen Equivalent - 570 Lumens - 80 CRI - GU5.3 Base - 12V - OUT OF STOCK UNTIL MID-SEPTEMBER 2020 $5.75 add RAB MR16-8-830-35D-DIM - 8W LED MR16 Bulb - 3000K 50 Watt Halogen Equivalent - 570 Lumens - 80 CRI - GU5.3 Base - 12V GU5.3 35 Watt Halogen Equivalent - 450 Lumens - 80 CRI - 12V RAB MR16-6-830-35D-DIM - 7W LED MR16 Bulb - 3000K | 3000 | 82 | 450 | 69.2308 | 25000 | 6.5 | 12 | 56.28 | 4.69 | 5.5109 | 2020Q3 | https://www.energyavenue.com/RAB-Lighting/MR16-6-830-35D-DIM | Energy Avenue | 2020 | Yes
LED Lighting | Reflector | RAB Lighting | True |  | Reflector (Flood/Spot) | MR16 | GU5.3 | Damp Location Rated,Recessed Fixtures Damp Location Rated,Recessed Fixtures Wattage7 Watt8 Watt Color Temp.2700K3000K Beam Angle25°35° Product Description The Rab Lighting MR16-8-827-25D-DIM mini reflector lamp is an energy-saving alternative to 50W halogen bulbs. The stunning aluminum construction shines a soft white light of 2700K color temperature. It beams at a 25-degree angle. In addition, the LED MR16 lasts 25,000 hours total. Rab Lighting MR16-8-827-25D-DIM Features: Saves up to 85% off the energy bill Brightness dims down to 20% 3-year warranty Rab Lighting MR16-8-827-25D-DIM Applications: General lighting Indoor use Dry & damp locations Alternate Product Versions $4.69 add RAB MR16-6-827-25D-DIM - 7W LED MR16 Bulb - 2700K 35 Watt Halogen Equivalent - 450 Lumens - 80 CRI - 12V $4.69 add RAB MR16-6-830-25D-DIM - 7W LED MR16 Bulb - 3000K 35 Watt Halogen Equivalent - 450 Lumens - 80 CRI - 12V $4.69 add RAB MR16-6-827-35D-DIM - 7W LED MR16 Bulb - 2700K 35 Watt Halogen Equivalent - 450 Lumens - 80 CRI - 12V $4.69 add RAB MR16-6-830-35D-DIM - 7W LED MR16 Bulb - 3000K 35 Watt Halogen Equivalent - 450 Lumens - 80 CRI - 12V $5.75 add RAB MR16-8-830-25D-DIM - 8W LED MR16 Bulb - 3000K 50 Watt Halogen Equivalent - 570 Lumens - 80 CRI - GU5.3 Base - 12V $5.75 add RAB MR16-8-827-35D-DIM - 8W LED MR16 Bulb - 2700K 50 Watt Halogen Equivalent - 570 Lumens - 80 CRI - GU5.3 Base - 12V - OUT OF STOCK UNTIL MID-SEPTEMBER 2020 $5.75 add RAB MR16-8-830-35D-DIM - 8W LED MR16 Bulb - 3000K 50 Watt Halogen Equivalent - 570 Lumens - 80 CRI - GU5.3 Base - 12V GU5.3 50 Watt Halogen Equivalent - 570 Lumens - 80 CRI - GU5.3 Base - 12V RAB MR16-8-827-25D-DIM - 8W LED MR16 Bulb - 2700K | 2700 | 82 | 570 | 71.25 | 25000 | 8 | 12 | 69 | 5.75 | 6.7565 | 2020Q3 | https://www.energyavenue.com/RAB-Lighting/MR16-8-827-25D-DIM | Energy Avenue | 2020 | Yes
LED Lighting | Reflector | RAB Lighting | True |  | Reflector (Flood/Spot) | MR16 | GU5.3 | Damp Location Rated,Recessed Fixtures Damp Location Rated,Recessed Fixtures Wattage7 Watt8 Watt Color Temp.2700K3000K Beam Angle25°35° Product Description OUT OF STOCK UNTIL MID-SEPTEMBER 2020 The Rab Lighting MR16-8-827-35D-DIM mini reflector lamp's intricate design is energy saving, suitable for damp locations, and dims with compatible dimmer devices. Throughout its 25,000 hour lifespan, it radiates 2700K soft white light at a 35-degree beam angle. This MR16 LED comes packaged with a 3-year warranty. Rab Lighting MR16-8-827-35D-DIM Features: Durable aluminum construction Energy-saving replacement for 50W halogen bulbs Dims down to 20% Rab Lighting MR16-8-827-35D-DIM Applications: General lighting Dry & damp locations Indoor use Alternate Product Versions $4.69 add RAB MR16-6-827-25D-DIM - 7W LED MR16 Bulb - 2700K 35 Watt Halogen Equivalent - 450 Lumens - 80 CRI - 12V $4.69 add RAB MR16-6-830-25D-DIM - 7W LED MR16 Bulb - 3000K 35 Watt Halogen Equivalent - 450 Lumens - 80 CRI - 12V $4.69 add RAB MR16-6-827-35D-DIM - 7W LED MR16 Bulb - 2700K 35 Watt Halogen Equivalent - 450 Lumens - 80 CRI - 12V $4.69 add RAB MR16-6-830-35D-DIM - 7W LED MR16 Bulb - 3000K 35 Watt Halogen Equivalent - 450 Lumens - 80 CRI - 12V $5.75 add RAB MR16-8-827-25D-DIM - 8W LED MR16 Bulb - 2700K 50 Watt Halogen Equivalent - 570 Lumens - 80 CRI - GU5.3 Base - 12V $5.75 add RAB MR16-8-830-25D-DIM - 8W LED MR16 Bulb - 3000K 50 Watt Halogen Equivalent - 570 Lumens - 80 CRI - GU5.3 Base - 12V $5.75 add RAB MR16-8-830-35D-DIM - 8W LED MR16 Bulb - 3000K 50 Watt Halogen Equivalent - 570 Lumens - 80 CRI - GU5.3 Base - 12V GU5.3 50 Watt Halogen Equivalent - 570 Lumens - 80 CRI - GU5.3 Base - 12V - OUT OF STOCK UNTIL MID-SEPTEMBER 2020 RAB MR16-8-827-35D-DIM - 8W LED MR16 Bulb - 2700K | 2700 | 82 | 570 | 71.25 | 25000 | 8 | 12 | 69 | 5.75 | 6.7565 | 2020Q3 | https://www.energyavenue.com/RAB-Lighting/MR16-8-827-35D-DIM | Energy Avenue | 2020 | Yes
LED Lighting | Reflector | RAB Lighting | True |  | Reflector (Flood/Spot) | MR16 | GU5.3 | Damp Location Rated,Recessed Fixtures Damp Location Rated,Recessed Fixtures Wattage7 Watt8 Watt Color Temp.2700K3000K Beam Angle25°35° Product Description Update your lighting with this energy-saving LED MR16 bulb from Rab Lighting. This MR16-8-830-25D-DIM is a direct replacement for standard MR16 halogen lamps with a GU5.3 base. With this upgrade, you'll get 3000K of warm white light and up to 25,000 hours of trouble-free illumination. Rab Lighting MR16-8-830-25D-DIM Features: Replaces MR16 halogen bulbs with a GU5.3 base Input voltage of 12V Color accuracy of 80 CRI Energy Star Version 2.0 certified Dimmable to 20 percent 25-degree beam angle Three-year warranty Lifespan of up to 25,000 hours Rab Lighting MR16-8-830-25D-DIM Applications: General purpose replacement for halogen lamps with a GY5.3 base Alternate Product Versions $4.69 add RAB MR16-6-827-25D-DIM - 7W LED MR16 Bulb - 2700K 35 Watt Halogen Equivalent - 450 Lumens - 80 CRI - 12V $4.69 add RAB MR16-6-830-25D-DIM - 7W LED MR16 Bulb - 3000K 35 Watt Halogen Equivalent - 450 Lumens - 80 CRI - 12V $4.69 add RAB MR16-6-827-35D-DIM - 7W LED MR16 Bulb - 2700K 35 Watt Halogen Equivalent - 450 Lumens - 80 CRI - 12V $4.69 add RAB MR16-6-830-35D-DIM - 7W LED MR16 Bulb - 3000K 35 Watt Halogen Equivalent - 450 Lumens - 80 CRI - 12V $5.75 add RAB MR16-8-827-25D-DIM - 8W LED MR16 Bulb - 2700K 50 Watt Halogen Equivalent - 570 Lumens - 80 CRI - GU5.3 Base - 12V $5.75 add RAB MR16-8-827-35D-DIM - 8W LED MR16 Bulb - 2700K 50 Watt Halogen Equivalent - 570 Lumens - 80 CRI - GU5.3 Base - 12V - OUT OF STOCK UNTIL MID-SEPTEMBER 2020 $5.75 add RAB MR16-8-830-35D-DIM - 8W LED MR16 Bulb - 3000K 50 Watt Halogen Equivalent - 570 Lumens - 80 CRI - GU5.3 Base - 12V GU5.3 50 Watt Halogen Equivalent - 570 Lumens - 80 CRI - GU5.3 Base - 12V RAB MR16-8-830-25D-DIM - 8W LED MR16 Bulb - 3000K | 3000 | 83 | 570 | 71.25 | 25000 | 8 | 12 | 69 | 5.75 | 6.7565 | 2020Q3 | https://www.energyavenue.com/RAB-Lighting/MR16-8-830-25D-DIM | Energy Avenue | 2020 | Yes
LED Lighting | Reflector | RAB Lighting | True |  | Reflector (Flood/Spot) | MR16 | GU5.3 | Damp Location Rated,Recessed Fixtures Damp Location Rated,Recessed Fixtures Wattage7 Watt8 Watt Color Temp.2700K3000K Beam Angle25°35° Product Description Save energy without sacrificing performance with this Rab Lighting LED MR16. The MR16-8-830-35D-DIM offers 3000K of warm white light and up to 25,000 hours of solid performance. It's a direct replacement for standard MR16 halogen lamps with a GU5.3 base. This product is not CEC compliant. RAB MR16-8-830-35D-DIM Features: Direct replacement for MR16 halogen bulbs Compatible with GU5.3 base lamps Input voltage of 12V Color accuracy of 80 CRI Dimmable to 20 percent Energy Star version 2.0 certified Three-year warranty Lifespan of 25,000 hours RAB MR16-8-830-35D-DIM Applications: General purpose lighting with any fixture that has a GU5.3 base Alternate Product Versions $4.69 add RAB MR16-6-827-25D-DIM - 7W LED MR16 Bulb - 2700K 35 Watt Halogen Equivalent - 450 Lumens - 80 CRI - 12V $4.69 add RAB MR16-6-830-25D-DIM - 7W LED MR16 Bulb - 3000K 35 Watt Halogen Equivalent - 450 Lumens - 80 CRI - 12V $4.69 add RAB MR16-6-827-35D-DIM - 7W LED MR16 Bulb - 2700K 35 Watt Halogen Equivalent - 450 Lumens - 80 CRI - 12V $4.69 add RAB MR16-6-830-35D-DIM - 7W LED MR16 Bulb - 3000K 35 Watt Halogen Equivalent - 450 Lumens - 80 CRI - 12V $5.75 add RAB MR16-8-827-25D-DIM - 8W LED MR16 Bulb - 2700K 50 Watt Halogen Equivalent - 570 Lumens - 80 CRI - GU5.3 Base - 12V $5.75 add RAB MR16-8-830-25D-DIM - 8W LED MR16 Bulb - 3000K 50 Watt Halogen Equivalent - 570 Lumens - 80 CRI - GU5.3 Base - 12V $5.75 add RAB MR16-8-827-35D-DIM - 8W LED MR16 Bulb - 2700K 50 Watt Halogen Equivalent - 570 Lumens - 80 CRI - GU5.3 Base - 12V - OUT OF STOCK UNTIL MID-SEPTEMBER 2020 GU5.3 50 Watt Halogen Equivalent - 570 Lumens - 80 CRI - GU5.3 Base - 12V RAB MR16-8-830-35D-DIM - 8W LED MR16 Bulb - 3000K | 3000 | 83 | 570 | 71.25 | 25000 | 8 | 12 | 69 | 5.75 | 6.7565 | 2020Q3 | https://www.energyavenue.com/RAB-Lighting/MR16-8-830-35D-DIM | Energy Avenue | 2020 | Yes
LED Lighting | Reflector | RAB Lighting | True |  | Reflector (Flood/Spot) | PAR30L | E26 (Medium) | Damp Location Rated,Wet Location Rated,Recessed Fixtures Damp Location Rated,Wet Location Rated,Recessed Fixtures Bulb ShapePAR30PAR38 Wattage11 Watt Color Temp.2700K3000K4000K Product Description Upgrade your old halogen bulbs with these long neck PAR30 LED lamps from Rab Lighting. The PAR30L-11-827-40D-DIM offers a direct replacement for 75W PAR30 lamps in a range of applications. It's compatible with any E26 medium screw lamp base and offers up to 25,000 hours of soft white light at 2700K. Rab Lighting PAR30L-11-827-40D-DIM Features: Direct replacement for 75W PAR30 halogen lamps Input of 120V Energy Star Version 2.0 certified Dimmable to 20 percent Compatible with any E26 medium screw lamp base 4-year warranty Lifespan of 25,000 hours Rab Lighting PAR30L-11-827-40D-DIM Applications: General lighting with any E26 medium screw lamp base Alternate Product Versions $6.88 add RAB PAR30L-11-830-40D-DIM - 11W LED PAR30L - 3000K 75 Watt Halogen Equivalent - Long Neck PAR 30 - 800 Lumens - 80 CRI - 120V $6.88 add RAB PAR30L-11-840-40D-DIM - 11W LED PAR30L - 4000K 75 Watt Halogen Equivalent - Long Neck PAR 30 - 800 Lumens - 80 CRI - 120V $8.44 add RAB PAR38-15-827-40D-DIM - 15W LED PAR38 - 2700K 100 Watt Halogen Equivalent - 1050 Lumens - 80 CRI - 120V $8.44 EACASE of 6 add RAB PAR38-15-830-40D-DIM - 15W LED PAR38 - 3000K 100 Watt Halogen Equivalent - 1050 Lumens - 80 CRI - 120V $8.44 add RAB PAR38-15-840-40D-DIM - 15W LED PAR38 - 4000K 100 Watt Halogen Equivalent - 1050 Lumens - 80 CRI - 120V $8.44 add RAB PAR38-15-850-40D-DIM - 15W LED PAR38 - 5000K 100 Watt Halogen Equivalent - 1050 Lumens - 80 CRI - 120V Medium (E26) 75 Watt Halogen Equivalent - Long Neck PAR 30 - 800 Lumens - 80 CRI - 120V RAB PAR30L-11-827-40D-DIM - 11W LED PAR30L - 2700K | 2700 | 93 | 800 | 72.7273 | 25000 | 11 | 12 | 82.56 | 6.88 | 8.0843 | 2020Q3 | https://www.energyavenue.com/RAB-Lighting/PAR30L-11-827-40D-DIM | Energy Avenue | 2020 | Yes
LED Lighting | Reflector | RAB Lighting | True |  | Reflector (Flood/Spot) | PAR30L | E26 (Medium) | Damp Location Rated,Wet Location Rated,Recessed Fixtures Damp Location Rated,Wet Location Rated,Recessed Fixtures Bulb ShapePAR30PAR38 Wattage11 Watt Color Temp.2700K3000K4000K Product Description Open and enclosed fixtures will appreciate the Rab Lighting PAR30L-11-830-40D-DIM bulb illuminating the area. This long neck PAR30 LED bulb includes a dimming option, a 40-degree beam angle, and a shatterproof outer plastic layer. This 11W LED PAR30 long neck bulb is an energy-saving equal to 75W halogen bulbs. Every bulb includes a 4-year warranty. Rab Lighting PAR30L-11-830-40D-DIM Features: Dims down to 20% 3000K warm white light 25,000 lifespan hours Rab Lighting PAR30L-11-830-40D-DIM Applications: Indoor/outdoor use Dry/wet locations General lighting Alternate Product Versions $6.88 add RAB PAR30L-11-827-40D-DIM - 11W LED PAR30L - 2700K 75 Watt Halogen Equivalent - Long Neck PAR 30 - 800 Lumens - 80 CRI - 120V $6.88 add RAB PAR30L-11-840-40D-DIM - 11W LED PAR30L - 4000K 75 Watt Halogen Equivalent - Long Neck PAR 30 - 800 Lumens - 80 CRI - 120V $8.44 add RAB PAR38-15-827-40D-DIM - 15W LED PAR38 - 2700K 100 Watt Halogen Equivalent - 1050 Lumens - 80 CRI - 120V $8.44 EACASE of 6 add RAB PAR38-15-830-40D-DIM - 15W LED PAR38 - 3000K 100 Watt Halogen Equivalent - 1050 Lumens - 80 CRI - 120V $8.44 add RAB PAR38-15-840-40D-DIM - 15W LED PAR38 - 4000K 100 Watt Halogen Equivalent - 1050 Lumens - 80 CRI - 120V $8.44 add RAB PAR38-15-850-40D-DIM - 15W LED PAR38 - 5000K 100 Watt Halogen Equivalent - 1050 Lumens - 80 CRI - 120V Medium (E26) 75 Watt Halogen Equivalent - Long Neck PAR 30 - 800 Lumens - 80 CRI - 120V RAB PAR30L-11-830-40D-DIM - 11W LED PAR30L - 3000K | 3000 | 92 | 800 | 72.7273 | 25000 | 11 | 12 | 82.56 | 6.88 | 8.0843 | 2020Q3 | https://www.energyavenue.com/RAB-Lighting/PAR30L-11-830-40D-DIM | Energy Avenue | 2020 | Yes
LED Lighting | Reflector | RAB Lighting | True |  | Reflector (Flood/Spot) | PAR30L | E26 (Medium) | Damp Location Rated,Wet Location Rated,Recessed Fixtures Damp Location Rated,Wet Location Rated,Recessed Fixtures Bulb ShapePAR30PAR38 Wattage11 Watt Color Temp.2700K3000K4000K Product Description Rab Lighting PAR30L-11-840-40D-DIM lamp bulb appears like a circular upside-down triangle, but it's actually white shatterproof plastic with an E26 screw-in base. An energy-saving replacement alternative to traditional 75W light bulbs, the long neck LED PAR30 operates on 4000K cool white light for 25,000 total life hours. It also works with dimming devices, going as far down as 20%. Rab Lighting PAR30L-11-840-40D-DIM Features: Stunning illumination 40-degree beam angle 4-year warranty Rab Lighting PAR30L-11-840-40D-DIM Applications: General lighting Indoor/outdoor use Enclosed/open fixtures Alternate Product Versions $6.88 add RAB PAR30L-11-827-40D-DIM - 11W LED PAR30L - 2700K 75 Watt Halogen Equivalent - Long Neck PAR 30 - 800 Lumens - 80 CRI - 120V $6.88 add RAB PAR30L-11-830-40D-DIM - 11W LED PAR30L - 3000K 75 Watt Halogen Equivalent - Long Neck PAR 30 - 800 Lumens - 80 CRI - 120V $8.44 add RAB PAR38-15-827-40D-DIM - 15W LED PAR38 - 2700K 100 Watt Halogen Equivalent - 1050 Lumens - 80 CRI - 120V $8.44 EACASE of 6 add RAB PAR38-15-830-40D-DIM - 15W LED PAR38 - 3000K 100 Watt Halogen Equivalent - 1050 Lumens - 80 CRI - 120V $8.44 add RAB PAR38-15-840-40D-DIM - 15W LED PAR38 - 4000K 100 Watt Halogen Equivalent - 1050 Lumens - 80 CRI - 120V $8.44 add RAB PAR38-15-850-40D-DIM - 15W LED PAR38 - 5000K 100 Watt Halogen Equivalent - 1050 Lumens - 80 CRI - 120V Medium (E26) 75 Watt Halogen Equivalent - Long Neck PAR 30 - 800 Lumens - 80 CRI - 120V RAB PAR30L-11-840-40D-DIM - 11W LED PAR30L - 4000K | 4000 | 95 | 800 | 72.7273 | 25000 | 11 | 12 | 82.56 | 6.88 | 8.0843 | 2020Q3 | https://www.energyavenue.com/RAB-Lighting/PAR30L-11-840-40D-DIM | Energy Avenue | 2020 | Yes
LED Lighting | Reflector | RAB Lighting | True |  | Reflector (Flood/Spot) | PAR38 | E26 (Medium) | Damp Location Rated,Wet Location Rated,Recessed Fixtures Damp Location Rated,Wet Location Rated,Recessed Fixtures Bulb ShapePAR30PAR38 Wattage15 Watt Color Temp.2700K3000K4000K5000K Product Description The Rab Lighing PAR38-15-827-40D-DIM is a great low energy replacement for 100W PAR38 lamps. Each LED PAR38 provides soft white light with its 2700k color temperature. Using only 15W, the bulbs are designed to fit into E26 bases. Equipped with a four-year warranty and up to a 25,000-hour lifespan, each bulb is designed to last years. Equipped with a dimmer switch, the bulbs can be dimmed to 20%. Rab Lighting PAR38-15-827-40D-DIM Features: Dimmable 80 CRI 40-degree beam angle Rab Lighting PAR38-15-827-40D-DIM Applications: General lighting Suitable for indoor and outdoor use Alternate Product Versions $6.88 add RAB PAR30L-11-827-40D-DIM - 11W LED PAR30L - 2700K 75 Watt Halogen Equivalent - Long Neck PAR 30 - 800 Lumens - 80 CRI - 120V $6.88 add RAB PAR30L-11-830-40D-DIM - 11W LED PAR30L - 3000K 75 Watt Halogen Equivalent - Long Neck PAR 30 - 800 Lumens - 80 CRI - 120V $6.88 add RAB PAR30L-11-840-40D-DIM - 11W LED PAR30L - 4000K 75 Watt Halogen Equivalent - Long Neck PAR 30 - 800 Lumens - 80 CRI - 120V $8.44 EACASE of 6 add RAB PAR38-15-830-40D-DIM - 15W LED PAR38 - 3000K 100 Watt Halogen Equivalent - 1050 Lumens - 80 CRI - 120V $8.44 add RAB PAR38-15-840-40D-DIM - 15W LED PAR38 - 4000K 100 Watt Halogen Equivalent - 1050 Lumens - 80 CRI - 120V $8.44 add RAB PAR38-15-850-40D-DIM - 15W LED PAR38 - 5000K 100 Watt Halogen Equivalent - 1050 Lumens - 80 CRI - 120V Medium (E26) 100 Watt Halogen Equivalent - 1050 Lumens - 80 CRI - 120V RAB PAR38-15-827-40D-DIM - 15W LED PAR38 - 2700K | 2700 | 93 | 1050 | 70 | 25000 | 15 | 6 | 50.64 | 8.44 | 9.9173 | 2020Q3 | https://www.energyavenue.com/RAB-Lighting/PAR38-15-827-40D-DIM | Energy Avenue | 2020 | Yes
LED Lighting | Reflector | RAB Lighting | True |  | Reflector (Flood/Spot) | PAR38 | E26 (Medium) | Damp Location Rated,Wet Location Rated,Recessed Fixtures Damp Location Rated,Wet Location Rated,Recessed Fixtures Bulb ShapePAR30PAR38 Wattage15 Watt Color Temp.2700K3000K4000K5000K Product Description Update your lighting with this LED PAR38 bulb from Rab Lighting. This energy-saving 15W LED alternative to traditional 100 watt halogen equivalent bulbs offers up to 25,000 hours of illumination, 80 CRI, and 3000K of warm white light. Rab PAR38-15-830-40D-DIM fits any E26 medium screw lamp base. Rab Lighting PAR38-15-830-40D-DIM Features: Direct replacement for 100-watt PAR38 lamps Input of 120 volts Energy Star Version 2.0 certified Color rendering of 80 CRI Dimmable to 20 percent Four year warranty Lifespan of 25,000 hours Rab Lighting PAR38-15-830-40D-DIM Applications: General lighting with any E26 medium screw base Alternate Product Versions $6.88 add RAB PAR30L-11-827-40D-DIM - 11W LED PAR30L - 2700K 75 Watt Halogen Equivalent - Long Neck PAR 30 - 800 Lumens - 80 CRI - 120V $6.88 add RAB PAR30L-11-830-40D-DIM - 11W LED PAR30L - 3000K 75 Watt Halogen Equivalent - Long Neck PAR 30 - 800 Lumens - 80 CRI - 120V $6.88 add RAB PAR30L-11-840-40D-DIM - 11W LED PAR30L - 4000K 75 Watt Halogen Equivalent - Long Neck PAR 30 - 800 Lumens - 80 CRI - 120V $8.44 add RAB PAR38-15-827-40D-DIM - 15W LED PAR38 - 2700K 100 Watt Halogen Equivalent - 1050 Lumens - 80 CRI - 120V $8.44 add RAB PAR38-15-840-40D-DIM - 15W LED PAR38 - 4000K 100 Watt Halogen Equivalent - 1050 Lumens - 80 CRI - 120V $8.44 add RAB PAR38-15-850-40D-DIM - 15W LED PAR38 - 5000K 100 Watt Halogen Equivalent - 1050 Lumens - 80 CRI - 120V Medium (E26) 100 Watt Halogen Equivalent - 1050 Lumens - 80 CRI - 120V RAB PAR38-15-830-40D-DIM - 15W LED PAR38 - 3000K | 3000 | 92 | 1050 | 70 | 25000 | 15 | 6 | 50.64 | 8.44 | 9.9173 | 2020Q3 | https://www.energyavenue.com/RAB-Lighting/PAR38-15-830-40D-DIM | Energy Avenue | 2020 | Yes
LED Lighting | Reflector | RAB Lighting | True |  | Reflector (Flood/Spot) | PAR38 | E26 (Medium) | Damp Location Rated,Wet Location Rated,Recessed Fixtures Damp Location Rated,Wet Location Rated,Recessed Fixtures Bulb ShapePAR30PAR38 Wattage15 Watt Color Temp.2700K3000K4000K5000K Product Description For indoor or outdoor use, count on the LED PAR38 lamp from Rab Lighting. This PAR38-15-840-40D-DIM 15W PAR38 LED is a direct replacement for traditional 100 watt halogen lamp that offers up to 85 percent energy savings. You'll enjoy 4000K of cool white light for up to 25,000 hours. Rab Lighting PAR38-15-840-40D-DIM Features: Replaces 100-watt halogen lamps Input voltage of 120 volts, out out of 15 watts Compatible with E26 medium screw lamp bases Wet rated for outdoor use, open or closed fixtures CEC compliant Energy Star Version 2.0 certified Color accuracy of 80 CRI Dimmable to 20 percent Four-year warranty Lifespan of up to 25,000 hours Rab Lighting PAR38-15-840-40D-DIM Applications: General lighting Suitable for use indoors and outdoors Alternate Product Versions $6.88 add RAB PAR30L-11-827-40D-DIM - 11W LED PAR30L - 2700K 75 Watt Halogen Equivalent - Long Neck PAR 30 - 800 Lumens - 80 CRI - 120V $6.88 add RAB PAR30L-11-830-40D-DIM - 11W LED PAR30L - 3000K 75 Watt Halogen Equivalent - Long Neck PAR 30 - 800 Lumens - 80 CRI - 120V $6.88 add RAB PAR30L-11-840-40D-DIM - 11W LED PAR30L - 4000K 75 Watt Halogen Equivalent - Long Neck PAR 30 - 800 Lumens - 80 CRI - 120V $8.44 add RAB PAR38-15-827-40D-DIM - 15W LED PAR38 - 2700K 100 Watt Halogen Equivalent - 1050 Lumens - 80 CRI - 120V $8.44 EACASE of 6 add RAB PAR38-15-830-40D-DIM - 15W LED PAR38 - 3000K 100 Watt Halogen Equivalent - 1050 Lumens - 80 CRI - 120V $8.44 add RAB PAR38-15-850-40D-DIM - 15W LED PAR38 - 5000K 100 Watt Halogen Equivalent - 1050 Lumens - 80 CRI - 120V Medium (E26) 100 Watt Halogen Equivalent - 1050 Lumens - 80 CRI - 120V RAB PAR38-15-840-40D-DIM - 15W LED PAR38 - 4000K | 4000 | 94 | 1050 | 70 | 25000 | 15 | 6 | 50.64 | 8.44 | 9.9173 | 2020Q3 | https://www.energyavenue.com/RAB-Lighting/PAR38-15-840-40D-DIM | Energy Avenue | 2020 | Yes
LED Lighting | Reflector | RAB Lighting | True | Daylighting/Photocell, | Reflector (Flood/Spot) | PAR38 | E26 (Medium) | Damp Location Rated,Wet Location Rated,Recessed Fixtures Damp Location Rated,Wet Location Rated,Recessed Fixtures Bulb ShapePAR30PAR38 Wattage15 Watt Color Temp.2700K3000K4000K5000K Product Description Rab Lighting PAR38-15-850-40D-DIM 15W PAR38 LED is a superb replacement to 100W halogen bulbs. The outer white plastic construction is shatterproof and the E26 base is easy to install. The 5000K illumination, which echoes daylight, reduces energy bills up to 85%. Included with the LED PAR38 is a 4-year warranty. Rab Lighting PAR38-15-850-40D-DIM Features: 25,000 total hour lifespan 40-degree beam angle Brightness dims down to 20% Rab Lighting PAR38-15-850-40D-DIM Applications: Indoor/outdoor use Open/enclosed fixtures General lighting Alternate Product Versions $6.88 add RAB PAR30L-11-827-40D-DIM - 11W LED PAR30L - 2700K 75 Watt Halogen Equivalent - Long Neck PAR 30 - 800 Lumens - 80 CRI - 120V $6.88 add RAB PAR30L-11-830-40D-DIM - 11W LED PAR30L - 3000K 75 Watt Halogen Equivalent - Long Neck PAR 30 - 800 Lumens - 80 CRI - 120V $6.88 add RAB PAR30L-11-840-40D-DIM - 11W LED PAR30L - 4000K 75 Watt Halogen Equivalent - Long Neck PAR 30 - 800 Lumens - 80 CRI - 120V $8.44 add RAB PAR38-15-827-40D-DIM - 15W LED PAR38 - 2700K 100 Watt Halogen Equivalent - 1050 Lumens - 80 CRI - 120V $8.44 EACASE of 6 add RAB PAR38-15-830-40D-DIM - 15W LED PAR38 - 3000K 100 Watt Halogen Equivalent - 1050 Lumens - 80 CRI - 120V $8.44 add RAB PAR38-15-840-40D-DIM - 15W LED PAR38 - 4000K 100 Watt Halogen Equivalent - 1050 Lumens - 80 CRI - 120V Medium (E26) 100 Watt Halogen Equivalent - 1050 Lumens - 80 CRI - 120V RAB PAR38-15-850-40D-DIM - 15W LED PAR38 - 5000K | 5000 | 95 | 1050 | 70 | 25000 | 15 | 6 | 50.64 | 8.44 | 9.9173 | 2020Q3 | https://www.energyavenue.com/RAB-Lighting/PAR38-15-850-40D-DIM | Energy Avenue | 2020 | Yes
LED Lighting | A-Type | Rab | True |  | General Purpose Replacement | A19 | E26 (Medium) | Not for Use in Recessed Fixtures,Damp Location Rated Not for Use in Recessed Fixtures,Damp Location Rated Rab LED lamp in frosted finish, has plastic construction for added durability. The A19 arbitrary lamp with E26 medium base, has a voltage rating of 120-Volts. The 15-Watt lamp delivers soft white light output of 1600-Lumens with 2700K color temperature and 80 CRI. It has an average life of 15000 Hours. The lamp provides 230-Degree omni-directional beam angle for even light distribution. The dimmable lamp has an efficacy of 95 LPW and power factor of >=0.7. It measures 2-3/8-Inch x 4-9/16-Inch. It is suitable for general lighting, commercial and residential applications. It is perfect for damp locations. Lamp meets UL, Energy Star, FCC, RoHS standards. Rab A19-15-E26-827-DIM Dimmable A19 LED Lamp E26 Medium Base 15-Watt 1600-Lumens 80 CRI 2700K Soft White | 2700 | 82 | 1600 | 103.2258 | 15000 | 15.5 | 12 | 6.427 | 0.53558 | 0.62933 | 2020Q3 | https://www.standardelectric.com/lighting-1600000000/rab-a19-15-e26-827-dim-dimmable-a19-led-lamp-e26-medium-base-15-watt-1600-lumens-80-cri-2700k-soft-white-862064 | Standard Electric | 2020 | Yes
LED Lighting | A-Type | Rab | True |  | General Purpose Replacement | A19 | E26 (Medium) | Not for Use in Recessed Fixtures,Damp Location Rated Not for Use in Recessed Fixtures,Damp Location Rated Rab LED lamp in frosted finish, has plastic construction for added durability. The A19 arbitrary lamp with E26 medium base, has a voltage rating of 120-Volts. The 15-Watt lamp delivers warm white light output of 1600-Lumens with 3000K color temperature and 80 CRI. It has an average life of 15000 Hours. The lamp provides 230-Degree omni-directional beam angle for even light distribution. The dimmable lamp has an efficacy of 95 LPW and power factor of >=0.7. It measures 2-3/8-Inch x 4-9/16-Inch. It is suitable for general lighting, commercial and residential applications. It is perfect for damp locations. Lamp meets UL, Energy Star, FCC, RoHS standards. Rab A19-15-E26-830-DIM Dimmable A19 LED Lamp E26 Medium Base 15-Watt 1600-Lumens 80 CRI 3000K Warm White | 3000 | 82 | 1600 | 103.2258 | 15000 | 15.5 | 12 | 6.829 | 0.56908 | 0.66869 | 2020Q3 | https://www.standardelectric.com/lighting-1600000000/rab-a19-15-e26-830-dim-dimmable-a19-led-lamp-e26-medium-base-15-watt-1600-lumens-80-cri-3000k-warm-white-818573 | Standard Electric | 2020 | Yes
LED Lighting | A-Type | Rab | True |  | General Purpose Replacement | A19 | E26 (Medium) | Not for Use in Recessed Fixtures,Damp Location Rated Not for Use in Recessed Fixtures,Damp Location Rated Rab LED lamp in frosted finish, has plastic construction for added durability. The A19 arbitrary lamp with E26 medium base, has a voltage rating of 120-Volts. The 15-Watt lamp delivers cool white light output of 1600-Lumens with 4000K color temperature and 80 CRI. It has an average life of 15000 Hours. The lamp provides 230-Degree omni-directional beam angle for even light distribution. The dimmable lamp has an efficacy of 100 LPW and power factor of >=0.7. It measures 2-3/8-Inch x 4-9/16-Inch. It is suitable for general lighting, commercial and residential applications. It is perfect for damp locations. Lamp meets UL, Energy Star, FCC, RoHS standards. Rab A19-15-E26-840-DIM Dimmable A19 LED Lamp E26 Medium Base 15-Watt 1600-Lumens 80 CRI 4000K Cool White | 4000 | 85 | 1600 | 103.2258 | 15000 | 15.5 | 12 | 6.628 | 0.55233 | 0.64901 | 2020Q3 | https://www.standardelectric.com/lighting-1600000000/rab-a19-15-e26-840-dim-dimmable-a19-led-lamp-e26-medium-base-15-watt-1600-lumens-80-cri-4000k-cool-white-838826 | Standard Electric | 2020 | Yes
LED Lighting | A-Type | Satco | False |  | General Purpose Replacement | A19 | E26 (Medium) | Damp Location Rated,Recessed Fixtures Damp Location Rated,Recessed Fixtures 15.5W 120V LED LAMP Satco S28785 A19 LED Lamp E26 Medium 15.5-Watt 1600-Lumens 2700K 82 CRI Warm White Nuvo® | 2700 | 82 | 1600 | 103.2258 | 15000 | 15.5 | 1 | 5.95 | 5.95 | 6.9915 | 2020Q3 | https://www.standardelectric.com/lighting-1600000000/satco-s28785-a19-led-lamp-e26-medium-15-5-watt-1600-lumens-2700k-82-cri-warm-white-nuvo-reg-718347 | Standard Electric | 2020 | Yes
LED Lighting | A-Type | Satco | False |  | A19 | Arbitrary | E26 Medium | Satco Direct replacement LED lamp features frosted finish. The A19 arbitrary lamp with E26 medium base, has a voltage rating of 120-Volts. The 15.5-Watt lamp delivers warm white light output of 1600-Lumens initial with 2700K color temperature and 80 CRI. It has an average life of 15000 Hours. The lamp provides 220-Degree beam angle for even light distribution. The lamp has power factor of 0.91. It measures 2-5/8-Inch x 5-1/2-Inch. It is suitable for indoor residential and commercial lighting. It is perfect for damp locations and enclosed fixtures. Lamp meets UL/ETL, cULus, RoHS, Energy Star standards. Satco S28789 A19 Direct Replacement LED Lamp E26 Medium Base 15.5-Watt 1600-Lumens 80 CRI 2700K Warm White | 2700 | 80 | 1600 | 103.2258 | 15000 | 15.5 | 4 | 24.6 | 6.15 | 7.2265 | 2020Q3 | https://www.ew-ne.com/lighting-1600000000/satco-s28789-a19-direct-replacement-led-lamp-e26-medium-base-15-5-watt-1600-lumens-80-cri-2700k-warm-white-804687 | Electrical Wholesalers Inc | 2020 | Yes
LED Lighting | A-Type | Manufacturer: Satco | False |  | General Purpose Replacement | A19 | E26 (Medium) | Damp Location Rated,Recessed Fixtures Home > Energy Star Qualified Products > 16 Watt 1600 Lumen LED A19 NON-Dimming Enclosed Fixture Rated Light Bulb 2700K ** Non-CEC Compliant - NOT Lawful for Sale in California ** Product Specifications - Quick Reference Input Voltage: Lumens: 120 Volt 1600 Lumens Dimensions: Dimmable: 4-5/8" (MOL) x 2-3/8" (MOD) No - NOT Dimmable LED Color: 2700K Warm White Life Time: 25,000 Hours Power Consumption: Luminous Efficacy: 15.5 Watts 103 lm/W CRI: Certifications: 80 CRI Energy Star, RoHS, Damp Satco's LED series of omni-directional LED A19 Lamps are here to replace your 100 watt incandescent light bulbs. Within this series, Satco is exhibiting their Solid State LED Lighting for these A shaped replacement lamps. This series of A19 LED lights bulbs are not dimmable, but are approved for totally enclosed fixtures. They have a long life of 25,000 hours and possess a 3 Year Limited Warranty. This series comes in a 15.5 watt model with the color temperatures of 2700K, 3000K, 4000K, and 5000K. This model is part number S28785, a replacement of S8785, which produces 1600 lumens of a 2700K warm white color. This bulb consumes just 15.5 watts of 120 volt energy compared to a 100W incandescent bulb. This bulb is Energy Star certified, RoHS compliant, cULus - damp location rated, and enclosed fixture rated. This led light bulb is NOT dimmable and has a CRI of 80, with a medium E26 base to meet all of your replacement needs. When you replace your 100A19 bulbs with these 15.5 watt A19 LED bulbs, your energy use decreases significantly while keeping the same look and feel of your old A19 bulbs. Typical applications include: commercial, residential, down lighting, accent lighting, display lighting, and more. Click here for the complete Satco S28785 LED A19 Light Bulb Specification Sheet. Satco 16 Watt 1600 Lumen LED A19 NON-Dimming Enclosed Fixture Rated Light Bulb 2700K | 2700 | 82 | 1600 | 103.2258 | 15000 | 15.5 | 1 | 5.95 | 5.95 | 6.9915 | 2020Q2 | https://www.greenelectricalsupply.com/15-watt-led-a19-light-bulbs-non-dimming-2700k.aspx | Green Electrical Supply | 2020 | Yes
LED Lighting | Reflector | Satco | True |  | Reflector (Flood/Spot) | PAR16 | GU10 | Damp Location Rated,Recessed Fixtures Damp Location Rated,Recessed Fixtures Product Description MUST ORDER IN MINIMUM QUANTITY OF 20 The dimmable Satco 6.5MR16/LED/40'/30K/120V/GU10 S9383 MR16 LED bulb is an extremely energy efficient light bulb, operating on only 6.5 watts. This GU10 MR16 replaces your 50 Watt Incandescent bulbs. The S9383 emits 500 lumens of 3000K warm white light. This product has a life expectancy of 25,000 life hours and is covered by a 5 year limited manufacturer's warranty. Satco S9383 Features: Solid State LED lighting High Efficacy Energy star and CEC status UL approved for totally enclosed fixtures RoHS Compliant Satco S9383 Applications: Indoor dry locations For fully enclosed fixtures outdoor Landscape lighting and track light fixtures GU10 6.5MR16/LED/40'/30K/120V/GU10 - 50W Incandescent Equivalent - 40° Beam Angle - 500 Lumens - 80 CRI - Dimmable - 120V - MUST ORDER IN MINIMUM QUANTITY OF 20 Satco S9383 - 6.5W LED MR16 - 3000K - GU10 Base | 3000 | 83 | 500 | 76.9231 | 25000 | 6.5 | 1 | 11.9 | 11.9 | 13.983 | 2020Q3 | https://www.energyavenue.com/Satco/S9383 | Energy Avenue | 2020 | Yes
LED Lighting | Reflector | Satco | True |  | Reflector (Flood/Spot) | PAR30S | E26 (Medium) | Wet Location Rated,Recessed Fixtures Wet Location Rated,Recessed Fixtures Bulb ShapePAR20PAR30LNPAR30SNPAR38 Product Description MUST ORDER IN MINIMUM QUANTITY OF 10 The Satco 13PAR30/SN/LED/40'/3500K/120V/D S9417 PAR30 LED bulb is an energy efficient light bulb, operating on only 13 watts. This dimmable short neck LED PAR30 bulb replaces your 50 watt incandescent bulbs. The S9417 with 3500K neutral white light emits 1000 lumens. Satco S9417 Features: Reflector replacement lamp with ABS lens Solid State LED lighting E26 medium base and 120V IP65 Wet location rated Long life of 25,000 life hours Covered by a 3 year warranty Satco S9417 Applications: For Indoor and Outdoor use Approved for enclosed fixtures Accent lighting Recessed downlight Track lights Alternate Product Versions $8.90 EACASE of 6 add Satco S12216 - 13W LED PAR38 - 3000K - E26 - 120V 13PAR38/LED/830/FL/120V - 1,000 Lumens - 80 CRI - 90W Incandescent Equivalent - 40° - Dimmable $8.90 EACASE of 6 add Satco S12217 - 13W LED PAR38 - 4000K - E26 - 120V 13PAR38/LED/840/FL/120V - 1,000 Lumens - 80 CRI - 90W Incandescent Equivalent - 40° - Dimmable $6.90 EACASE of 6 add Satco S9406 - 7W LED PAR20 - 3000K - E26 Base - 120V 7PAR20/LED/40'/3000K/120V/D - 50W Incandescent Equivalent - 40° Beam Angle - 525 Lumens - 80 CRI - Dimmable - Silver Finish $6.90 EACASE of 6 add Satco S9408 - 7W LED PAR20 - 4000K 7PAR20/LED/40'/4000K/120V/D - Medium E26 Base - 50W Incandescent Equivalent - 40° Beam Angle - 525 Lumens - 80 CRI - Dimmable - 120V - Silver Finish - MUST ORDER IN MINIMUM QUANTITY OF 14 $6.90 EACASE of 6 add Satco S9409 - 7W LED PAR20 - 5000K - E26 Base - 120V 7PAR20/LED/40'/5000K/120V/D - 50W Incandescent Equivalent - 40° Beam Angle - 525 Lumens - 80 CRI - Dimmable - Silver Finish - MUST ORDER IN MINIMUM QUANTITY OF 10 $10.90 EACASE of 6 add Satco S9428 - 13W LED PAR30 Long Neck - 4000K 13PAR30/LN/LED/25'/4000K/120V/D - 75W Incandescent Equivalent - 25° Beam Angle - 1000 Lumens - 80 CRI - Dimmable - E26 Base - 120V - Silver Finish - MUST ORDER IN MINIMUM QUANTITY OF 10 $10.90 EACASE of 6 add Satco S9430 - 13W LED PAR30 Long Neck - 2700K 13PAR30/LN/LED/40'/2700K/120V/D - 75W Incandescent Equivalent - 40° Beam Angle - 1000 Lumens - 80 CRI - Dimmable - E26 Base - 120V - Silver Finish - MUST ORDER IN MINIMUM QUANTITY OF 10 Medium (E26) 13PAR30/SN/LED/40'/3500K/120V/D - 50W Incandescent Equivalent - 40° Beam Angle - 1000 Lumens - 80 CRI - Dimmable - E26 Base - 120V - Silver Finish - MUST ORDER IN MINIMUM QUANTITY OF 10 Satco S9417 - 13W LED PAR30 Short Neck - 3500K | 3500 | 82 | 1000 | 76.9231 | 25000 | 13 | 1 | 10.9 | 10.9 | 12.8079 | 2020Q3 | https://www.energyavenue.com/Satco/S9417 | Energy Avenue | 2020 | Yes
LED Lighting | Reflector | Satco | True |  | Reflector (Flood/Spot) | PAR30L | E26 (Medium) | Wet Location Rated,Recessed Fixtures Wet Location Rated,Recessed Fixtures Bulb ShapePAR20PAR30LNPAR30SNPAR38 Color Temp.2700K4000K Product Description MUST ORDER IN MINIMUM QUANTITY OF 10 The dimmable Satco 13PAR30/LN/LED/25'/4000K/120V/D S9428 13 watt LED long neck PAR30 bulb is energy efficient, replacing your 75 watt incandescent. The S9428 emits 1000 Lumens of cool white 4000K color temperature light. This PARL30 long neck lamp has a life expectancy of 25,000 life hours and covered by a 3 year limited warranty. Satco S9417 Features: Reflector replacement lamp ABS lens Solid State LED lighting IP65 Wet location rated Satco S9417 Applications: For Indoor and Outdoor use Approved for enclosed fixtures Accent decorative lighting Recessed downlight and track lights Alternate Product Versions $8.90 EACASE of 6 add Satco S12216 - 13W LED PAR38 - 3000K - E26 - 120V 13PAR38/LED/830/FL/120V - 1,000 Lumens - 80 CRI - 90W Incandescent Equivalent - 40° - Dimmable $8.90 EACASE of 6 add Satco S12217 - 13W LED PAR38 - 4000K - E26 - 120V 13PAR38/LED/840/FL/120V - 1,000 Lumens - 80 CRI - 90W Incandescent Equivalent - 40° - Dimmable $6.90 EACASE of 6 add Satco S9406 - 7W LED PAR20 - 3000K - E26 Base - 120V 7PAR20/LED/40'/3000K/120V/D - 50W Incandescent Equivalent - 40° Beam Angle - 525 Lumens - 80 CRI - Dimmable - Silver Finish $6.90 EACASE of 6 add Satco S9408 - 7W LED PAR20 - 4000K 7PAR20/LED/40'/4000K/120V/D - Medium E26 Base - 50W Incandescent Equivalent - 40° Beam Angle - 525 Lumens - 80 CRI - Dimmable - 120V - Silver Finish - MUST ORDER IN MINIMUM QUANTITY OF 14 $6.90 EACASE of 6 add Satco S9409 - 7W LED PAR20 - 5000K - E26 Base - 120V 7PAR20/LED/40'/5000K/120V/D - 50W Incandescent Equivalent - 40° Beam Angle - 525 Lumens - 80 CRI - Dimmable - Silver Finish - MUST ORDER IN MINIMUM QUANTITY OF 10 $10.90 EACASE of 6 add Satco S9417 - 13W LED PAR30 Short Neck - 3500K 13PAR30/SN/LED/40'/3500K/120V/D - 50W Incandescent Equivalent - 40° Beam Angle - 1000 Lumens - 80 CRI - Dimmable - E26 Base - 120V - Silver Finish - MUST ORDER IN MINIMUM QUANTITY OF 10 $10.90 EACASE of 6 add Satco S9430 - 13W LED PAR30 Long Neck - 2700K 13PAR30/LN/LED/40'/2700K/120V/D - 75W Incandescent Equivalent - 40° Beam Angle - 1000 Lumens - 80 CRI - Dimmable - E26 Base - 120V - Silver Finish - MUST ORDER IN MINIMUM QUANTITY OF 10 Medium (E26) 13PAR30/LN/LED/25'/4000K/120V/D - 75W Incandescent Equivalent - 25° Beam Angle - 1000 Lumens - 80 CRI - Dimmable - E26 Base - 120V - Silver Finish - MUST ORDER IN MINIMUM QUANTITY OF 10 Satco S9428 - 13W LED PAR30 Long Neck - 4000K | 4000 | 83 | 1000 | 76.9231 | 25000 | 13 | 1 | 10.9 | 10.9 | 12.8079 | 2020Q3 | https://www.energyavenue.com/Satco/S9428 | Energy Avenue | 2020 | Yes
LED Lighting | Reflector | Satco | True |  | Reflector (Flood/Spot) | PAR30L | E26 (Medium) | Wet Location Rated,Recessed Fixtures Wet Location Rated,Recessed Fixtures Bulb ShapePAR20PAR30LNPAR30SNPAR38 Color Temp.2700K4000K Product Description MUST ORDER IN MINIMUM QUANTITY OF 10 The Satco 13PAR30/LN/LED/40'/2700K/120V/D S9430 dimmable PAR30 long neck LED bulb is energy efficient replacement of 75 watts incandescent. It operates on only 13 watts and emits 1000 lumens of 2700K warm white light. The life expectancy of this long neck LED PAR30 is 25,000 life hours with 3-year limited warranty from the manufacturer. Satco S9430 Features: Long life and Energy Star certified IP65 - Wet location rated Solid State LED lighting Reflector replacement lamp dimmable and energy saving Satco S9417 Applications: Suitable for indoor and outdoor use Rated for enclosed fixtures Decorative accent lights Recessed downlighting Alternate Product Versions $8.90 EACASE of 6 add Satco S12216 - 13W LED PAR38 - 3000K - E26 - 120V 13PAR38/LED/830/FL/120V - 1,000 Lumens - 80 CRI - 90W Incandescent Equivalent - 40° - Dimmable $8.90 EACASE of 6 add Satco S12217 - 13W LED PAR38 - 4000K - E26 - 120V 13PAR38/LED/840/FL/120V - 1,000 Lumens - 80 CRI - 90W Incandescent Equivalent - 40° - Dimmable $6.90 EACASE of 6 add Satco S9406 - 7W LED PAR20 - 3000K - E26 Base - 120V 7PAR20/LED/40'/3000K/120V/D - 50W Incandescent Equivalent - 40° Beam Angle - 525 Lumens - 80 CRI - Dimmable - Silver Finish $6.90 EACASE of 6 add Satco S9408 - 7W LED PAR20 - 4000K 7PAR20/LED/40'/4000K/120V/D - Medium E26 Base - 50W Incandescent Equivalent - 40° Beam Angle - 525 Lumens - 80 CRI - Dimmable - 120V - Silver Finish - MUST ORDER IN MINIMUM QUANTITY OF 14 $6.90 EACASE of 6 add Satco S9409 - 7W LED PAR20 - 5000K - E26 Base - 120V 7PAR20/LED/40'/5000K/120V/D - 50W Incandescent Equivalent - 40° Beam Angle - 525 Lumens - 80 CRI - Dimmable - Silver Finish - MUST ORDER IN MINIMUM QUANTITY OF 10 $10.90 EACASE of 6 add Satco S9417 - 13W LED PAR30 Short Neck - 3500K 13PAR30/SN/LED/40'/3500K/120V/D - 50W Incandescent Equivalent - 40° Beam Angle - 1000 Lumens - 80 CRI - Dimmable - E26 Base - 120V - Silver Finish - MUST ORDER IN MINIMUM QUANTITY OF 10 $10.90 EACASE of 6 add Satco S9428 - 13W LED PAR30 Long Neck - 4000K 13PAR30/LN/LED/25'/4000K/120V/D - 75W Incandescent Equivalent - 25° Beam Angle - 1000 Lumens - 80 CRI - Dimmable - E26 Base - 120V - Silver Finish - MUST ORDER IN MINIMUM QUANTITY OF 10 Medium (E26) 13PAR30/LN/LED/40'/2700K/120V/D - 75W Incandescent Equivalent - 40° Beam Angle - 1000 Lumens - 80 CRI - Dimmable - E26 Base - 120V - Silver Finish - MUST ORDER IN MINIMUM QUANTITY OF 10 Satco S9430 - 13W LED PAR30 Long Neck - 2700K | 2700 | 82 | 1000 | 76.9231 | 25000 | 13 | 1 | 10.9 | 10.9 | 12.8079 | 2020Q3 | https://www.energyavenue.com/Satco/S9430 | Energy Avenue | 2020 | Yes
LED Lighting | Reflector | Soraa | True |  | Reflector (Flood/Spot) | MR16 | GU5.3 | Damp Location Rated,Recessed Fixtures Damp Location Rated,Recessed Fixtures Wattage7.5 Watt9 Watt Color Temp.2700K3000K Beam Angle10°25°36°60° Product Description Delivering a highly efficient and high-lumen solution, the Soraa BRILLIANT™ HL is designed to meet energy standards. An alternative to 75 watt halogen bulbs, the Soraa SM16-07-10D-827-H1 08722 LED MR16 lamp is energy efficient and affordable with excellent color performance. Soraa SM16-07-10D-827 (08722) Features: Compatible with the Soraa SNAP System 2700K color temperature High CRI of 90 85% more energy efficient than halogen lamps Suitable for use in fully enclosed fixtures Title 20 compliant 3-year or 25,000 hours warranty Soraa SM16-07-10D-827 (08722) Applications: Halogen replacement for indoor residential lighting Hospitality and restaurants Retail stores Alternate Product Versions $13.55 add Soraa 08724 - 7.5W LED MR16 - 2700K - GU5.3 Brilliant™ HL SM16-07-25D-827-H1 - 600 Lumens - 90 CRI - 75W Halogen Equivalent - 25° - 12V $13.55 add Soraa 08726 - 7.5W LED MR16 - 2700K - GU5.3 Brilliant™ HL SM16-07-36D-827-H1 - 600 Lumens - 90 CRI - 75W Halogen Equivalent - 36° - 12V $13.55 add Soraa 08730 - 7.5W LED MR16 - 3000K - GU5.3 Brilliant™ HL SM16-07-25D-830-H1 - 630 Lumens - 90 CRI - 75W Halogen Equivalent - 25° - 12V $13.55 add Soraa 08732 - 7.5W LED MR16 - 3000K - GU5.3 Brilliant™ HL SM16-07-36D-830-H1 - 630 Lumens - 90 CRI - 75W Halogen Equivalent - 36° - 12V $16.05 add Soraa 08734 - 9W LED MR16 - 2700K - GU5.3 Brilliant™ HL SM16-09-25D-827-H1 - 690 Lumens - 90 CRI - 75W Halogen Equivalent - 25° - 12V $16.05 add Soraa 08736 - 9W LED MR16 - 2700K - GU5.3 Brilliant™ HL SM16-09-36D-827-H1 - 690 Lumens - 90 CRI - 75W Halogen Equivalent - 36° - 12V $16.05 add Soraa 08738 - 9W LED MR16 - 3000K - GU5.3 Brilliant™ HL SM16-09-25D-830-H1 - 725 Lumens - 90 CRI - 75W Halogen Equivalent - 25° - 12V $16.05 add Soraa 08740 - 9W LED MR16 - 3000K - GU5.3 Brilliant™ HL SM16-09-36D-830-H1 - 725 Lumens - 90 CRI - 75W Halogen Equivalent - 36° - 12V $14.98 add Soraa 08744 - 7.5W LED MR16 - 2700K - GU10 Brilliant™ HL SM16GA-07-25D-827-H1 - 600 Lumens - 90 CRI - 65W Halogen Equivalent - 25° - 120V $14.98 add Soraa 08746 - 7.5W LED MR16 - 2700K - GU10 Brilliant™ HL SM16GA-07-36D-827-H1 - 600 Lumens - 90 CRI - 65W Halogen Equivalent - 36° - 120V $14.98 add Soraa 08748 - 7.5W LED MR16 - 2700K - GU10 Brilliant™ HL SM16GA-07-60D-827-H1 - 600 Lumens - 90 CRI - 65W Halogen Equivalent - 60° - 120V $14.98 add Soraa 08752 - 7.5W LED MR16 - 3000K - GU10 Brilliant™ HL SM16GA-07-25D-830-H1 - 630 Lumens - 90 CRI - 65W Halogen Equivalent - 25° - 120V $14.98 add Soraa 08754 - 7.5W LED MR16 - 3000K - GU10 Brilliant™ HL SM16GA-07-36D-830-H1 - 630 Lumens - 90 CRI - 65W Halogen Equivalent - 36° - 120V $14.98 add Soraa 08756 - 7.5W LED MR16 - 3000K - GU10 Brilliant™ HL SM16GA-07-60D-830-H1 - 630 Lumens - 90 CRI - 65W Halogen Equivalent - 60° - 120V $17.48 add Soraa 08758 - 9W LED MR16 - 2700K - GU10 Brilliant™ HL SM16GA-09-25D-827-H1 - 630 Lumens - 90 CRI - 75W Halogen Equivalent - 25° - 120V $17.48 add Soraa 08760 - 9W LED MR16 - 2700K - GU10 Brilliant™ HL SM16GA-09-36D-827-H1 - 630 Lumens - 90 CRI - 75W Halogen Equivalent - 36° - 120V $17.48 add Soraa 08762 - 9W LED MR16 - 2700K - GU10 Brilliant™ HL SM16GA-09-60D-827-H1 - 630 Lumens - 90 CRI - 75W Halogen Equivalent - 60° - 120V $17.48 add Soraa 08764 - 9W LED MR16 - 3000K - GU10 Brilliant™ HL SM16GA-09-25D-830-H1 - 725 Lumens - 90 CRI - 75W Halogen Equivalent - 25° - 120V $17.48 add Soraa 08766 - 9W LED MR16 - 3000K - GU10 Brilliant™ HL SM16GA-09-36D-830-H1 - 725 Lumens - 90 CRI - 75W Halogen Equivalent - 36° - 120V $17.48 add Soraa 08768 - 9W LED MR16 - 3000K - GU10 Brilliant™ HL - SM16GA-09-60D-830-H1 - 725 Lumens - 90 CRI - 75W Halogen Equivalent - 60° - 120V GU5.3 Brilliant™ HL SM16-07-10D-827-H1 - 75 Halogen Equivalent - 575 Lumens - 90 CRI - 10 Degree Beam Angle - Title 20 Compliant Soraa 08722 - 7.5W MR16 - 2700K - GU5.3 | 2700 | 91 | 638 | 78.7654 | 25000 | 8.1 | 1 | 13.55 | 13.55 | 15.9218 | 2020Q3 | https://www.energyavenue.com/Soraa/SM16-07-10D-827-H1 | Energy Avenue | 2020 | Yes
LED Lighting | Reflector | Soraa | True |  | Reflector (Flood/Spot) | MR16 | GU5.3 | Damp Location Rated,Recessed Fixtures Damp Location Rated,Recessed Fixtures Wattage7.5 Watt9 Watt Color Temp.2700K3000K Beam Angle10°25°36°60° Base TypeGU10GU5.3 Product Description Brilliant is just one way to describe this single-source COB flood light from Soraa. This LED MR16 lamp offers an alternative to high-consumption 75-watt halogen bulbs when you need targeted lighting in damp indoor locations or enclosed fixtures. With this stylish lamp. you'll get a futuristic design, up to 85 percent energy savings, and 2700K of warm white light. Soraa SM16-07-25D-827-H1 (08724) Features: Direct replacement for 75-watt MR16 halogen bulbs Enhanced by Soraa Point Source Optics™ Rated for damp locations Suitable for fully enclosed fixtures Single driver current Up to 85 percent energy savings Uniform lighting, low flicker Dimmable to 20 percent Lifespan of up to 35,000 hours Three-year limited warranty Soraa SM16-07-25D-827-H1 (08724) Applications: Recessed downlights Track lighting Wall washes Alternate Product Versions $13.55 add Soraa 08726 - 7.5W LED MR16 - 2700K - GU5.3 Brilliant™ HL SM16-07-36D-827-H1 - 600 Lumens - 90 CRI - 75W Halogen Equivalent - 36° - 12V $13.55 add Soraa 08730 - 7.5W LED MR16 - 3000K - GU5.3 Brilliant™ HL SM16-07-25D-830-H1 - 630 Lumens - 90 CRI - 75W Halogen Equivalent - 25° - 12V $13.55 add Soraa 08732 - 7.5W LED MR16 - 3000K - GU5.3 Brilliant™ HL SM16-07-36D-830-H1 - 630 Lumens - 90 CRI - 75W Halogen Equivalent - 36° - 12V $16.05 add Soraa 08734 - 9W LED MR16 - 2700K - GU5.3 Brilliant™ HL SM16-09-25D-827-H1 - 690 Lumens - 90 CRI - 75W Halogen Equivalent - 25° - 12V $16.05 add Soraa 08736 - 9W LED MR16 - 2700K - GU5.3 Brilliant™ HL SM16-09-36D-827-H1 - 690 Lumens - 90 CRI - 75W Halogen Equivalent - 36° - 12V $16.05 add Soraa 08738 - 9W LED MR16 - 3000K - GU5.3 Brilliant™ HL SM16-09-25D-830-H1 - 725 Lumens - 90 CRI - 75W Halogen Equivalent - 25° - 12V $16.05 add Soraa 08740 - 9W LED MR16 - 3000K - GU5.3 Brilliant™ HL SM16-09-36D-830-H1 - 725 Lumens - 90 CRI - 75W Halogen Equivalent - 36° - 12V $14.98 add Soraa 08744 - 7.5W LED MR16 - 2700K - GU10 Brilliant™ HL SM16GA-07-25D-827-H1 - 600 Lumens - 90 CRI - 65W Halogen Equivalent - 25° - 120V $14.98 add Soraa 08746 - 7.5W LED MR16 - 2700K - GU10 Brilliant™ HL SM16GA-07-36D-827-H1 - 600 Lumens - 90 CRI - 65W Halogen Equivalent - 36° - 120V $14.98 add Soraa 08748 - 7.5W LED MR16 - 2700K - GU10 Brilliant™ HL SM16GA-07-60D-827-H1 - 600 Lumens - 90 CRI - 65W Halogen Equivalent - 60° - 120V $14.98 add Soraa 08752 - 7.5W LED MR16 - 3000K - GU10 Brilliant™ HL SM16GA-07-25D-830-H1 - 630 Lumens - 90 CRI - 65W Halogen Equivalent - 25° - 120V $14.98 add Soraa 08754 - 7.5W LED MR16 - 3000K - GU10 Brilliant™ HL SM16GA-07-36D-830-H1 - 630 Lumens - 90 CRI - 65W Halogen Equivalent - 36° - 120V $14.98 add Soraa 08756 - 7.5W LED MR16 - 3000K - GU10 Brilliant™ HL SM16GA-07-60D-830-H1 - 630 Lumens - 90 CRI - 65W Halogen Equivalent - 60° - 120V $17.48 add Soraa 08758 - 9W LED MR16 - 2700K - GU10 Brilliant™ HL SM16GA-09-25D-827-H1 - 630 Lumens - 90 CRI - 75W Halogen Equivalent - 25° - 120V $17.48 add Soraa 08760 - 9W LED MR16 - 2700K - GU10 Brilliant™ HL SM16GA-09-36D-827-H1 - 630 Lumens - 90 CRI - 75W Halogen Equivalent - 36° - 120V $17.48 add Soraa 08762 - 9W LED MR16 - 2700K - GU10 Brilliant™ HL SM16GA-09-60D-827-H1 - 630 Lumens - 90 CRI - 75W Halogen Equivalent - 60° - 120V $17.48 add Soraa 08764 - 9W LED MR16 - 3000K - GU10 Brilliant™ HL SM16GA-09-25D-830-H1 - 725 Lumens - 90 CRI - 75W Halogen Equivalent - 25° - 120V $17.48 add Soraa 08766 - 9W LED MR16 - 3000K - GU10 Brilliant™ HL SM16GA-09-36D-830-H1 - 725 Lumens - 90 CRI - 75W Halogen Equivalent - 36° - 120V $17.48 add Soraa 08768 - 9W LED MR16 - 3000K - GU10 Brilliant™ HL - SM16GA-09-60D-830-H1 - 725 Lumens - 90 CRI - 75W Halogen Equivalent - 60° - 120V $13.55 add Soraa 08722 - 7.5W MR16 - 2700K - GU5.3 Brilliant™ HL SM16-07-10D-827-H1 - 75 Halogen Equivalent - 575 Lumens - 90 CRI - 10 Degree Beam Angle - Title 20 Compliant GU5.3 Brilliant™ HL SM16-07-25D-827-H1 - 600 Lumens - 90 CRI - 75W Halogen Equivalent - 25° - 12V Soraa 08724 - 7.5W LED MR16 - 2700K - GU5.3 | 2700 | 92 | 500 | 66.6667 | 25000 | 7.5 | 1 | 13.55 | 13.55 | 15.9218 | 2020Q3 | https://www.energyavenue.com/Soraa/SM16-07-25D-827-H1 | Energy Avenue | 2020 | Yes
LED Lighting | Reflector | Soraa | True |  | Reflector (Flood/Spot) | PAR38 | E26 (Medium) | None,Recessed Fixtures None,Recessed Fixtures Product Description The Soraa 00933 Brilliant Series MR16 LED lamp operates at 7.5 Watts and 12 Volts. This LED has an 85 CRI, and is equivalent to a 50 watt halogen light bulb. This Brilliant Series LED has a GU5.3 Base, 25 Degree Beam Angle, and a Color Temperature (CCT) of 3000K. This Soraa LED lamp is 85% more efficient than your standard halogen, and has a typical payback of less than one year. Intended for use in MR16 compatible recessed downlights. Features: Dimmable Suitable for enclosed fixtures Applicable for both indoor and outdoor applications GU5.3 25-Degree Beam Angle - 7.5 Watt - 12 Volt - 85 CRI - Dimmable - 3000K - 50 Watt Equal Soraa - 00933 - SM16-07-25D-830-03 - Brilliant Series - MR16 LED | 3000 | 92 | 1200 | 70.5882 | 40000 | 17 | 1 | 13.27 | 13.27 | 15.5928 | 2020Q3 | https://www.energyavenue.com/Soraa/SM16-07-25D-830-03 | Energy Avenue | 2020 | Yes
LED Lighting | Reflector | Soraa | True |  | Reflector (Flood/Spot) | MR16 | GU5.3 | Damp Location Rated,Recessed Fixtures Damp Location Rated,Recessed Fixtures Wattage7.5 Watt9 Watt Color Temp.2700K3000K Beam Angle25°36°60° Base TypeGU10GU5.3 Product Description Contemporary aesthetics and long life are yours with this LED MR16 lamp from Soraa. This bulb is compatible with any MR16 form factor with a GU5.3 base, and it offers a direct replacement for high consumption halogen bulbs. With this product, you'll enjoy 3000K of uniform, cool white light for up to 35,000 hours, and it's suitable for damp locations. Soraa SM16-07-25D-830-H1 (08730) Features: Replaces 75-watt MR16 halogen bulbs with a GU5.3 base Up to 85 percent energy savings Rated for damp locations Enhanced by Soraa Point Source Optics™ Suitable for enclosed fixtures Single source driver Dimmable to 20 percent Low flicker beam Lifespan of up to 35,000 hours Three-year limited warranty Soraa SM16-07-25D-830-H1 (08730) Applications: Recessed downlighting Track lighting Wall washes Displays Alternate Product Versions $13.55 add Soraa 08724 - 7.5W LED MR16 - 2700K - GU5.3 Brilliant™ HL SM16-07-25D-827-H1 - 600 Lumens - 90 CRI - 75W Halogen Equivalent - 25° - 12V $13.55 add Soraa 08726 - 7.5W LED MR16 - 2700K - GU5.3 Brilliant™ HL SM16-07-36D-827-H1 - 600 Lumens - 90 CRI - 75W Halogen Equivalent - 36° - 12V $13.55 add Soraa 08732 - 7.5W LED MR16 - 3000K - GU5.3 Brilliant™ HL SM16-07-36D-830-H1 - 630 Lumens - 90 CRI - 75W Halogen Equivalent - 36° - 12V $16.05 add Soraa 08734 - 9W LED MR16 - 2700K - GU5.3 Brilliant™ HL SM16-09-25D-827-H1 - 690 Lumens - 90 CRI - 75W Halogen Equivalent - 25° - 12V $16.05 add Soraa 08736 - 9W LED MR16 - 2700K - GU5.3 Brilliant™ HL SM16-09-36D-827-H1 - 690 Lumens - 90 CRI - 75W Halogen Equivalent - 36° - 12V $16.05 add Soraa 08738 - 9W LED MR16 - 3000K - GU5.3 Brilliant™ HL SM16-09-25D-830-H1 - 725 Lumens - 90 CRI - 75W Halogen Equivalent - 25° - 12V $16.05 add Soraa 08740 - 9W LED MR16 - 3000K - GU5.3 Brilliant™ HL SM16-09-36D-830-H1 - 725 Lumens - 90 CRI - 75W Halogen Equivalent - 36° - 12V $14.98 add Soraa 08744 - 7.5W LED MR16 - 2700K - GU10 Brilliant™ HL SM16GA-07-25D-827-H1 - 600 Lumens - 90 CRI - 65W Halogen Equivalent - 25° - 120V $14.98 add Soraa 08746 - 7.5W LED MR16 - 2700K - GU10 Brilliant™ HL SM16GA-07-36D-827-H1 - 600 Lumens - 90 CRI - 65W Halogen Equivalent - 36° - 120V $14.98 add Soraa 08748 - 7.5W LED MR16 - 2700K - GU10 Brilliant™ HL SM16GA-07-60D-827-H1 - 600 Lumens - 90 CRI - 65W Halogen Equivalent - 60° - 120V $14.98 add Soraa 08752 - 7.5W LED MR16 - 3000K - GU10 Brilliant™ HL SM16GA-07-25D-830-H1 - 630 Lumens - 90 CRI - 65W Halogen Equivalent - 25° - 120V $14.98 add Soraa 08754 - 7.5W LED MR16 - 3000K - GU10 Brilliant™ HL SM16GA-07-36D-830-H1 - 630 Lumens - 90 CRI - 65W Halogen Equivalent - 36° - 120V $14.98 add Soraa 08756 - 7.5W LED MR16 - 3000K - GU10 Brilliant™ HL SM16GA-07-60D-830-H1 - 630 Lumens - 90 CRI - 65W Halogen Equivalent - 60° - 120V $17.48 add Soraa 08758 - 9W LED MR16 - 2700K - GU10 Brilliant™ HL SM16GA-09-25D-827-H1 - 630 Lumens - 90 CRI - 75W Halogen Equivalent - 25° - 120V $17.48 add Soraa 08760 - 9W LED MR16 - 2700K - GU10 Brilliant™ HL SM16GA-09-36D-827-H1 - 630 Lumens - 90 CRI - 75W Halogen Equivalent - 36° - 120V $17.48 add Soraa 08762 - 9W LED MR16 - 2700K - GU10 Brilliant™ HL SM16GA-09-60D-827-H1 - 630 Lumens - 90 CRI - 75W Halogen Equivalent - 60° - 120V $17.48 add Soraa 08764 - 9W LED MR16 - 3000K - GU10 Brilliant™ HL SM16GA-09-25D-830-H1 - 725 Lumens - 90 CRI - 75W Halogen Equivalent - 25° - 120V $17.48 add Soraa 08766 - 9W LED MR16 - 3000K - GU10 Brilliant™ HL SM16GA-09-36D-830-H1 - 725 Lumens - 90 CRI - 75W Halogen Equivalent - 36° - 120V $17.48 add Soraa 08768 - 9W LED MR16 - 3000K - GU10 Brilliant™ HL - SM16GA-09-60D-830-H1 - 725 Lumens - 90 CRI - 75W Halogen Equivalent - 60° - 120V $13.55 add Soraa 08722 - 7.5W MR16 - 2700K - GU5.3 Brilliant™ HL SM16-07-10D-827-H1 - 75 Halogen Equivalent - 575 Lumens - 90 CRI - 10 Degree Beam Angle - Title 20 Compliant GU5.3 Brilliant™ HL SM16-07-25D-830-H1 - 630 Lumens - 90 CRI - 75W Halogen Equivalent - 25° - 12V Soraa 08730 - 7.5W LED MR16 - 3000K - GU5.3 | 2700 | 92 | 500 | 66.6667 | 25000 | 7.5 | 1 | 13.55 | 13.55 | 15.9218 | 2020Q3 | https://www.energyavenue.com/Soraa/SM16-07-25D-830-H1 | Energy Avenue | 2020 | Yes
LED Lighting | Reflector | Soraa | True |  | Reflector (Flood/Spot) | MR16 | GU5.3 | Damp Location Rated,Recessed Fixtures Damp Location Rated,Recessed Fixtures Wattage7.5 Watt9 Watt Color Temp.2700K3000K Beam Angle10°25°36°60° Base TypeGU10GU5.3 Product Description Put a little light exactly where you need it with this 7.5-watt LED MR16 lamp from Soraa. This bulb gives you energy savings of up to 85 percent over traditional halogen bulbs without taking away from performance or aesthetics. You'll enjoy 2700K of uniform, warm white light for up to 35,000 hours, and it's rated for enclosed fixtures in damp locations. Soraa SM16-07-36D-827-H1 (08726) Features: Direct replacement for 75-watt MR16 halogen bulbs Up to 85 percent energy savings Color accuracy of 90 CRI Rated for damp locations Suitable for enclosed fixtures Beam range of 25 - 36 degrees Single current driver Low flicker Dimmable to 20 percent Lifespan of up to 35,000 hours Three-year limited warranty Soraa SM16-07-36D-827-H1 (08726) Applications: Recessed downlights Track lighting Wall washes Displays Alternate Product Versions $13.55 add Soraa 08724 - 7.5W LED MR16 - 2700K - GU5.3 Brilliant™ HL SM16-07-25D-827-H1 - 600 Lumens - 90 CRI - 75W Halogen Equivalent - 25° - 12V $13.55 add Soraa 08730 - 7.5W LED MR16 - 3000K - GU5.3 Brilliant™ HL SM16-07-25D-830-H1 - 630 Lumens - 90 CRI - 75W Halogen Equivalent - 25° - 12V $13.55 add Soraa 08732 - 7.5W LED MR16 - 3000K - GU5.3 Brilliant™ HL SM16-07-36D-830-H1 - 630 Lumens - 90 CRI - 75W Halogen Equivalent - 36° - 12V $16.05 add Soraa 08734 - 9W LED MR16 - 2700K - GU5.3 Brilliant™ HL SM16-09-25D-827-H1 - 690 Lumens - 90 CRI - 75W Halogen Equivalent - 25° - 12V $16.05 add Soraa 08736 - 9W LED MR16 - 2700K - GU5.3 Brilliant™ HL SM16-09-36D-827-H1 - 690 Lumens - 90 CRI - 75W Halogen Equivalent - 36° - 12V $16.05 add Soraa 08738 - 9W LED MR16 - 3000K - GU5.3 Brilliant™ HL SM16-09-25D-830-H1 - 725 Lumens - 90 CRI - 75W Halogen Equivalent - 25° - 12V $16.05 add Soraa 08740 - 9W LED MR16 - 3000K - GU5.3 Brilliant™ HL SM16-09-36D-830-H1 - 725 Lumens - 90 CRI - 75W Halogen Equivalent - 36° - 12V $14.98 add Soraa 08744 - 7.5W LED MR16 - 2700K - GU10 Brilliant™ HL SM16GA-07-25D-827-H1 - 600 Lumens - 90 CRI - 65W Halogen Equivalent - 25° - 120V $14.98 add Soraa 08746 - 7.5W LED MR16 - 2700K - GU10 Brilliant™ HL SM16GA-07-36D-827-H1 - 600 Lumens - 90 CRI - 65W Halogen Equivalent - 36° - 120V $14.98 add Soraa 08748 - 7.5W LED MR16 - 2700K - GU10 Brilliant™ HL SM16GA-07-60D-827-H1 - 600 Lumens - 90 CRI - 65W Halogen Equivalent - 60° - 120V $14.98 add Soraa 08752 - 7.5W LED MR16 - 3000K - GU10 Brilliant™ HL SM16GA-07-25D-830-H1 - 630 Lumens - 90 CRI - 65W Halogen Equivalent - 25° - 120V $14.98 add Soraa 08754 - 7.5W LED MR16 - 3000K - GU10 Brilliant™ HL SM16GA-07-36D-830-H1 - 630 Lumens - 90 CRI - 65W Halogen Equivalent - 36° - 120V $14.98 add Soraa 08756 - 7.5W LED MR16 - 3000K - GU10 Brilliant™ HL SM16GA-07-60D-830-H1 - 630 Lumens - 90 CRI - 65W Halogen Equivalent - 60° - 120V $17.48 add Soraa 08758 - 9W LED MR16 - 2700K - GU10 Brilliant™ HL SM16GA-09-25D-827-H1 - 630 Lumens - 90 CRI - 75W Halogen Equivalent - 25° - 120V $17.48 add Soraa 08760 - 9W LED MR16 - 2700K - GU10 Brilliant™ HL SM16GA-09-36D-827-H1 - 630 Lumens - 90 CRI - 75W Halogen Equivalent - 36° - 120V $17.48 add Soraa 08762 - 9W LED MR16 - 2700K - GU10 Brilliant™ HL SM16GA-09-60D-827-H1 - 630 Lumens - 90 CRI - 75W Halogen Equivalent - 60° - 120V $17.48 add Soraa 08764 - 9W LED MR16 - 3000K - GU10 Brilliant™ HL SM16GA-09-25D-830-H1 - 725 Lumens - 90 CRI - 75W Halogen Equivalent - 25° - 120V $17.48 add Soraa 08766 - 9W LED MR16 - 3000K - GU10 Brilliant™ HL SM16GA-09-36D-830-H1 - 725 Lumens - 90 CRI - 75W Halogen Equivalent - 36° - 120V $17.48 add Soraa 08768 - 9W LED MR16 - 3000K - GU10 Brilliant™ HL - SM16GA-09-60D-830-H1 - 725 Lumens - 90 CRI - 75W Halogen Equivalent - 60° - 120V $13.55 add Soraa 08722 - 7.5W MR16 - 2700K - GU5.3 Brilliant™ HL SM16-07-10D-827-H1 - 75 Halogen Equivalent - 575 Lumens - 90 CRI - 10 Degree Beam Angle - Title 20 Compliant GU5.3 Brilliant™ HL SM16-07-36D-827-H1 - 600 Lumens - 90 CRI - 75W Halogen Equivalent - 36° - 12V Soraa 08726 - 7.5W LED MR16 - 2700K - GU5.3 | 2700 | 92 | 500 | 66.6667 | 25000 | 7.5 | 1 | 13.55 | 13.55 | 15.9218 | 2020Q3 | https://www.energyavenue.com/Soraa/SM16-07-36D-827-H1 | Energy Avenue | 2020 | Yes
LED Lighting | Reflector | Soraa | True |  | Reflector (Flood/Spot) | PAR38 | E26 (Medium) | None,Recessed Fixtures None,Recessed Fixtures Product Description OUT OF STOCK UNTIL 2ND WEEK OF NOVEMBER 2020 The Soraa 00945 Brilliant Series MR16 LED lamp operates at 7.5 Watts and 12 Volts. This LED has an 85 CRI, and is equivalent to a 50 watt halogen light bulb. This Brilliant Series LED has a GU5.3 Base, 36 Degree Beam Angle, and a Color Temperature (CCT) of 3000K. This Soraa LED lamp is 85% more efficient than your standard halogen, and has a typical payback of less than one year. Intended for use in MR16 compatible recessed downlights. Features: Dimmable Suitable for enclosed fixtures Applicable for both indoor and outdoor applications GU5.3 36-Degree Beam Angle - 7.5 Watt - 12 Volt - 85 CRI - Dimmable - 3000K - 50 Watt Equal - OUT OF STOCK UNTIL 2ND WEEK OF NOVEMBER 2020 Soraa - 00945 - SM16-07-36D-830-03 - Brilliant Series - MR16 LED | 2700 | 91 | 1050 | 70 | 40000 | 15 | 1 | 13.27 | 13.27 | 15.5928 | 2020Q3 | https://www.energyavenue.com/Soraa/SM16-07-36D-830-03 | Energy Avenue | 2020 | Yes
LED Lighting | Reflector | Soraa | True |  | Reflector (Flood/Spot) | MR16 | GU5.3 | Damp Location Rated,Recessed Fixtures Damp Location Rated,Recessed Fixtures Wattage7.5 Watt9 Watt Color Temp.2700K3000K Beam Angle25°36°60° Base TypeGU10GU5.3 Product Description Your indoor lighting scheme will be spot-on with this 7.5W LED MR16 spotlight from Soraa. This product is a direct replacement for halogen lamps that saves energy without sacrificing performance or style. Its futuristic design is suitable for enclosed fixtures and emits 3000K of cool white light. Soraa SM16-07-36D-830-H1 (08732) Features: Up to 85 percent energy savings Dimmable to 20 percent Uniform, low-flicker beam Direct replacement for MR16 75-watt halogen bulbs Suitable for damp locations Single source driver Lifespan of up to 35,000 Three-year limited warranty Soraa SM16-07-36D-830-H1 (08732) Applications: Spot lights Recessed downlighting Track lights Alternate Product Versions $13.55 add Soraa 08724 - 7.5W LED MR16 - 2700K - GU5.3 Brilliant™ HL SM16-07-25D-827-H1 - 600 Lumens - 90 CRI - 75W Halogen Equivalent - 25° - 12V $13.55 add Soraa 08726 - 7.5W LED MR16 - 2700K - GU5.3 Brilliant™ HL SM16-07-36D-827-H1 - 600 Lumens - 90 CRI - 75W Halogen Equivalent - 36° - 12V $13.55 add Soraa 08730 - 7.5W LED MR16 - 3000K - GU5.3 Brilliant™ HL SM16-07-25D-830-H1 - 630 Lumens - 90 CRI - 75W Halogen Equivalent - 25° - 12V $16.05 add Soraa 08734 - 9W LED MR16 - 2700K - GU5.3 Brilliant™ HL SM16-09-25D-827-H1 - 690 Lumens - 90 CRI - 75W Halogen Equivalent - 25° - 12V $16.05 add Soraa 08736 - 9W LED MR16 - 2700K - GU5.3 Brilliant™ HL SM16-09-36D-827-H1 - 690 Lumens - 90 CRI - 75W Halogen Equivalent - 36° - 12V $16.05 add Soraa 08738 - 9W LED MR16 - 3000K - GU5.3 Brilliant™ HL SM16-09-25D-830-H1 - 725 Lumens - 90 CRI - 75W Halogen Equivalent - 25° - 12V $16.05 add Soraa 08740 - 9W LED MR16 - 3000K - GU5.3 Brilliant™ HL SM16-09-36D-830-H1 - 725 Lumens - 90 CRI - 75W Halogen Equivalent - 36° - 12V $14.98 add Soraa 08744 - 7.5W LED MR16 - 2700K - GU10 Brilliant™ HL SM16GA-07-25D-827-H1 - 600 Lumens - 90 CRI - 65W Halogen Equivalent - 25° - 120V $14.98 add Soraa 08746 - 7.5W LED MR16 - 2700K - GU10 Brilliant™ HL SM16GA-07-36D-827-H1 - 600 Lumens - 90 CRI - 65W Halogen Equivalent - 36° - 120V $14.98 add Soraa 08748 - 7.5W LED MR16 - 2700K - GU10 Brilliant™ HL SM16GA-07-60D-827-H1 - 600 Lumens - 90 CRI - 65W Halogen Equivalent - 60° - 120V $14.98 add Soraa 08752 - 7.5W LED MR16 - 3000K - GU10 Brilliant™ HL SM16GA-07-25D-830-H1 - 630 Lumens - 90 CRI - 65W Halogen Equivalent - 25° - 120V $14.98 add Soraa 08754 - 7.5W LED MR16 - 3000K - GU10 Brilliant™ HL SM16GA-07-36D-830-H1 - 630 Lumens - 90 CRI - 65W Halogen Equivalent - 36° - 120V $14.98 add Soraa 08756 - 7.5W LED MR16 - 3000K - GU10 Brilliant™ HL SM16GA-07-60D-830-H1 - 630 Lumens - 90 CRI - 65W Halogen Equivalent - 60° - 120V $17.48 add Soraa 08758 - 9W LED MR16 - 2700K - GU10 Brilliant™ HL SM16GA-09-25D-827-H1 - 630 Lumens - 90 CRI - 75W Halogen Equivalent - 25° - 120V $17.48 add Soraa 08760 - 9W LED MR16 - 2700K - GU10 Brilliant™ HL SM16GA-09-36D-827-H1 - 630 Lumens - 90 CRI - 75W Halogen Equivalent - 36° - 120V $17.48 add Soraa 08762 - 9W LED MR16 - 2700K - GU10 Brilliant™ HL SM16GA-09-60D-827-H1 - 630 Lumens - 90 CRI - 75W Halogen Equivalent - 60° - 120V $17.48 add Soraa 08764 - 9W LED MR16 - 3000K - GU10 Brilliant™ HL SM16GA-09-25D-830-H1 - 725 Lumens - 90 CRI - 75W Halogen Equivalent - 25° - 120V $17.48 add Soraa 08766 - 9W LED MR16 - 3000K - GU10 Brilliant™ HL SM16GA-09-36D-830-H1 - 725 Lumens - 90 CRI - 75W Halogen Equivalent - 36° - 120V $17.48 add Soraa 08768 - 9W LED MR16 - 3000K - GU10 Brilliant™ HL - SM16GA-09-60D-830-H1 - 725 Lumens - 90 CRI - 75W Halogen Equivalent - 60° - 120V $13.55 add Soraa 08722 - 7.5W MR16 - 2700K - GU5.3 Brilliant™ HL SM16-07-10D-827-H1 - 75 Halogen Equivalent - 575 Lumens - 90 CRI - 10 Degree Beam Angle - Title 20 Compliant GU5.3 Brilliant™ HL SM16-07-36D-830-H1 - 630 Lumens - 90 CRI - 75W Halogen Equivalent - 36° - 12V Soraa 08732 - 7.5W LED MR16 - 3000K - GU5.3 | 2700 | 92 | 500 | 66.6667 | 25000 | 7.5 | 1 | 13.55 | 13.55 | 15.9218 | 2020Q3 | https://www.energyavenue.com/Soraa/SM16-07-36D-830-H1 | Energy Avenue | 2020 | Yes
LED Lighting | Reflector | Soraa | True | Daylighting/Photocell, | Reflector (Flood/Spot) | PAR38 | E26 (Medium) | None,Recessed Fixtures None,Recessed Fixtures Product Description When you cannot afford to compromise, use the Soraa 00957. Soraa employs innovative VP3 Vivid Color, Point Source Optics, and GaN on GaN lighting technology, makes for smooth beams of light and an extensive color range while using only 9 watts. Your guests, friends, and clients will be amazed by how vibrant and bright your colors will be! This MR16 LED will save you over 85 percent energy consumption compared to standard halogen lamps and with an amazing 3 year warranty; you can expect quality for over 35,000 hours of use. Other Features Include: Pure nitride substrate for a better beam and color rendering 1,000 times more accurate than other LED lamps High CRI of 95 25-degree beam angle Soraa snap system accessories available (Sold Seperately) 3000K, warm white brilliance Suitable for fully enclosed fixtures Dimmable down to 20% of full light levels Ideal Applications: Dimmable Applications Track Lighting for MR16 lamp with a GU 5.3 base type Restaurant lighting Full-spectrum lighting for gallery and photography areas GU5.3 25 Degree Beam Angle - 9 Watt - 3000K - Warm White Soraa - 00957 - SM16-09-25D-830-03 - MR16 - 75 Watt Halogen Equivalent | 3000 | 92 | 1200 | 70.5882 | 40000 | 17 | 1 | 15.94 | 15.94 | 18.7301 | 2020Q3 | https://www.energyavenue.com/Soraa/SM16-09-25D-830-03 | Energy Avenue | 2020 | Yes
LED Lighting | Reflector | Soraa | True |  | Reflector (Flood/Spot) | MR16 | GU5.3 | Damp Location Rated,Not Rated for Recessed Fixtures Damp Location Rated,Not Rated for Recessed Fixtures Wattage7.5 Watt9 Watt Color Temp.2700K3000K Beam Angle25°36°60° Base TypeGU10GU5.3 Product Description The Soraa 08736 LED MR16 is designed to be a low energy replacement option for traditional halogen lamps. Using only 9W of power, it offers soft white light with a 2700K color temperature. When used with a dimmer switch, you'll find flicker-free operation during dimmed and undimmed modes. Each LED lamp is designed to last for many years with a rated life of up to 35,000 hours. Soraa SM16-09-36D-827-H1 (08736) Features: Three-year manufacturer's warranty 25,000-hour lifespan Dimmable down to 20% Soraa SM16-09-36D-827-H1 (08736) Applications: Indoor applications Recessed downlights Track lighting Alternate Product Versions $13.55 add Soraa 08724 - 7.5W LED MR16 - 2700K - GU5.3 Brilliant™ HL SM16-07-25D-827-H1 - 600 Lumens - 90 CRI - 75W Halogen Equivalent - 25° - 12V $13.55 add Soraa 08726 - 7.5W LED MR16 - 2700K - GU5.3 Brilliant™ HL SM16-07-36D-827-H1 - 600 Lumens - 90 CRI - 75W Halogen Equivalent - 36° - 12V $13.55 add Soraa 08730 - 7.5W LED MR16 - 3000K - GU5.3 Brilliant™ HL SM16-07-25D-830-H1 - 630 Lumens - 90 CRI - 75W Halogen Equivalent - 25° - 12V $13.55 add Soraa 08732 - 7.5W LED MR16 - 3000K - GU5.3 Brilliant™ HL SM16-07-36D-830-H1 - 630 Lumens - 90 CRI - 75W Halogen Equivalent - 36° - 12V $16.05 add Soraa 08734 - 9W LED MR16 - 2700K - GU5.3 Brilliant™ HL SM16-09-25D-827-H1 - 690 Lumens - 90 CRI - 75W Halogen Equivalent - 25° - 12V $16.05 add Soraa 08738 - 9W LED MR16 - 3000K - GU5.3 Brilliant™ HL SM16-09-25D-830-H1 - 725 Lumens - 90 CRI - 75W Halogen Equivalent - 25° - 12V $16.05 add Soraa 08740 - 9W LED MR16 - 3000K - GU5.3 Brilliant™ HL SM16-09-36D-830-H1 - 725 Lumens - 90 CRI - 75W Halogen Equivalent - 36° - 12V $14.98 add Soraa 08744 - 7.5W LED MR16 - 2700K - GU10 Brilliant™ HL SM16GA-07-25D-827-H1 - 600 Lumens - 90 CRI - 65W Halogen Equivalent - 25° - 120V $14.98 add Soraa 08746 - 7.5W LED MR16 - 2700K - GU10 Brilliant™ HL SM16GA-07-36D-827-H1 - 600 Lumens - 90 CRI - 65W Halogen Equivalent - 36° - 120V $14.98 add Soraa 08748 - 7.5W LED MR16 - 2700K - GU10 Brilliant™ HL SM16GA-07-60D-827-H1 - 600 Lumens - 90 CRI - 65W Halogen Equivalent - 60° - 120V $14.98 add Soraa 08752 - 7.5W LED MR16 - 3000K - GU10 Brilliant™ HL SM16GA-07-25D-830-H1 - 630 Lumens - 90 CRI - 65W Halogen Equivalent - 25° - 120V $14.98 add Soraa 08754 - 7.5W LED MR16 - 3000K - GU10 Brilliant™ HL SM16GA-07-36D-830-H1 - 630 Lumens - 90 CRI - 65W Halogen Equivalent - 36° - 120V $14.98 add Soraa 08756 - 7.5W LED MR16 - 3000K - GU10 Brilliant™ HL SM16GA-07-60D-830-H1 - 630 Lumens - 90 CRI - 65W Halogen Equivalent - 60° - 120V $17.48 add Soraa 08758 - 9W LED MR16 - 2700K - GU10 Brilliant™ HL SM16GA-09-25D-827-H1 - 630 Lumens - 90 CRI - 75W Halogen Equivalent - 25° - 120V $17.48 add Soraa 08760 - 9W LED MR16 - 2700K - GU10 Brilliant™ HL SM16GA-09-36D-827-H1 - 630 Lumens - 90 CRI - 75W Halogen Equivalent - 36° - 120V $17.48 add Soraa 08762 - 9W LED MR16 - 2700K - GU10 Brilliant™ HL SM16GA-09-60D-827-H1 - 630 Lumens - 90 CRI - 75W Halogen Equivalent - 60° - 120V $17.48 add Soraa 08764 - 9W LED MR16 - 3000K - GU10 Brilliant™ HL SM16GA-09-25D-830-H1 - 725 Lumens - 90 CRI - 75W Halogen Equivalent - 25° - 120V $17.48 add Soraa 08766 - 9W LED MR16 - 3000K - GU10 Brilliant™ HL SM16GA-09-36D-830-H1 - 725 Lumens - 90 CRI - 75W Halogen Equivalent - 36° - 120V $17.48 add Soraa 08768 - 9W LED MR16 - 3000K - GU10 Brilliant™ HL - SM16GA-09-60D-830-H1 - 725 Lumens - 90 CRI - 75W Halogen Equivalent - 60° - 120V $13.55 add Soraa 08722 - 7.5W MR16 - 2700K - GU5.3 Brilliant™ HL SM16-07-10D-827-H1 - 75 Halogen Equivalent - 575 Lumens - 90 CRI - 10 Degree Beam Angle - Title 20 Compliant GU5.3 Brilliant™ HL SM16-09-36D-827-H1 - 690 Lumens - 90 CRI - 75W Halogen Equivalent - 36° - 12V Soraa 08736 - 9W LED MR16 - 2700K - GU5.3 | 2700 | 91 | 692 | 76.044 | 25000 | 9.1 | 1 | 16.05 | 16.05 | 18.8594 | 2020Q3 | https://www.energyavenue.com/Soraa/SM16-09-36D-827-H1 | Energy Avenue | 2020 | Yes
LED Lighting | Reflector | Soraa | True | Daylighting/Photocell, | Reflector (Flood/Spot) | PAR38 | E26 (Medium) | None,Recessed Fixtures None,Recessed Fixtures Product Description When you cannot afford to compromise, use the Soraa 00965. Soraa employs innovative VP3 Vivid Color, Point Source Optics, and GaN on GaN lighting technology, makes for smooth beams of light and an extensive color range while using only 9 watts. Your guests, friends, and clients will be amazed by how vibrant and bright your colors will be! This MR16 LED will save you over 85 percent energy consumption compared to standard halogen lamps and with an amazing 3 year warranty; you can expect quality for over 35,000 hours of use. Other Features Include: Pure nitride substrate for a better beam and color rendering 1,000 times more accurate than other LED lamps High CRI of 95 36-degree beam angle Soraa snap system accessories available (Sold Seperately) 3000K, warm white brilliance Suitable for fully enclosed fixtures Dimmable down to 20% of full light levels Ideal Applications: Dimmable Applications Track Lighting for MR16 lamp with a GU 5.3 base type Restaurant lighting Full-spectrum lighting for gallery and photography areas GU5.3 36-Degree Beam Angle - 9 Watt - 12 Volt - GU5.3 Base - 80 CRI - Dimmable - 3000KWarm White Soraa - 00965 - SM16-09-36D-830-03 - Brilliant Series - MR16 - 75 Watt Halogen Equivalent | 2700 | 91 | 1050 | 70 | 40000 | 15 | 1 | 17.25 | 17.25 | 20.2694 | 2020Q3 | https://www.energyavenue.com/Soraa/SM16-09-36D-830-03 | Energy Avenue | 2020 | Yes
LED Lighting | Reflector | Soraa | True |  | Reflector (Flood/Spot) | MR16 | GU5.3 | Damp Location Rated,Not Rated for Recessed Fixtures Damp Location Rated,Not Rated for Recessed Fixtures Wattage7.5 Watt9 Watt Color Temp.2700K3000K Beam Angle25°36°60° Base TypeGU10GU5.3 Product Description The Soraa 08740 LED MR16 is a great low energy replacement option for indoor halogen lamps. Using only 9W of power, each LED provides a soft white light with its 3000K color temperature. Low energy usage translates into longer life and the LEDs are rated to last up to 35,000 hours. For added peace of mind, the lamps come equipped with a three-year or 25,000-hour warranty as well. Soraa SM16-09-36D-830-H1 (08740) Features: Flicker-free design 36-degree beam angle Soraa SM16-09-36D-830-H1 (08740) Applications: Halogen replacement Recessed lighting track lighting Alternate Product Versions $13.55 add Soraa 08724 - 7.5W LED MR16 - 2700K - GU5.3 Brilliant™ HL SM16-07-25D-827-H1 - 600 Lumens - 90 CRI - 75W Halogen Equivalent - 25° - 12V $13.55 add Soraa 08726 - 7.5W LED MR16 - 2700K - GU5.3 Brilliant™ HL SM16-07-36D-827-H1 - 600 Lumens - 90 CRI - 75W Halogen Equivalent - 36° - 12V $13.55 add Soraa 08730 - 7.5W LED MR16 - 3000K - GU5.3 Brilliant™ HL SM16-07-25D-830-H1 - 630 Lumens - 90 CRI - 75W Halogen Equivalent - 25° - 12V $13.55 add Soraa 08732 - 7.5W LED MR16 - 3000K - GU5.3 Brilliant™ HL SM16-07-36D-830-H1 - 630 Lumens - 90 CRI - 75W Halogen Equivalent - 36° - 12V $16.05 add Soraa 08734 - 9W LED MR16 - 2700K - GU5.3 Brilliant™ HL SM16-09-25D-827-H1 - 690 Lumens - 90 CRI - 75W Halogen Equivalent - 25° - 12V $16.05 add Soraa 08736 - 9W LED MR16 - 2700K - GU5.3 Brilliant™ HL SM16-09-36D-827-H1 - 690 Lumens - 90 CRI - 75W Halogen Equivalent - 36° - 12V $16.05 add Soraa 08738 - 9W LED MR16 - 3000K - GU5.3 Brilliant™ HL SM16-09-25D-830-H1 - 725 Lumens - 90 CRI - 75W Halogen Equivalent - 25° - 12V $14.98 add Soraa 08744 - 7.5W LED MR16 - 2700K - GU10 Brilliant™ HL SM16GA-07-25D-827-H1 - 600 Lumens - 90 CRI - 65W Halogen Equivalent - 25° - 120V $14.98 add Soraa 08746 - 7.5W LED MR16 - 2700K - GU10 Brilliant™ HL SM16GA-07-36D-827-H1 - 600 Lumens - 90 CRI - 65W Halogen Equivalent - 36° - 120V $14.98 add Soraa 08748 - 7.5W LED MR16 - 2700K - GU10 Brilliant™ HL SM16GA-07-60D-827-H1 - 600 Lumens - 90 CRI - 65W Halogen Equivalent - 60° - 120V $14.98 add Soraa 08752 - 7.5W LED MR16 - 3000K - GU10 Brilliant™ HL SM16GA-07-25D-830-H1 - 630 Lumens - 90 CRI - 65W Halogen Equivalent - 25° - 120V $14.98 add Soraa 08754 - 7.5W LED MR16 - 3000K - GU10 Brilliant™ HL SM16GA-07-36D-830-H1 - 630 Lumens - 90 CRI - 65W Halogen Equivalent - 36° - 120V $14.98 add Soraa 08756 - 7.5W LED MR16 - 3000K - GU10 Brilliant™ HL SM16GA-07-60D-830-H1 - 630 Lumens - 90 CRI - 65W Halogen Equivalent - 60° - 120V $17.48 add Soraa 08758 - 9W LED MR16 - 2700K - GU10 Brilliant™ HL SM16GA-09-25D-827-H1 - 630 Lumens - 90 CRI - 75W Halogen Equivalent - 25° - 120V $17.48 add Soraa 08760 - 9W LED MR16 - 2700K - GU10 Brilliant™ HL SM16GA-09-36D-827-H1 - 630 Lumens - 90 CRI - 75W Halogen Equivalent - 36° - 120V $17.48 add Soraa 08762 - 9W LED MR16 - 2700K - GU10 Brilliant™ HL SM16GA-09-60D-827-H1 - 630 Lumens - 90 CRI - 75W Halogen Equivalent - 60° - 120V $17.48 add Soraa 08764 - 9W LED MR16 - 3000K - GU10 Brilliant™ HL SM16GA-09-25D-830-H1 - 725 Lumens - 90 CRI - 75W Halogen Equivalent - 25° - 120V $17.48 add Soraa 08766 - 9W LED MR16 - 3000K - GU10 Brilliant™ HL SM16GA-09-36D-830-H1 - 725 Lumens - 90 CRI - 75W Halogen Equivalent - 36° - 120V $17.48 add Soraa 08768 - 9W LED MR16 - 3000K - GU10 Brilliant™ HL - SM16GA-09-60D-830-H1 - 725 Lumens - 90 CRI - 75W Halogen Equivalent - 60° - 120V $13.55 add Soraa 08722 - 7.5W MR16 - 2700K - GU5.3 Brilliant™ HL SM16-07-10D-827-H1 - 75 Halogen Equivalent - 575 Lumens - 90 CRI - 10 Degree Beam Angle - Title 20 Compliant GU5.3 Brilliant™ HL SM16-09-36D-830-H1 - 725 Lumens - 90 CRI - 75W Halogen Equivalent - 36° - 12V Soraa 08740 - 9W LED MR16 - 3000K - GU5.3 | 2700 | 91 | 692 | 76.044 | 25000 | 9.1 | 1 | 16.05 | 16.05 | 18.8594 | 2020Q3 | https://www.energyavenue.com/Soraa/SM16-09-36D-830-H1 | Energy Avenue | 2020 | Yes
LED Lighting | Reflector | Soraa | True |  | Reflector (Flood/Spot) | PAR38 | E26 (Medium) | None,Recessed Fixtures None,Recessed Fixtures Product Description Perfect for most homes, offices or businesses, Soraa's 7.5 watt LED provides crisp and bright light, and is an ideal flood lamp, providing a wide beam of light. This versatile LED beautifully illuminates many indoor and outdoor settings from living rooms to bathrooms, landscapes and galleries. As a replacement for 65-watt halogen bulbs, this lamp puts out very little heat and saves money on your energy bill. And, with a 35,000-hour life, it also saves on maintenance and replacement costs.Features: 3000Kcolor temperature Dimmable down to 20 percent Three-year warranty Applications: Recessed Downlights Track Lighting Indoor or Outdoor GU10 25-Degree Beam Angle - 7.5 Watt - 120 Volt - GU10 Base - 85 CRI - Dimmable - 3000KWarm White Soraa - 01125 - SM16GA-07-25D-830-03 - Brilliant LED - MR16 - 65 Watt Halogen Equivalent | 3000 | 92 | 1200 | 70.5882 | 40000 | 17 | 1 | 14.6 | 14.6 | 17.1556 | 2020Q3 | https://www.energyavenue.com/Soraa/SM16GA-07-25D-830-03 | Energy Avenue | 2020 | Yes
LED Lighting | Reflector | Soraa | True |  | Reflector (Flood/Spot) | PAR30S | E26 (Medium) | Damp Location Rated,Recessed Fixtures Damp Location Rated,Recessed Fixtures Beam Angle25°60° Product Description High efficient and aesthetically pleasing, this Soraa 00847 (SP30S-18-25D-830-03) 18.5W LED PAR30 short lamp 3000K brings reliable light to your commercial space. Although it can serve as a 120W halogen equivalent, this Brilliant Series' short PAR30 LED lamp also works great in new constructions aiming for a modern look. Its enclosed fixture means it can be used in outdoor or damp locations as well, allowing you to achieve consistency all through your space. Soraa 00847 Features: Highest CBCP series with NATURAL WHITE technology Exceptional beam control with smooth uniform beams Designed to safely turn down if there's no proper ventilation Dimmable to 20% Soraa 00847 Applications: For indoor/outdoor use Recessed downlights Track lighting Retail and commercial Hospitality lighting Alternate Product Versions $31.75 add Soraa 00851 - 18.5W LED PAR30 Short - 3000K - E26 SP30S-18-60D-830-03 - 120 Watt Halogen Equivalent - 1400 Lumens - 85 CRI - 60 Degree Beam Angle - 120V Medium (E26) SP30S-18-25D-830-03 - 120 Watt Halogen Equivalent - 1280 Lumens - 85 CRI - 25 Degree Beam Angle - 120V Soraa 00847 - 18.5W LED PAR30 Short - 3000K - E26 | 3000 | 86 | 1295 | 70 | 35000 | 18.5 | 1 | 31.75 | 31.75 | 37.3075 | 2020Q3 | https://www.energyavenue.com/Soraa/SP30S-18-25D-830-03 | Energy Avenue | 2020 | Yes
LED Lighting | Reflector | Soraa | True |  | Reflector (Flood/Spot) | PAR30S | E26 (Medium) | Damp Location Rated,Recessed Fixtures Damp Location Rated,Recessed Fixtures Beam Angle25°60° NOTICE: This Product Has Been DiscontinuedProduct Description The Soraa 00851 (SP30S-18-60D-830-03) 18.5W LED PAR30 short lamp is a great energy savings compare to 120W halogen. This BRILLIANT Series' short PAR30 LED features 1280 lumens and 60 degree beam angle to help light up a room. Equipped with a 3000K color temperature, you get a warm white light and an 85 CRI that’s suitable for the home and other locations. It’s designed to last about 35,000 hours and comes equipped with a 3-year warranty. Soraa 00851 Features: Short neck for flexibility Provides accurate color rendering Highest CBCP series, also comes with Soraa's NATURAL WHITE technology Dimmable up to 20% Suitable for damp locations Soraa 00851 Applications: Recessed downlights Track lighting Indoor and outdoor Retail and hospitality Alternate Product Versions $31.75 add Soraa 00847 - 18.5W LED PAR30 Short - 3000K - E26 SP30S-18-25D-830-03 - 120 Watt Halogen Equivalent - 1280 Lumens - 85 CRI - 25 Degree Beam Angle - 120V Medium (E26) SP30S-18-60D-830-03 - 120 Watt Halogen Equivalent - 1400 Lumens - 85 CRI - 60 Degree Beam Angle - 120V Soraa 00851 - 18.5W LED PAR30 Short - 3000K - E26 | 3000 | 86 | 1295 | 70 | 35000 | 18.5 | 1 | 31.75 | 31.75 | 37.3075 | 2020Q3 | https://www.energyavenue.com/Soraa/SP30S-18-60D-830-03 | Energy Avenue | 2020 | Yes
LED Lighting | Reflector | Sylvania | True | Daylighting/Photocell, | Reflector (Flood/Spot) | PAR30S | E26 (Medium) | Damp Location Rated,Not Rated for Recessed Fixtures Damp Location Rated,Not Rated for Recessed Fixtures Bulb ShapeA19BR30 Wattage10 Watt6 Watt Color Temp.2700K to 6500K Works withApple HomeKitZigbee Product Description MUST ORDER IN MULTIPLE OF 4 Go from soft white illumination to daylight white illumination with the Sylvania LED10A19CHOMEKITBLES+ smart home light bulb. Operate the bulb through Apple HomeKit and tap into bluetooth, using voice control (Siri) for dimming option and remote access. Enjoy the LED A19 light bulb for 25,000 life hours. A 2-year manufacturer's warranty completes the package. Sylvania 74484 Features: Easy installation and set-up - only bluetooth, no hub needed Adjustable 2700K to 6500K color temperature Controls on/off/dimming functions Application Notes: To customize lamp color, use Apple Home app. Requires iOS 10.3 or later. Sylvania 74484 Applications: Residential use Commercial use Indoor use Alternate Product Versions $44.95 add Sylvania 73693 - 10W LED A19 - Adjustable White Lamp - 2700K to 6500K - Full Color SMART+ ZigBee® - LED10A19RGBWZBS+ - 800 Lumens - 80+ CRI - 120V - MUST ORDER IN MULTIPLE OF 4 $126.32 add Sylvania 74979 - 6W LED A19 - 2700K - Clear SMART+ Bluetooth® - LED6A19FWHOMEKITBLES+ - 650 Lumens - 80+ CRI - Works with Apple® HomeKit™ $230.00 add Sylvania 74988 - 10W LED BR30 - Adjustable White Lamp - 2700K to 6500K - Full Color SMART+ Bluetooth - LED10BR30CHOMEKITBLES+ - 800 Lumens - 80+ CRI - Dimmable - Works with Apple® HomeKit™ - MUST ORDER IN MULTIPLE OF 4 SMART+ Bluetooth® - LED10A19CHOMEKITBLES+ - 800 Lumens - 80+ CRI - Works with Apple® HomeKit™ - MUST ORDER IN MULTIPLE OF 4 Sylvania 74484 - 10W LED A19 - Adjustable 2700K to 6500K Light - Full Color | 5000 | 84 | 750 | 75 | 25000 | 10 | 4 | 744.16 | 186.04 | 218.6042 | 2020Q3 | https://www.energyavenue.com/Sylvania/LED10A19CHOMEKITBLES+ | Energy Avenue | 2020 | No
LED Lighting | A-Type | Manufacturer: Satco | False |  | General Purpose Replacement | A19 | E26 (Medium) | Damp Location Rated,Recessed Fixtures Home > Energy Star Qualified Products > 16 Watt 1600 Lumen LED A19 NON-Dimming Enclosed Fixture Rated Light Bulb 3000K ** Non-CEC Compliant - NOT Lawful for Sale in California ** Product Specifications - Quick Reference Input Voltage: Lumens: 120 Volt 1600 Lumens Dimensions: Dimmable: 4-5/8" (MOL) x 2-3/8" (MOD) No - NOT Dimmable LED Color: 2700K Warm White Life Time: 25,000 Hours Power Consumption: Luminous Efficacy: 15.5 Watts 103 lm/W CRI: Certifications: 80 CRI Energy Star, RoHS, Damp Satco's LED series of omni-directional LED A19 Lamps are here to replace your 100 watt incandescent light bulbs. Within this series, Satco is exhibiting their Solid State LED Lighting for these A shaped replacement lamps. This series of A19 LED lights bulbs are not dimmable, but are approved for totally enclosed fixtures. They have a long life of 25,000 hours and possess a 3 Year Limited Warranty. This series comes in a 15.5 watt model with the color temperatures of 2700K, 3000K, 4000K, and 5000K. This model is part number S28786, a replacement of S8786, which produces 1600 lumens of a 3000K warm white color. This bulb consumes just 15.5 watts of 120 volt energy compared to a 100W incandescent bulb. This bulb is Energy Star certified, RoHS compliant, cULus - damp location rated, and enclosed fixture rated. This led light bulb is NOT dimmable and has a CRI of 80, with a medium E26 base to meet all of your replacement needs. When you replace your 100A19 bulbs with these 15.5 watt A19 LED bulbs, your energy use decreases significantly while keeping the same look and feel of your old A19 bulbs. Typical applications include: commercial, residential, down lighting, accent lighting, display lighting, and more. Click here for the complete Satco S28785 LED A19 Light Bulb Specification Sheet. Satco 16 Watt 1600 Lumen LED A19 NON-Dimming Enclosed Fixture Rated Light Bulb 3000K | 3000 | 83 | 1600 | 103.2258 | 15000 | 15.5 | 1 | 5.95 | 5.95 | 6.9915 | 2020Q2 | https://www.greenelectricalsupply.com/15-watt-led-a19-light-bulbs-non-dimming-3000k.aspx | Green Electrical Supply | 2020 | Yes
LED Lighting | A-Type | Manufacturer: Satco | False |  | General Purpose Replacement | A19 | E26 (Medium) | Damp Location Rated,Recessed Fixtures Home > Energy Star Qualified Products > 16 Watt 1600 Lumen LED A19 NON-Dimming Enclosed Fixture Rated Light Bulb 4000K ** Non-CEC Compliant - NOT Lawful for Sale in California ** Product Specifications - Quick Reference Input Voltage: Lumens: 120 Volt 1600 Lumens Dimensions: Dimmable: 4-5/8" (MOL) x 2-3/8" (MOD) No - NOT Dimmable LED Color: 4000K Cool White Life Time: 25,000 Hours Power Consumption: Luminous Efficacy: 15.5 Watts 103 lm/W CRI: Certifications: 80 CRI Energy Star, RoHS, Damp Satco's LED series of omni-directional LED A19 Lamps are here to replace your 100 watt incandescent light bulbs. Within this series, Satco is exhibiting their Solid State LED Lighting for these A shaped replacement lamps. This series of A19 LED lights bulbs are not dimmable, but are approved for totally enclosed fixtures. They have a long life of 25,000 hours and possess a 3 Year Limited Warranty. This series comes in a 15.5 watt model with the color temperatures of 2700K, 3000K, 4000K, and 5000K. This model is part number S28787, a replacement of S8787, which produces 1600 lumens of a 4000K cool white color. This bulb consumes just 15.5 watts of 120 volt energy compared to a 100W incandescent bulb. This bulb is Energy Star certified, RoHS compliant, cULus - damp location rated, and enclosed fixture rated. This led light bulb is NOT dimmable and has a CRI of 80, with a medium E26 base to meet all of your replacement needs. When you replace your 100A19 incandescent bulbs with these 15.5 watt A19 LED bulbs, your energy use decreases significantly while keeping the same look and feel of your old A19 bulbs. Typical applications include: commercial, residential, down lighting, accent lighting, display lighting, and more. Click here for the complete Satco S28787 LED A19 Light Bulb Specification Sheet. Satco 16 Watt 1600 Lumen LED A19 NON-Dimming Enclosed Fixture Rated Light Bulb 4000K | 4000 | 85 | 1600 | 103.2258 | 15000 | 15.5 | 1 | 5.95 | 5.95 | 6.9915 | 2020Q2 | https://www.greenelectricalsupply.com/15-watt-led-a19-light-bulbs-non-dimming-4000k.aspx | Green Electrical Supply | 2020 | Yes
LED Lighting | A-Type | Manufacturer: Satco | True | Daylighting/Photocell, | General Purpose Replacement | A19 | E26 (Medium) | Damp Location Rated,Recessed Fixtures Home > Energy Star Qualified Products > 16 Watt 1600 Lumen LED A19 NON-Dimming Enclosed Fixture Rated Light Bulb 5000K ** Non-CEC Compliant - NOT Lawful for Sale in California ** Product Specifications - Quick Reference Input Voltage: Lumens: 120 Volt 1600 Lumens Dimensions: Dimmable: 5-1/2" (MOL) x 2-5/8" (MOD) No - Not Dimmable LED Color: 5000K Daylight Life Time: 15,000 Hours Power Consumption: Luminous Efficacy: 15.5 Watts 103 lm/W CRI: Certifications: 80 CRI Energy Star, Enclosed, Damp Satco's LED series of non-dimmable omni-directional LED A19 Lamps are here to replace your 100 watt incandescent light bulbs. Within this series, Satco is exhibiting their Solid State LED Lighting for these A shaped replacement lamps. This series of A19 LED light bulbs are not dimmable, but are approved for totally enclosed fixtures. They have a long life of 15,000 hours and possess a 3 Year Limited Warranty. This series comes in a 15.5 watt model with the color temperatures of 2700K, 3000K, 4000K, and 5000K. This model is part number S28788, which produces 1600 lumens of a 5000K daylight color. This bulb consumes just 15.5 watts of 120 volt energy compared to a 100W incandescent bulb. This bulb is Energy Star certified, cULus - damp location rated, and enclosed fixture rated. This led light bulb is NOT dimmable and has a CRI of 80, with a medium E26 base to meet all of your replacement needs. When you replace your 100A19 incandescent bulbs with these 15.5 watt A19 LED bulbs, your energy use decreases significantly while keeping the same look and feel of your old A19 bulbs. Typical applications include: commercial, residential, down lighting, accent lighting, display lighting, and more. Click here for the complete Satco S28788 LED A19 Light Bulb Specification Sheet. Satco 16 Watt 1600 Lumen LED A19 NON-Dimming Enclosed Fixture Rated Light Bulb 5000K | 5000 | 84 | 1600 | 103.2258 | 15000 | 15.5 | 1 | 5.95 | 5.95 | 6.9915 | 2020Q2 | https://www.greenelectricalsupply.com/15-watt-non-dimmable-enclosed-fixture-e26-a19-led-light-bulbs-5000k.aspx | Green Electrical Supply | 2020 | Yes
LED Lighting | Reflector | TCP Lighting | True |  | Reflector (Flood/Spot) | PAR20 | E26 (Medium) | Wet Location Rated,Recessed Fixtures Wet Location Rated,Recessed Fixtures Product Description The TCP L50P20D2530KFLCQ parabolic aluminized reflector light, or PAR light, has a concentrated beam made for focus similar to automobile headlights. The LED PAR20 packs an energy-efficient 3000K warm white illumination with a dimming feature. Users get a 48 pack of these lights lasting 25,000 life hours per bulb, so the pack will last a while before refill. TCP L50P20D2530KFLCQ Features: 40° beam angle 50W replacement E26 base TCP L50P20D2530KFLCQ Applications: Commercial use Residential use Recessed lighting Medium (E26) 600 Lumens - 90 CRI - 50W Halogen Equivalent - 40° - 120V TCP L50P20D2530KFLCQ - 7W LED PAR20 - 3000K | 3000 | 93 | 600 | 85.7143 | 25000 | 7 | 48 | 338.4 | 7.05 | 8.284 | 2020Q3 | https://www.energyavenue.com/TCP-Lighting/L50P20D2530KFLCQ | Energy Avenue | 2020 | Yes
LED Lighting | Reflector | TCP Lighting | True |  | Reflector (Flood/Spot) | PAR20 | E26 (Medium) | Wet Location Rated,Recessed Fixtures Wet Location Rated,Recessed Fixtures Product Description Put a bright spot of light wherever you need it with this 7W LED PAR20 lamp from TCP. Each unit provides 3000K of warm white light for up to 25,000 hours, and they're approved for use in wet locations. Energy Star certified. Product Features: Replaces 75W incandescent lamps Smooth, lighweight plastic housing Full face optics 25-degree beam angle Color accuracy of 80 CRI Lumen output of 525L Dimmable to 10 percent Rated for use in wet locations Lifespan of up to 25,000 hours Five-year warranty Applications: Protected outdoor fixtures Track lights Recessed downlights Display lights Narrow flood light Spot light 525 Lumens - 80 CRI - 50W Incandescent Equivalent - 25° - 120V TCP L50P20D2530KNFL - 7W LED PAR20 - 3000K | 3000 | 83 | 525 | 75 | 25000 | 7 | 12 | 75.72 | 6.31 | 7.4145 | 2020Q3 | https://www.energyavenue.com/TCP-Lighting/L50P20D2530KNFL | Energy Avenue | 2020 | Yes
LED Lighting | Reflector | TCP Lighting | True |  | Reflector (Flood/Spot) | PAR20 | E26 (Medium) | Wet Location Rated,Recessed Fixtures Wet Location Rated,Recessed Fixtures Product Description The TCP L50P20D2530KNFLCQ Energy Star certified PAR lamp displays 3000K warm white radiance at a 25-degree beam angle for 25,000 life hours. The LED PAR20 narrow flood light has a natural white shatter-resistant exterior with a standard E26 base. It also includes a dimming feature with compatible devices. TCP L50P20D2530KNFLCQ Features: 50W halogen replacement Smooth uniform dimming 5-year warranty TCP L50P20D2530KNFLCQ Applications: Dry, damp, and wet locations Open and enclosed fixtures Indoor and outdoor use Medium (E26) 550 Lumens - 90 CRI - 50W Incandescent Equivalent - 25° - 120V TCP L50P20D2530KNFLCQ - 7W LED PAR20 - 3000K | 3000 | 93 | 600 | 85.7143 | 25000 | 7 | 12 | 79.68 | 6.64 | 7.8023 | 2020Q3 | https://www.energyavenue.com/TCP-Lighting/L50P20D2530KNFLCQ | Energy Avenue | 2020 | Yes
LED Lighting | A-Type | Satco |  |  | General Purpose Replacement | A19 | E26 (Medium) | Damp Location Rated,Recessed Fixtures HomeLamps, Bulbs, BallastsBulbs - LEDLED - TraditionalLamps - A-Type 15.5A19/LED/27K/ND/120V Satco S28785 15.5A19/LED/27K/ND/120V | 2700 | 82 | 1600 | 103.2258 | 15000 | 15.5 | 1 | 7.19 | 7.19 | 8.4485 | 2020Q2 | https://www.platt.com/platt-electric-supply/LED-Traditional-Lamps-A-Type/Satco/S28785/product.aspx?zpid=1419388 | Platt | 2020 | Yes
LED Lighting | Reflector | TCP Lighting | True |  | Reflector (Flood/Spot) | BR30 | E26 (Medium) | Damp Location Rated,Recessed Fixtures Damp Location Rated,Recessed Fixtures Product Description The TCP L65BR30D2530KCQ California quality LED lamp replaces traditional 65W halogen equivalents with an Energy Star certified version. The LED BR30 appearance is a shatter-resistant shell with an E26 base and a white finish. Along with crisp brightness, it includes a dimming feature and a limited warranty of either 3 years or 5 years. TCP L65BR30D2530KCQ Features: 3000K warm white light 110-degree beam angle 25,000 life hours TCP L65BR30D2530KCQ Applications: General lighting Dry, damp, and wet locations Open and enclosed fixtures Medium (E26) 650 Lumens - 90 CRI - 65W Incandescent Equivalent - 110° - 120V TCP L65BR30D2530KCQ - 8W LED BR30 - 3000K | 3000 | 93 | 650 | 81.25 | 25000 | 8 | 12 | 42.12 | 3.51 | 4.1244 | 2020Q3 | https://www.energyavenue.com/TCP-Lighting/L65BR30D2530KCQ | Energy Avenue | 2020 | Yes
LED Lighting | Reflector | TCP Lighting | True |  | Reflector (Flood/Spot) | R20 | E26 (Medium) | Damp Location Rated,Recessed Fixtures Damp Location Rated,Recessed Fixtures Product Description Lend a little class and elegance to your interiors with these LED R20 lights from TCP. This product is from their Elite series of decorative luminaires, and they'll allow you to enjoy 2700K of warm, white light for up to 25,000 hours. Place them in sconces, ceiling fixtures, or anywhere else you need a little ambiance. Great for use in sensitive areas like art galleries. TCP Lighting L7R20D2527K Features: Up to 80 percent energy savings over traditional incandescent bulbs Low heat generation reduces thermal footprint Lowers replacement and power costs ANSI construction compliant Dimmable to 10 percent Maintains uniform lighting without distorting color Color accuracy of 80 CRI Compatible with all BR installations Can be used outdoors in protected areas Rated for damp locations Lifespan of up to 25,000 hours Five-year warranty TCP Lighting L7R20D2527K Applications: Wall sconces Ceiling fixtures Track lighting Recessed downlights Displays Medium (E26) 525 Lumens - 80 CRI - 50W Incandescent Equivalent - 120V TCP L7R20D2527K - 7.5W LED R20 Bulb - 2700K | 2700 | 84 | 525 | 70 | 20000 | 7.5 | 12 | 33 | 2.75 | 3.2314 | 2020Q3 | https://www.energyavenue.com/TCP-Lighting/L7R20D2527K | Energy Avenue | 2020 | Yes
LED Lighting | Reflector | TCP Lighting | True |  | Reflector (Flood/Spot) | BR40 | E26 (Medium) | Damp Location Rated,Recessed Fixtures Damp Location Rated,Recessed Fixtures Product Description Save energy without losing performance by switching to this 14W LED BR40 reflector-type lamp from TCP. Each unit gives you 2700K of soft white light for up to 25,000 hours, and you'll save up to 50 percent on your power bill per lamp. Energy Star certified. Product Features: Replaces 85W incandescent bulbs Compatible with most E26 base fixtures 110-degree beam angle Dimmable to 5 percent Color rendering of 82 CRI Rated for use in recessed and fully enclosed fixtures Approved for use in damp locations High lumen count of 1100L Energy Star certified Lifespan of up to 25,000 hours Five-year warranty Applications: Narrow flood Spot light Recessed lights Displays Task lighting Medium (E26) 1,100 Lumens - 82 CRI - 85W Incandescent Equivalent - 110° TCP L85BR40D2527K - 14W LED BR40 - 2700K | 2700 | 82 | 1100 | 78.5714 | 25000 | 14 | 1 | 4.68 | 4.68 | 5.4992 | 2020Q3 | https://www.energyavenue.com/TCP-Lighting/L85BR40D2527K | Energy Avenue | 2020 | Yes
LED Lighting | A-Type | Satco |  |  | General Purpose Replacement | A19 | E26 (Medium) | Damp Location Rated,Recessed Fixtures HomeLamps, Bulbs, BallastsBulbs - LEDLED - TraditionalLamps - A-Type 15.5A19/LED/30K/ND/120V Satco S28786 15.5A19/LED/30K/ND/120V | 3000 | 83 | 1600 | 103.2258 | 15000 | 15.5 | 1 | 7.19 | 7.19 | 8.4485 | 2020Q2 | https://www.platt.com/platt-electric-supply/LED-Traditional-Lamps-A-Type/Satco/S28786/product.aspx?zpid=1419391 | Platt | 2020 | Yes
LED Lighting | A-Type | Satco | False |  | General Purpose Replacement | A19 | E26 (Medium) | Damp Location Rated,Recessed Fixtures HomeLamps, Bulbs, BallastsBulbs - LEDLED - TraditionalLamps - A-Type 15.5A19/LED/40K/ND, LED Lamp, 15.5 Watt, A19, 4000K, Medium Base, 120 Volt Satco S28787 LED Lamp, 15.5 Watt, A19, 4000K, Medium Base, 120 Volt | 4000 | 85 | 1600 | 103.2258 | 15000 | 15.5 | 1 | 7.19 | 7.19 | 8.4485 | 2020Q2 | https://www.platt.com/platt-electric-supply/LED-Traditional-Lamps-A-Type/Satco/S28787/product.aspx?zpid=1419393 | Platt | 2020 | Yes
LED Lighting | A-Type | Satco | [5 empty] | HomeLamps, Bulbs, BallastsBulbs - LEDLED - TraditionalLamps - A-Type SATCO S9244 Satco S9244 SATCO S9244 12 watt; A19 LED; 5000K; Medium base; 300' beam spread; 120 volts | 5000 |  | 1230 | 102.5 |  | 12 | 1 | 11 | 11 | 12.9254 | 2020Q2 | https://www.platt.com/platt-electric-supply/LED-Traditional-Lamps-A-Type/Satco/S9244/product.aspx?zpid=180818 | Platt | 2020 | Yes
LED Lighting | A-Type | Manufacturer: Eiko | False |  |  |  | Medium E26 | Home > LED Light Bulbs > LED A19 Bulbs > Over 2000 Lumens (High Ouput) > 3000K Warm White > 25 Watt LED High Output A21 Light Bulb 2550 Lumens E26 Medium Base 120-277V 3000K Product Specifications - Quick Reference Input Voltage: Dimming: 120-277V NOT Dimmable Dimensions: Beam Angle: 2.64" W x 5.47" MOL 220 Degree LED Color: 3000K Warm White Life Time: 25,000 Hours Power Consumption: Luminous Efficacy: 25 Watts 102 lm/W CRI / Lumens: Certifications: 80 CRI / 2550 Lumens cULus, ENERGY STAR Every industry thrives on new and forward thinking technology. While LED's are not new, in recent years their performance and reliability have improved to make them a more viable option for general and task-oriented lighting. Eikos extended line of LED High Output A21 and A23 incandescent replacement lamps truly represent the next generation in lighting by saving you time, money, and energy through the use of quality LED chips for long life, superior lumen and color maintenance. They also feature instant, flicker-free start-up and no off-state power draw. We have seen where some people are looking for the cheapest LED light bulbs, or, lowest cost LED bulb, or, even, the best price LED light bulbs. You don't have to hunt because you have just found it - and - it has great quality to boot! This item is the Eiko LED25WA21/OMN/830-G8 (10533). Energy Star Certified and Damp Location Rated is a cost-effective LED solution for replacing your existing 150 watt incandescent A-lamps and up to 70W HID Lamps. They are 80% more efficient and last 30x longer than the 150W incandescent light bulbs they replace. The LED25WA21/OMN/830-G8 is a NON- dimmable LED light bulb. Not only do they look like your 150W watt incandescent light bulb, they are also instant-on with no warm up shatterproof. With a 220 degree beam angle they are ideal for restaurants, residential and healthcare applications. Click here to see the Eiko High Output LED A21 and A23 Light Bulb Specification Sheet. Now for the specifics on the 10533: It replaces your 150W incandescent light bulb but consumes just 25 Watts of 120-277V input power and generates 2,550 lumens of 80+ CRI 3000K light (that is a very nice 102 lumens per watt). They have long life - 25,000 hours - and offer a beam angle of 220 degrees. They are RoHS Compliant; no mercury or lead, and are enclosed fixture rated. The operating temperature range is from -4°F (-20°C) to 113°F (45°C). These A21 LED light bulbs fit most fixtures with the standard E26 medium base socket. The LED25WA21/OMN/830-G8 is made of shatter-resistant plastic for reduced risk of injury and/or breakage. They are suited to a wide variety of residential and commercial applications, including pendants, wall sconces and table/floor lamps. They carry a 5 year limited warranty. Eiko 25 Watt LED High Output A21 Light Bulb 2550 Lumens E26 Medium Base 120-277V 3000K | 3000 | 80 | 2550 | 102 | 25000 | 25 | 1 | 9.22 | 9.22 | 10.8339 | 2020Q2 | https://www.greenelectricalsupply.com/25-watt-led-high-output-a21-light-bulb-2550-lumens-e26-medium-base-120-277v-3000k.aspx | Green Electrical Supply | 2020 | Yes
LED Lighting | A-Type | Manufacturer: Eiko | False |  |  |  | Medium E26 | Home > LED Light Bulbs > LED A19 Bulbs > Over 2000 Lumens (High Ouput) > 4000K Cool White > 25 Watt LED High Output A21 Light Bulb 2550 Lumens E26 Medium Base 120-277V 4000K Product Specifications - Quick Reference Input Voltage: Dimming: 120-277V NOT Dimmable Dimensions: Beam Angle: 2.64" W x 5.47" MOL 220 Degree LED Color: 4000K Cool White Life Time: 25,000 Hours Power Consumption: Luminous Efficacy: 25 Watts 102 lm/W CRI / Lumens: Certifications: 80 CRI / 2550 Lumens cULus, ENERGY STAR Every industry thrives on new and forward thinking technology. While LED's are not new, in recent years their performance and reliability have improved to make them a more viable option for general and task-oriented lighting. Eikos extended line of LED High Output A21 and A23 incandescent replacement lamps truly represent the next generation in lighting by saving you time, money, and energy through the use of quality LED chips for long life, superior lumen and color maintenance. They also feature instant, flicker-free start-up and no off-state power draw. We have seen where some people are looking for the cheapest LED light bulbs, or, lowest cost LED bulb, or, even, the best price LED light bulbs. You don't have to hunt because you have just found it - and - it has great quality to boot! This item is the Eiko LED25WA21/OMN/840-G8 (10534). Energy Star Certified and Damp Location Rated is a cost-effective LED solution for replacing your existing 150 watt incandescent A-lamps and up to 70W HID Lamps. They are 80% more efficient and last 30x longer than the 150W incandescent light bulbs they replace. The LED25WA21/OMN/840-G8 is a NON- dimmable LED light bulb. Not only do they look like your 150W watt incandescent light bulb, they are also instant-on with no warm up shatterproof. With a 220 degree beam angle they are ideal for restaurants, residential and healthcare applications. Click here to see the Eiko High Output LED A21 and A23 Light Bulb Specification Sheet. Now for the specifics on the 10534: It replaces your 150W incandescent light bulb but consumes just 25 Watts of 120-277V input power and generates 2,550 lumens of 80+ CRI 4000K light (that is a very nice 102 lumens per watt). They have long life - 25,000 hours - and offer a beam angle of 220 degrees. They are RoHS Compliant; no mercury or lead, and are enclosed fixture rated. The operating temperature range is from -4°F (-20°C) to 113°F (45°C). These A21 LED light bulbs fit most fixtures with the standard E26 medium base socket. The LED25WA21/OMN/840-G8 is made of shatter-resistant plastic for reduced risk of injury and/or breakage. They are suited to a wide variety of residential and commercial applications, including pendants, wall sconces and table/floor lamps. They carry a 5 year limited warranty. Eiko 25 Watt LED High Output A21 Light Bulb 2550 Lumens E26 Medium Base 120-277V 4000K | 4000 | 80 | 2550 | 102 | 25000 | 25 | 1 | 9.22 | 9.22 | 10.8339 | 2020Q2 | https://www.greenelectricalsupply.com/25-watt-led-high-output-a21-light-bulb-2550-lumens-e26-medium-base-120-277v-4000k.aspx | Green Electrical Supply | 2020 | Yes
LED Lighting | Reflector | TCP Lighting | True |  | Reflector (Flood/Spot) | R20 | E26 (Medium) | Damp Location Rated,Recessed Fixtures Damp Location Rated,Recessed Fixtures Color Temp.2700K3000K4100K Product Description The TCP LED10R20D27K is ideal for energy savings. These LED R20 lamps deliver a long life of 25,000 hours at 10 watts and 120V, which minimizes replacement and maintenance costs. This R20 lamp features a medium E26 base.Other features include: 5-year warranty 650 lumens 65 watt incandescent equivalent 2700K color temperature UL listed Alternate Product Versions $6.05 add TCP Lighting - LED10R20D30K - Dimmable R20 LED - 65 Watt Incandescent Equivalent 10 Watt - Medium (E26) Base - 120V - 82 CRI - 3000KWarm White $6.05 add TCP Lighting - LED10R20D41K - R20 LED Flood Lamp - 10 Watt Medium (E26) Base - 82 CRI - 4100K Cool White Medium (E26) 10 Watt - Medium (E26) Base - 120V - 82 CRI - 2700K Warm White TCP Lighting - LED10R20D27K - Dimmable R20 LED - 65 Watt Incandescent Equivalent | 2700 | 80 | 660 | 73.3333 | 25000 | 9 | 12 | 66.6 | 5.55 | 6.5215 | 2020Q3 | https://www.energyavenue.com/TCP-Lighting/LED10R20D27K | Energy Avenue | 2020 | Yes
LED Lighting | Reflector | TCP Lighting | True |  | Reflector (Flood/Spot) | R20 | E26 (Medium) | Damp Location Rated,Recessed Fixtures Damp Location Rated,Recessed Fixtures Color Temp.2700K3000K4100K Product Description The TCP LED10R20D30K is ideal for energy savings. These LED R20 lamps deliver a long life of 25,000 hours at 10 watts and 120V, which minimizes replacement and maintenance costs. This R20 lamp features a medium E26 base.Other features include: 5-year warranty 675 lumens 65 watt incandescent equivalent 3000Kcolor temperature UL listed Alternate Product Versions $5.55 add TCP Lighting - LED10R20D27K - Dimmable R20 LED - 65 Watt Incandescent Equivalent 10 Watt - Medium (E26) Base - 120V - 82 CRI - 2700K Warm White $6.05 add TCP Lighting - LED10R20D41K - R20 LED Flood Lamp - 10 Watt Medium (E26) Base - 82 CRI - 4100K Cool White Medium (E26) 10 Watt - Medium (E26) Base - 120V - 82 CRI - 3000KWarm White TCP Lighting - LED10R20D30K - Dimmable R20 LED - 65 Watt Incandescent Equivalent | 3000 | 84 | 660 | 73.3333 | 25000 | 9 | 1 | 6.05 | 6.05 | 7.109 | 2020Q3 | https://www.energyavenue.com/TCP-Lighting/LED10R20D30K | Energy Avenue | 2020 | Yes
LED Lighting | A-Type | Manufacturer: Eiko | False | Daylighting/Photocell, |  |  | Medium E26 | Home > LED Light Bulbs > LED A19 Bulbs > Over 2000 Lumens (High Ouput) > 5000K Daylight > 25 Watt LED High Output A21 Light Bulb 2550 Lumens E26 Medium Base 120-277V 5000K Product Specifications - Quick Reference Input Voltage: Dimming: 120-277V NOT Dimmable Dimensions: Beam Angle: 2.64" W x 5.47" MOL 220 Degree LED Color: 5000K Daylight Life Time: 25,000 Hours Power Consumption: Luminous Efficacy: 25 Watts 102 lm/W CRI / Lumens: Certifications: 80 CRI / 2550 Lumens cULus, ENERGY STAR Every industry thrives on new and forward thinking technology. While LED's are not new, in recent years their performance and reliability have improved to make them a more viable option for general and task-oriented lighting. Eikos extended line of LED High Output A21 and A23 incandescent replacement lamps truly represent the next generation in lighting by saving you time, money, and energy through the use of quality LED chips for long life, superior lumen and color maintenance. They also feature instant, flicker-free start-up and no off-state power draw. We have seen where some people are looking for the cheapest LED light bulbs, or, lowest cost LED bulb, or, even, the best price LED light bulbs. You don't have to hunt because you have just found it - and - it has great quality to boot! This item is the Eiko LED25WA21/OMN/850-G8 (10535). Energy Star Certified and Damp Location Rated is a cost-effective LED solution for replacing your existing 150 watt incandescent A-lamps and up to 70W HID Lamps. They are 80% more efficient and last 30x longer than the 150W incandescent light bulbs they replace. The LED25WA21/OMN/850-G8 is a NON- dimmable LED light bulb. Not only do they look like your 150W watt incandescent light bulb, they are also instant-on with no warm up shatterproof. With a 220 degree beam angle they are ideal for restaurants, residential and healthcare applications. Click here to see the Eiko High Output LED A21 and A23 Light Bulb Specification Sheet. Now for the specifics on the 10535: It replaces your 150W incandescent light bulb but consumes just 25 Watts of 120-277V input power and generates 2,550 lumens of 80+ CRI 5000K light (that is a very nice 102 lumens per watt). They have long life - 25,000 hours - and offer a beam angle of 220 degrees. They are RoHS Compliant; no mercury or lead, and are enclosed fixture rated. The operating temperature range is from -4°F (-20°C) to 113°F (45°C). These A21 LED light bulbs fit most fixtures with the standard E26 medium base socket. The LED25WA21/OMN/850-G8 is made of shatter-resistant plastic for reduced risk of injury and/or breakage. They are suited to a wide variety of residential and commercial applications, including pendants, wall sconces and table/floor lamps. They carry a 5 year limited warranty. Eiko 25 Watt LED High Output A21 Light Bulb 2550 Lumens E26 Medium Base 120-277V 5000K | 5000 | 80 | 2550 | 102 | 25000 | 25 | 1 | 9.22 | 9.22 | 10.8339 | 2020Q2 | https://www.greenelectricalsupply.com/25-watt-led-high-output-a21-light-bulb-2550-lumens-e26-medium-base-120-277v-5000k.aspx | Green Electrical Supply | 2020 | Yes
LED Lighting | Reflector | TCP Lighting | True |  | Reflector (Flood/Spot) | PAR30L | E26 (Medium) | Wet Location Rated,Recessed Fixtures Wet Location Rated,Recessed Fixtures Product Description The TCP Elite LED Designer series combines traditional beauty with top-notch technology. This PAR30 long neck LED lamp LED12P30D27KNFL is Energy Efficient; up to 85% less energy than halogen replacements. TCP has designed a new smooth outer housing for low heat generation which is light weight: track and down light installations are not strained by excess weight. Also, with a high CRI and excellent color consistency, these lamps are ideal for display lights. Make your merchandise, art, or jewelry pop with color!Other features include: New smooth outer housing 5-year warranty 800 lumens 25° beam angle 2700K color temperature Applications: Track Lights Recessed Downlights Display Lights Outdoor Fixtures that Protect Lamps from Elements Medium (E26) 12 Watt - 75 Watt Halogen Equivalent - 25° Beam Angle - 120V - 2700K Warm White TCP Lighting - LED12P30D27KNFL - LED PAR30 Long Neck | 2700 | 83 | 850 | 80.9524 | 25000 | 10.5 | 12 | 139.2 | 11.6 | 13.6304 | 2020Q3 | https://www.energyavenue.com/TCP-Lighting/LED12P30D27KNFL | Energy Avenue | 2020 | Yes
LED Lighting | Reflector | TCP Lighting | True |  | Reflector (Flood/Spot) | PAR30L | E26 (Medium) | Wet Location Rated,Recessed Fixtures Wet Location Rated,Recessed Fixtures Product Description TCP's award winning LED Par lamps are now even better. The TCP LED12P30D30KFL PAR30 long neck lamp delivers a long life of 25,000 hours at 14 watts and 120 volts, which minimizes replacement and maintenance costs. It also uses up to 85 percent less energy, offering immediate and long-term savings for your home or business.Other features include: New smooth outer housing 5-year warranty 825 lumens 40° beam angle 3000Kcolor temperature Medium (E26) 12 Watt - Medium (E26) Base - 40° Beam Angle - 120V - 82 CRI - 3000KWarm White TCP Lighting - LED12P30D30KFL - Dimmable PAR30LN LED - 75 Watt Halogen Equivalent | 3000 | 83 | 850 | 80.9524 | 25000 | 10.5 | 12 | 139.2 | 11.6 | 13.6304 | 2020Q3 | https://www.energyavenue.com/TCP-Lighting/LED12P30D30KFL | Energy Avenue | 2020 | Yes
LED Lighting | Reflector | TCP Lighting | True |  | Reflector (Flood/Spot) | PAR30L | E26 (Medium) | Wet Location Rated,Recessed Fixtures Wet Location Rated,Recessed Fixtures Product Description The TCP Elite LED Designer series combines traditional beauty with top-notch technology. This PAR30 long neck LED lamp LED12P30D30KNFL is Energy Efficient; up to 85% less energy than halogen replacements. TCP has designed a new smooth outer housing for low heat generation which is light weight: track and down light installations are not strained by excess weight. Also, with a high CRI and excellent color consistency, these lamps are ideal for display lights. Make your merchandise, art, or jewelry pop with color!Other features include: New smooth outer housing 5-year warranty 825 lumens 25 degree beam angle 3000Kcolor temperature Applications: Track Lights Recessed Downlights Display Lights Outdoor Fixtures that Protect from Elements Medium (E26) 12 Watt - 75 Watt Halogen Equivalent - 25° Beam Angle - 120V - 3000KWarm White TCP Lighting - LED12P30D30KNFL - LED PAR30 Long Neck | 3000 | 83 | 850 | 80.9524 | 25000 | 10.5 | 12 | 139.2 | 11.6 | 13.6304 | 2020Q3 | https://www.energyavenue.com/TCP-Lighting/LED12P30D30KNFL | Energy Avenue | 2020 | Yes
LED Lighting | Reflector | TCP Lighting | True |  | Reflector (Flood/Spot) | BR40 | E26 (Medium) | Damp Location Rated,Recessed Fixtures Damp Location Rated,Recessed Fixtures Product Description The TCP LED17BR40D27K is ideal for energy savings. These LED R40 lamps deliver a long life of 25,000 hours at 17 watts and 120V, which minimizes replacement and maintenance costs. This BR40 lamp features a medium E26 base.Other features include: 5-year warranty 1200 lumens 120 watt incandescent equivalent 2700K color temperature Medium (E26) 17 Watt - Medium (E26) Base - 120V - 82 CRI - 2700K Warm White TCP Lighting - LED17BR40D27K - Dimmable BR40 LED - 120 Watt Incandescent Equivalent | 2700 | 83 | 1400 | 82.3529 | 25000 | 17 | 12 | 68.4 | 5.7 | 6.6977 | 2020Q3 | https://www.energyavenue.com/TCP-Lighting/LED17BR40D27K | Energy Avenue | 2020 | Yes
LED Lighting | Reflector | TCP Lighting | True |  | Reflector (Flood/Spot) | BR40 | E26 (Medium) | Damp Location Rated,Recessed Fixtures Damp Location Rated,Recessed Fixtures Product Description The TCP LED17BR40D30K is ideal for energy savings. These LED R40 lamps deliver a long life of 25,000 hours at 17 watts and 120V, which minimizes replacement and maintenance costs. This BR40 lamp features a medium E26 base.Other features include: 5-year warranty 1250 lumens 120 watt incandescent equivalent 3000Kcolor temperature Medium (E26) 17 Watt - Medium (E26) Base - 120V - 82 CRI - 3000KWarm White TCP Lighting - LED17BR40D30K - Dimmable BR40 LED - 120 Watt Incandescent Equivalent | 3000 | 84 | 1400 | 82.3529 | 25000 | 17 | 12 | 68.4 | 5.7 | 6.6977 | 2020Q3 | https://www.energyavenue.com/TCP-Lighting/LED17BR40D30K | Energy Avenue | 2020 | Yes
LED Lighting | Reflector | TCP Lighting | True |  | Reflector (Flood/Spot) | BR40 | E26 (Medium) | Damp Location Rated,Recessed Fixtures Damp Location Rated,Recessed Fixtures Product Description The TCP LED17BR40D41K is ideal for energy savings. These LED R40 lamps deliver a long life of 25,000 hours at 17 watts and 120V, which minimizes replacement and maintenance costs. This BR40 lamp features a medium E26 base.Other features include: 5-year warranty 1300 lumens 120 watt incandescent equivalent 4100K color temperature Medium (E26) 17 Watt - Medium (E26) Base - 120V - 82 CRI - 4100K Cool White TCP Lighting - LED17BR40D41K - Dimmable BR40 LED - 120 Watt Incandescent Equivalent | 4000 | 85 | 1400 | 82.3529 | 25000 | 17 | 12 | 68.4 | 5.7 | 6.6977 | 2020Q3 | https://www.energyavenue.com/TCP-Lighting/LED17BR40D41K | Energy Avenue | 2020 | Yes
LED Lighting | Reflector | TCP Lighting | True |  | Reflector (Flood/Spot) | MR16 | GU5.3 | Damp Location Rated,Recessed Fixtures Damp Location Rated,Recessed Fixtures Product Description The TCP Light LED512VMR1627KFL is 80% more effiecient than any standard halogen lamp, only consuming 5 watts producing 350 lumens. This lamp is dimmable and energy star approved. Best of all, this lamp is UL listed, so you can use this lamp both indoors and outdoors. This TCP 25951 Elite lamp also generates very little heat. The aluminum protective housing works well in displays, recessed cans, track lighting, retail envoirnments, and galleries. Expect 25,000 hours of use backed with a 5 year warranty! Features: 80% more efficient than halogen 40° Beam angle Damp locations approved Energy Star 5 Watt 2700K GU5.3 5 Watt - GU5.3 Base - 12V - 82 CRI - 40 Deg Beam Angle - 2700K Warm White TCP Lighting - LED512VMR1627KFL - Dimmable MR16 LED - 35 Watt Halogen Equivalent | 2700 | 82 | 400 | 80 | 25000 | 5 | 12 | 65.4 | 5.45 | 6.404 | 2020Q3 | https://www.energyavenue.com/TCP-Lighting/LED512VMR1627KFL | Energy Avenue | 2020 | Yes
LED Lighting | Reflector | TCP Lighting | True |  | Reflector (Flood/Spot) | MR16 | GU5.3 | Damp Location Rated,Recessed Fixtures Damp Location Rated,Recessed Fixtures Product Description The same performance that you have come to expect in TCP PAR lamps, can now be found in our LED MR16s. This LED712VMR16V30KFL lamp is the perfect replacement for 50 watt halogen. Features: 80% more effi cient than halogen Solutions for 12V, GU10 and medium base 25,000 hours GU5.3 50 Watt Halogen Equivalent - GU5.3 Base - 12V - 82 CRI - 40 Degree Beam Angle - Dimmable TCP LED712VMR16V30KFL - 7W LED MR16 3000K | 3000 | 83 | 500 | 76.9231 | 25000 | 6.5 | 1 | 5.15 | 5.15 | 6.0514 | 2020Q3 | https://www.energyavenue.com/TCP-Lighting/LED712VMR16V30KFL | Energy Avenue | 2020 | Yes
LED Lighting | Reflector | TCP Lighting | True |  | Reflector (Flood/Spot) | MR16 | GU5.3 | Damp Location Rated,Recessed Fixtures Damp Location Rated,Recessed Fixtures Product Description The TCP Elite LED MR16 series lamps are the prefect replacement for 50 watt halogen lamps. These MR16 lamps have an excellent color consistency and high CRI color rendering. Best of all, this lamp is energy efficient with 80% more efficiency than a halogen. With an excellent CBCP and Beam Quality, this lamp is ideal for display lights. Features: Smooth Uniform Dimming Return on Investment in less than 1 year 25,000 hours of life; lasts at least 12 times longer than halogen Very Low Heat Generation Low Weight - Track or Down Lights installations are not strained by excess weight Shatter Resistant Applications: Track Lights Recessed Downlights Display Lights Outdoor Fixtures (that protect from elements) GU5.3 7 Watt - 20° Beam Angle - 12V - 3000KWarm White TCP Lighting - LED MR16 LED712VMR1630KNFL - Dimmable - MR16 - 50 Watt Halogen Equivalent | 3000 | 82 | 500 | 71.4286 | 25000 | 7 | 1 | 5.15 | 5.15 | 6.0514 | 2020Q3 | https://www.energyavenue.com/TCP-Lighting/LED712VMR16V30KNFL | Energy Avenue | 2020 | Yes
LED Lighting | Reflector | TCP Lighting | True |  | Reflector (Flood/Spot) | MR16 | GU5.3 | Damp Location Rated,Recessed Fixtures Damp Location Rated,Recessed Fixtures Product Description The same performance that you have come to expect in TCP PAR lamps, can now be found in our LED MR16s. This LED712VMR1641KFL lamp is the perfect replacement for 50 watt halogen. TCP LED712VMR1641KFL Features: 80% more efficient than halogen Solutions for 12V, GU10 and medium base 25,000 hours GU5.3 7 Watt - GU5.3 Base - 12V - 82 CRI - 40 Deg Beam Angle - 4100K Cool White TCP Lighting - LED712VMR16V41KFL - Dimmable MR16 LED - 50 Watt Halogen Equivalent | 4000 | 84 | 500 | 76.9231 | 25000 | 6.5 | 1 | 5.15 | 5.15 | 6.0514 | 2020Q3 | https://www.energyavenue.com/TCP-Lighting/LED712VMR16V41KFL | Energy Avenue | 2020 | Yes
LED Lighting | Reflector | TCP Lighting | True |  | Reflector (Flood/Spot) | PAR16 | E26 (Medium) | Damp Location Rated,Recessed Fixtures Damp Location Rated,Recessed Fixtures Product Description The TCP Lighting - LED7P1630KFL - PAR16 - LED 40 degree Flood Light is ideal for energy savings. These LED PAR16 lamps deliver a long life of 25,000 hours at 7 watts and 120V, which minimizes replacement and maintenance costs. This PAR16 lamp features a medium E26 base.Other features include: 3 year warranty 525 lumens 50 watt incandescent equivalent 3000Kcolor temperature UL listed Medium (E26) 50W Equivalent - Halogen White - 3000K - Dimmable TCP Lighting - LED7P1630KFL - PAR16 - LED 40 Deg. Flood Light | 3000 | 85 | 600 | 85.7143 | 25000 | 7 | 1 | 8.9 | 8.9 | 10.4578 | 2020Q3 | https://www.energyavenue.com/TCP-Lighting/LED7P1630KFL | Energy Avenue | 2020 | Yes
LED Lighting | A-Type | TCP | True |  | A19/21 | E26 (Medium) | E26 (Medium) | Home / Light Bulbs / LED / LED A-Line / TCP - LED16A21D30K Suitable for Enclosed Fixtures; Damp and Dry Locations 16W A21 LED Lamp - Universal - 1625 Lumens - Warm White (3000K) - 82 CRI - 25000 Hours - E26 (Medium) - 120 to 130V TCP - LED16A21D30K | 3000 | 82 | 1625 | 101.5625 | 25000 | 16 | 1 | 16.24 | 16.24 | 19.0826 | 2020Q3 | https://shop.regencylighting.com/lamps/led/a-line/led16a21d30k-tcp.html | Regency Lighting | 2020 | Yes
LED Lighting | Reflector | TCP Lighting | True | Daylighting/Photocell, | Reflector (Flood/Spot) | BR30 | E26 (Medium) | Damp Location Rated,Recessed Fixtures Damp Location Rated,Recessed Fixtures Product Description The TCP LED9BR30D50K LED BR30 is a great low energy replacement for an incandescent bulb. Using only 10W of power, it provides a 5000K color temperature that provides daylight lighting. Each bulb is designed to last up to 25,000 hours and comes with a five-year warranty for added peace of mind. The bulbs can be used with a dimmer switch for added dimming options and can be used both indoors and outdoors. TCP LED9BR30D50K Features: Low heat generation Shatter resistant design TCP LED9BR30D50K Applications: Recessed downlighting Display lights Track lights 65W Incandescent Equivalent - 775 Lumens - 82 CRI - Dimmable - 120V TCP LED9BR30D50K - 9W LED BR30 - 5000K | 5000 | 87 | 750 | 78.9474 | 25000 | 9.5 | 12 | 39.6 | 3.3 | 3.8776 | 2020Q3 | https://www.energyavenue.com/TCP-Lighting/LED9BR30D50K | Energy Avenue | 2020 | Yes
LED Lighting | Reflector |  | True |  | Reflector (Flood/Spot) | BR30 | E26 (Medium) | Damp Location Rated,Recessed Fixtures Damp Location Rated,Recessed Fixtures Product Description The Euri Lighting EB30-11W3000e LED BR30 light bulb is an energy-saving and mercury-free floodlight. The 65W incandescent light replacement offers superior brightness of 3000K soft white illumination. It comes on instantly without delays or flickers. The floodlight also has an E26 base and a dimming option. Euri Lighting EB30-11W3000e Features: 110-degree beam angle 25,000 life hours Limited warranty Euri Lighting EB30-11W3000e Applications: Dry and damp locations Indoor use Open and enclosed fixtures Medium (E26) 850 Lumens - 80 CRI - 65W Incandescent Equivalent - 110° - 120V Euri Lighting EB30-11W3000e - 11W LED BR30 - 3000K | 3000 | 82 | 850 | 77.2727 | 25000 | 11 | 1 | 1.7 | 1.7 | 1.9976 | 2020Q3 | https://www.energyavenue.com/unbranded/EB30-11W3000E | Energy Avenue | 2020 | No
LED Lighting | Downlight | Cooper Lighting | True |  |  | LED Retrofit Kit | LED Retrofit Kit | Downlight Solid State Retrofit Downlight Solid State Retrofit Halo High efficacy 5-Inch or 6-Inch LED recessed retrofit module trim has current rating of 0.065 - 0.069-Amp and voltage rating of 120-Volt AC. This 7.5-Watt round baffle trim in matte white finish, features impact-resistant polycarbonate lens. It has 90 CRI 575-Lumens 2700K lamp. The trim supports push-n-twist universal installation clip mounting. It measures 7.19-Inch Dia x 3.38-Inch. The trim withstands ambient temperature range of -30 to 40 deg C. It is suitable for insulated ceiling and non- insulated ceiling rated housings. Trim is UL/cUL listed, FCC/Energy Star certified and meets ASTM/IES/NFPA standards. Push-N-Twist Universal Installation Clips Cooper Lighting LT560WH6927 Dimmable 5-Inch or 6-Inch Round High Efficacy LED Recessed Retrofit Module Trim 120-Volt AC 90 CRI 2700K 575-Lumens Matte White Halo® | 2700 | 92 | 720 | 75.7895 | 35000 | 9.5 | 1 | 11.869 | 11.869 | 13.9465 | 2020Q3 | https://www.ew-ne.com/lighting-1600000000/cooper-lighting-lt560wh6927-dimmable-5-inch-or-6-inch-round-high-efficacy-led-recessed-retrofit-module-trim-120-volt-ac-90-cri-2700k-575-lumens-matte-white-halo-reg-568697 | Electrical Wholesalers Inc | 2020 | Yes
LED Lighting | Downlight | Cooper Lighting | True |  |  | LED Retrofit Kit | LED Retrofit Kit | Downlight Solid State Retrofit Downlight Solid State Retrofit Halo High efficacy 5-Inch or 6-Inch LED recessed retrofit module trim has current rating of 0.065 - 0.069-Amp and voltage rating of 120-Volt AC. This 8-Watt round baffle trim in matte white finish, features impact-resistant polycarbonate lens. It has 90 CRI 575-Lumens 3000K lamp. The trim supports push-n-twist universal installation clip mounting. It measures 7.19-Inch Dia x 3.38-Inch. The trim withstands ambient temperature range of -30 to 40 deg C. It is suitable for insulated ceiling and non- insulated ceiling rated housings. Trim is UL/cUL listed, FCC/Energy Star certified and meets ASTM/IES/NFPA standards. Push-N-Twist Universal Installation Clips Cooper Lighting LT560WH6930R Dimmable 5-Inch or 6-Inch Round High Efficacy LED Recessed Retrofit Module Trim 120-Volt AC 90 CRI 3000K 575-Lumens Matte White Halo® | 3000 | 92 | 683 | 68.3 | 35000 | 10 | 1 | 11.446 | 11.446 | 13.4495 | 2020Q3 | https://www.ew-ne.com/lighting-1600000000/cooper-lighting-lt560wh6930r-dimmable-5-inch-or-6-inch-round-high-efficacy-led-recessed-retrofit-module-trim-120-volt-ac-90-cri-3000k-575-lumens-matte-white-halo-reg-585810 | Electrical Wholesalers Inc | 2020 | Yes
LED Lighting | Downlight | Cooper Lighting | True |  |  | LED Retrofit Kit | LED Retrofit Kit | Downlight Solid State Retrofit Downlight Solid State Retrofit Cooper Lighting Metalux™ Collection Halo® Collection 4-Inch LED Adjustable retrofit gimbal module in white color, features durable die-cast aluminum construction. It has 10-Watt 90 CRI 3000K LED lamp to offer 600-Lumens of light output. Lamp has voltage rating of 120-Volts and current rating of 85-Milli-Amps. Lamp has power factor of 0.9 and operates at frequency rating of 50/60-Hz. This dimmable gimbal module with 120-Volt electronic driver, is friction blade mountable.The gimbal module supports 35-degree tilt and up to 360-degree rotation. It measures 5.13-Inch OD x 3.3-Inch. It withstands temperature rating of -30 deg C and is suitable for use with 4-Inch H995 LED housings. Gimbal module is UL/cUL listed, CSA/FCC/Energy Star certified and RoHS compliant. Friction Blade Cooper Lighting RA406930WH Dimmable IC/Non-IC 4-Inch Gimbal Ring Adjustable LED Retrofit Module 120-Volt Round 90 CRI 3000K 600-Lumens White Metalux™ Halo® | 3000 | 95 | 607 | 61.9388 | 50000 | 9.8 | 1 | 43.786 | 43.786 | 51.4502 | 2020Q3 | https://www.ew-ne.com/lighting-1600000000/cooper-lighting-ra406930wh-dimmable-ic-non-ic-4-inch-gimbal-ring-adjustable-led-retrofit-module-120-volt-round-90-cri-3000k-600-lumens-white-metalux-trade-halo-reg-217015 | Electrical Wholesalers Inc | 2020 | Yes
LED Lighting | A-Type | TCP | True |  | A19/21 | E26 (Medium) | E26 (Medium) | Home / Light Bulbs / LED / TCP - LED16A21D30K Suitable for Enclosed Fixtures; Damp and Dry Locations 16W A21 LED Lamp - Universal - 1625 Lumens - Warm White (3000K) - 82 CRI - 25000 Hours - E26 (Medium) - 120 to 130V TCP - LED16A21D30K | 3000 | 82 | 1625 | 101.5625 | 25000 | 16 | 1 | 16.24 | 16.24 | 19.0826 | 2020Q3 | https://shop.regencylighting.com/lamps/led/led16a21d30k-tcp.html | Regency Lighting | 2020 | Yes
LED Lighting | A-Type | TCP | True |  | A19/21 | E26 (Medium) | E26 (Medium) | Home / Light Bulbs / LED / LED A-Line / TCP - LED16A21D30K Suitable for Enclosed Fixtures; Damp and Dry Locations 16W A21 LED Lamp - Universal - 1625 Lumens - Warm White (3000K) - 82 CRI - 25000 Hours - E26 (Medium) - 120 to 130V TCP - LED16A21D30K | 3000 | 82 | 1625 | 101.5625 | 25000 | 16 | 1 | 16.58 | 16.58 | 19.4821 | 2020Q2 | https://shop.regencylighting.com/lamps/led/a-line/led16a21d30k-tcp.html | Regency Lighting | 2020 | Yes
LED Lighting | A-Type | TCP | True |  | A19/21 | E26 (Medium) | E26 (Medium) | Home / Light Bulbs / LED / TCP - LED16A21D30K Suitable for Enclosed Fixtures; Damp and Dry Locations 16W A21 LED Lamp - Universal - 1625 Lumens - Warm White (3000K) - 82 CRI - 25000 Hours - E26 (Medium) - 120 to 130V TCP - LED16A21D30K | 3000 | 82 | 1625 | 101.5625 | 25000 | 16 | 1 | 16.58 | 16.58 | 19.4821 | 2020Q2 | https://shop.regencylighting.com/lamps/led/led16a21d30k-tcp.html | Regency Lighting | 2020 | Yes
LED Lighting | A-Type | Brand Green Creative | True |  | General Purpose Replacement | A19 | E26 (Medium) | Damp Location Rated,Not for Use in Recessed Fixtures Damp Location Rated,Not for Use in Recessed Fixtures A19 60W Replacement Energy Star 330 Degree Spread Energy Star 3 Year Warranty, 25,000hr Lifetime Dimmable Mfg #8A19DIM/830 8W Dimmable A19 Bulb, 3000K, Energy Star | 3000 | 83 | 810 | 101.25 | 25000 | 8 | 1 | 11.99 | 11.99 | 14.0887 | 2020Q3 | https://hdsupplysolutions.com/p/led-00-75-10-35/8w-dimmable-a19-bulb-3000k-energy-star-p206171 | HD Supply | 2020 | Yes
LED Lighting | Decorative | Cree LED Lighting | True |  | Decorative | B13 | E12 (Candelabra) | Damp Location Rated,Dim to Warm,Recessed Fixtures Damp Location Rated,Dim to Warm,Recessed Fixtures Cree LED Lighting 3.1-Watt E12 Candelabra screw-in base decorative LED lamp offers light output of 240 Lumens. This B13 bulged shape lamp with instant ballast, has voltage rating of 120-Volt AC at 60-Hz. It has color rendering index of greater than 90. This lamp with 2700K color temperature rating radiates soft white light to the surrounding. It features plastic construction for decorative optical spread. This instant-ON dimmable lamp has a dimension of 4.2-Inch x 1.6-Inch. It operates in the temperature range of -25 to 45 deg C. This mercury-free lamp has average life of 25000 hours and is perfect for damp locations. Lamp is cULus listed, RoHS compliant, Energy Star qualified and meets ANSI, FCC Part 15, Subpart B, Class B standards. Cree LED Lighting B13-25W-27K-CLD-U1 Dimmable B13 Decorative LED Lamp E12 Candelabra Base 240-Lumens 90+ CRI 2700K Soft White 3.1-Watt | 2700 | 90 | 240 | 77.4194 | 25000 | 3.1 | 1 | 12.5 | 12.5 | 14.688 | 2020Q3 | https://www.ew-ne.com/lighting-1600000000/cree-led-lighting-b13-25w-27k-cld-u1-dimmable-b13-decorative-led-lamp-e12-candelabra-base-240-lumens-90-cri-2700k-soft-white-3-1-watt-669555 | Electrical Wholesalers Inc | 2020 | Yes
LED Lighting | Decorative | Cree LED Lighting | True |  | Decorative | B13 | E12 (Candelabra) | Damp Location Rated,Dim to Warm,Recessed Fixtures Damp Location Rated,Dim to Warm,Recessed Fixtures Cree LED Lighting 5-Watt E12 Candelabra Screw-in base decorative LED lamp offers light output of 345 Lumens. This B13 bulged shape lamp with instant ballast, has voltage rating of 120-Volt AC at 60-Hz. It has color rendering index of greater than 90. This lamp with 2700K color temperature rating radiates soft white light to the surrounding. It features plastic construction. This instant-ON dimmable lamp has a dimension of 4.2-Inch x 1.6-Inch. It operates in the temperature range of -25 to 45 deg C. This mercury-free lamp has average life of 25000 hours and is suitable for damp location. Lamp is cULus listed, RoHS compliant, Energy Star qualified and meets ANSI, FCC Part 15, Subpart B, Class B standards. Cree LED Lighting B13-40W-27K-CLD-U1 Dimmable B13 Decorative LED Lamp E12 Candelabra Base 345-Lumens 90+ CRI 2700K Soft White 5-Watt | 2700 | 90 | 345 | 69 | 25000 | 5 | 1 | 13 | 13 | 15.2755 | 2020Q3 | https://www.ew-ne.com/lighting-1600000000/cree-led-lighting-b13-40w-27k-cld-u1-dimmable-b13-decorative-led-lamp-e12-candelabra-base-345-lumens-90-cri-2700k-soft-white-5-watt-669556 | Electrical Wholesalers Inc | 2020 | Yes
LED Lighting | Downlight | Cree LED Lighting | True |  |  | LED Retrofit Kit | LED Retrofit Kit | Downlight Solid State Retrofit Downlight Solid State Retrofit Cree LED Lighting CRT Series LED downlight has E26/GU24 socket that can accommodate dimmable LED lamp for delivering a light output of 790-Lumens with 2700K color temperature and 91 CRI. It has an average life of 50000 Hours. It has a fixture power rating of 10.5-Watts and voltage rating of 120-Volts AC at 50/60-Hz. The round downlight with 1-piece aluminum reflector, has a trim of 4-inches and diffusing polycarbonate lens shade for even light distribution. It has an efficacy of 75 LPW. Downlight with 5% dimming driver, measures 5-Inch Dia x 2.6-Inch and power factor of >0.9. It includes E26 and GU24 base pigtail. It is suitable for indoor, residential and commercial applications. It is ideal for damp locations. LED downlight meets UL, cULus, Energy Star, CEC Title 20/Title 24 and RoHS standards. Cree LED Lighting CR4T-790L-27K-12-E26GU24 Dimmable 4-Inch CRT Series LED Down Light Round 120-Volt AC 91 CRI 2700K 790-Lumens | 2700 | 91 | 790 | 75.2381 | 50000 | 10.5 | 1 | 30 | 30 | 35.2512 | 2020Q3 | https://www.ew-ne.com/lighting-1600000000/cree-led-lighting-cr4t-790l-27k-12-e26gu24-dimmable-4-inch-crt-series-led-down-light-round-120-volt-ac-91-cri-2700k-790-lumens-780628 | Electrical Wholesalers Inc | 2020 | Yes
LED Lighting | Downlight | Cree LED Lighting | True |  |  | LED Retrofit Kit | LED Retrofit Kit | Downlight Solid State Retrofit Downlight Solid State Retrofit Cree LED Lighting LED recessed downlight in white finish, has 6-Inch trim. It has fixture wattage of 11-Watts, voltage rating of 120-Volts AC at 50/60-Hz. The LED recessed downlight accommodates LED lamp with E26 and GU24 pigtail base socket. The 1-piece aluminum reflector and polycarbonate lens shade offers even light distribution. The lamp with 50000-Hour average life, delivers a light output of 825-Lumens (Initial) with a color temperature of 2700K and CRI of 90+. It has THD of Cree LED Lighting CR6T-825L-27K-12-E26GU24 Dimmable 6-Inch LED Recessed Down Light Round 120-Volt AC 11-Watt 2700K 825 Initial-Lumens White | 2700 | 92 | 825 | 75 | 50000 | 11 | 12 | 27 | 2.25 | 2.6438 | 2020Q3 | https://www.ew-ne.com/lighting-1600000000/cree-led-lighting-cr6t-825l-27k-12-e26gu24-dimmable-6-inch-led-recessed-down-light-round-120-volt-ac-11-watt-2700k-825-initial-lumens-white-786818 | Electrical Wholesalers Inc | 2020 | No
LED Lighting | Downlight | Elite Lighting | True |  |  |  |  | Downlight Recessed Downlight Recessed 8 Inch round multi-CCT LED "Slim Disk" engineered for new construction, remodel, or retrofit to accommodate insulated or dropped ceilings. Recessed housing not required, especially with limited plenum applications. Easily access field adjustable 5-Color SeleCCT or switch by lowering the luminaire from the opening. Remote driver allows easy installation and maintenance. Small aperture and shallow depth are ideal for unlimited applications. Ceiling Elite Lighting RL875-1400L-DIMTR-120-27K/30K/35K/40K/50K-90-WH Dimmable 8-Inch Slim LED Downlight With Multi CCT Round 18-Watt 120-Volt AC 90 CRI 2700K/3000K/3500K/4000K/5000K 1400-Lumens White | 2700 | 92 | 1500 | 83.3333 | 50000 | 18 | 1 | 91 | 91 | 106.9285 | 2020Q3 | https://www.ew-ne.com/lighting-1600000000/elite-lighting-rl875-1400l-dimtr-120-27k-30k-35k-40k-50k-90-wh-dimmable-8-inch-slim-led-downlight-with-multi-cct-round-18-watt-120-volt-ac-90-cri-2700k-3000k-3500k-4000k-5000k-1400-lumens-white-953529 | Electrical Wholesalers Inc | 2020 | Yes
LED Lighting | Reflector | ETI Solid State Lighting | True |  | Reflector (Flood/Spot) | PAR20 | E26 (Medium) | Damp Location Rated,Recessed Fixtures Damp Location Rated,Recessed Fixtures ETI Solid State Lighting Color Preference Collection LED recessed downlight can accommodate 11-Watt LED lamp that delivers a warm white/soft white/cool white light output of 800-Lumens with 2700K/3000K/4000K color temperature and 90 CRI. It has an average life of 50000 Hours. It has a voltage rating of 120-Volts AC. It has a beam angle of 100-Degrees. It features triac dimming driver. It measures 7.48-Inch Dia x 3.15-Inch. The trim has size of 5- or 6-inches. It is suitable for residential and commercial applications. LED recessed downlight meets UL, cULus, T24, RoHS, Energy Star 2.0 standards. ETI Solid State Lighting 53186401 Dimmable 5-Inch or 6-Inch LED Recessed Down Light 90 CRI 2700K/3000K/4000K 800-Lumens Warm White/Soft White/Cool White Color Preference | 5000 | 82 | 520 | 74.2857 | 25000 | 7 | 4 | 34 | 8.5 | 9.9878 | 2020Q3 | https://www.ew-ne.com/lighting-1600000000/eti-solid-state-lighting-53186401-dimmable-5-inch-or-6-inch-led-recessed-down-light-90-cri-2700k-3000k-4000k-800-lumens-warm-white-soft-white-cool-white-color-preference-691978 | Electrical Wholesalers Inc | 2020 | Yes
LED Lighting | Downlight | ETI Solid State Lighting | True | Daylighting/Photocell, | General Purpose Replacement | A19 | E26 (Medium) | Damp Location Rated,Use With Timers,Use With Photo and/or Motion Sensors,Recessed Fixtures Damp Location Rated,Use With Timers,Use With Photo and/or Motion Sensors,Recessed Fixtures ETI Solid State Lighting Color Preference Collection Edge-lit downlight can accommodate 15-Watt LED lamp that delivers light output of 900-Lumens with 2700/3000/4000/5000K color temperature and 90 CRI. It has a voltage rating of 120-Volts AC. The dimmable lamp has an average life of 50000 Hours. The downlight with 5-Inch trim, measures 6-Inch Dia x 1-5/8-Inch and features Triac driver. It is suitable for residential and commercial like office, retail, restaurant, school, hospital and hotel/motel locations applications. Edge-lit downlight meets UL, cULus, RoHS and Energy Star standards. ETI Solid State Lighting 53807211 Dimmable 5-Inch LED Edge-Lit Down Light 120-Volt AC 15-Watt 90 CRI 2700K/3000K/4000K/5000K 900-Lumens Color Preference | 3000 | 84 | 1600 | 106.6667 | 25000 | 15 | 20 | 38 | 1.9 | 2.2326 | 2020Q3 | https://www.ew-ne.com/lighting-1600000000/eti-solid-state-lighting-53807211-dimmable-5-inch-led-edge-lit-down-light-120-volt-ac-15-watt-90-cri-2700k-3000k-4000k-5000k-900-lumens-color-preference-804947 | Electrical Wholesalers Inc | 2020 | No
LED Lighting | Reflector | GE Lighting | True |  | Reflector (Flood/Spot) | MR16 | GU5.3 | None,Recessed Fixtures None,Recessed Fixtures GE Lighting Lumination™ Collection 8-Inch LED Retrofit downlight in white finish, features aluminum reflector. It accommodates 8.5-/13-Watt LED lamp that offers 650/1000-Lumens light output. Lamp has color-rendering index of 82 and color temperature of 3500K. Lamp has an average life of 50000 hours. It has a dimension of 9.75-Inch Dia x 5.1-Inch. This round downlight supports ceiling mounting to make installation easy. It uses 0 - 10-Volt 10% Dimming driver for reliable operation. Downlight has voltage rating of 120 - 277-Volt AC. It operates at a temperature rating of -20 to 40 deg C. It is perfect retrofit or new construction solution for traditional downlight fixtures. Downlight is cULus listed, Energy Star certified and RoHS compliant. Ceiling GE Lighting LRXR810835MD Dimmable 8-Inch LED Retrofit Down Light 82 CRI 3500K 650/1000-Lumens White Lumination™ | 3000 | 83 | 390 | 84.7826 | 40000 | 4.6 | 1 | 108 | 108 | 126.9042 | 2020Q3 | https://www.ew-ne.com/lighting-1600000000/ge-lighting-lrxr810835md-dimmable-8-inch-led-retrofit-down-light-82-cri-3500k-650-1000-lumens-white-lumination-trade-536805 | Electrical Wholesalers Inc | 2020 | No