86 | 2023 | Plug Loads | Electricity | Commercial |  |  | Advanced Power Strip | Tier 2 | Advanced Power Strip Tier 2 | 2023$/outlet | 0 | 0 | 0 | Capacity | Outlets | 5 | 6 | 6 | 6 | 0 | 0 | 0 | Computer Energy Savings | % | 25 | 40.5 | 56 | 56 | 17.8966 | 19.9615 | 22.0265 | 119.7692 | 0 | 0 | 0 | 0 | 119.7692 | 119.7692 | 2040 | Advanced | 9 | Prevailing local wages, Drive time, Access, Incentive programs, Existing construction and materials, Brand recognition | 10 | 6 | N/A | 2020 | Tier 2 power strips use additional sensors, software, and algorithms to sense real time power use; tier 2 power strips reduce standby and wasteful active loads. They provide flexibility by shifting plug loads (i.e., PC workstations). Load sensing detects energy use of the equipment, occupancy sensors detect motion, and infrared sensors detect heat. | 119.7692 | 119.7692 | 119.7692
86 | 2023 | Plug Loads | Electricity | Commercial |  |  | Advanced Power Strip | Tier 2 | Advanced Power Strip Tier 2 | 2023$/outlet | 0 | 0 | 0 | Capacity | Outlets | 5 | 6 | 6 | 6 | 0 | 0 | 0 | Computer Energy Savings | % | 25 | 40.5 | 56 | 56 | 17.8966 | 19.9615 | 22.0265 | 119.7692 | 0 | 0 | 0 | 0 | 119.7692 | 119.7692 | 2045 | Advanced | 9 | Prevailing local wages, Drive time, Access, Incentive programs, Existing construction and materials, Brand recognition | 10 | 6 | N/A | 2020 | Tier 2 power strips use additional sensors, software, and algorithms to sense real time power use; tier 2 power strips reduce standby and wasteful active loads. They provide flexibility by shifting plug loads (i.e., PC workstations). Load sensing detects energy use of the equipment, occupancy sensors detect motion, and infrared sensors detect heat. | 119.7692 | 119.7692 | 119.7692
86 | 2023 | Plug Loads | Electricity | Commercial |  |  | Advanced Power Strip | Tier 2 | Advanced Power Strip Tier 2 | 2023$/outlet | 0 | 0 | 0 | Capacity | Outlets | 5 | 6 | 6 | 6 | 0 | 0 | 0 | Computer Energy Savings | % | 25 | 40.5 | 56 | 56 | 17.8966 | 19.9615 | 22.0265 | 119.7692 | 0 | 0 | 0 | 0 | 119.7692 | 119.7692 | 2050 | Advanced | 9 | Prevailing local wages, Drive time, Access, Incentive programs, Existing construction and materials, Brand recognition | 10 | 6 | N/A | 2020 | Tier 2 power strips use additional sensors, software, and algorithms to sense real time power use; tier 2 power strips reduce standby and wasteful active loads. They provide flexibility by shifting plug loads (i.e., PC workstations). Load sensing detects energy use of the equipment, occupancy sensors detect motion, and infrared sensors detect heat. | 119.7692 | 119.7692 | 119.7692
87 | 2023 | Plug Loads | Electricity | Commercial |  |  | Advanced Power Strip | Tier 1 | Advanced Power Strip Tier 1 | 2023$/outlet | 0 | 0 | 0 | Capacity | Outlets | 2 | 4 | 4 | 4 | 0 | 0 | 0 | Computer Energy Savings | % | 4 | 15 | 26 | 26 | 9.6366 | 13.0783 | 16.5199 | 52.313 | 0 | 0 | 0 | 0 | 119.7692 | 119.7692 | 2023 | Reference | 9 | Prevailing local wages, Drive time, Access, Incentive programs, Existing construction and materials, Brand recognition | 10 | 3 | N/A | 2020 | Tier 1 power strips use either programming/scheduling or current sensing.Tier 1 power strips will be obsolete by 2030 as market shifts to Tier 2. | 52.313 | 119.7692 | 119.7692
87 | 2023 | Plug Loads | Electricity | Commercial |  |  | Advanced Power Strip | Tier 1 | Advanced Power Strip Tier 1 | 2023$/outlet | 0 | 0 | 0 | Capacity | Outlets | 2 | 4 | 4 | 4 | 0 | 0 | 0 | Computer Energy Savings | % | 4 | 15 | 26 | 26 | 9.6366 | 13.0783 | 16.5199 | 52.313 | 0 | 0 | 0 | 0 | 119.7692 | 119.7692 | 2030 | Reference | 9 | Prevailing local wages, Drive time, Access, Incentive programs, Existing construction and materials, Brand recognition | 10 | 3 | N/A | 2020 | Tier 1 power strips use either programming/scheduling or current sensing.Tier 1 power strips will be obsolete by 2030 as market shifts to Tier 2. | 52.313 | 119.7692 | 119.7692
87 | 2023 | Plug Loads | Electricity | Commercial |  |  | Advanced Power Strip | Tier 1 | Advanced Power Strip Tier 1 | 2023$/outlet | 0 | 0 | 0 | Capacity | Outlets | 2 | 4 | 4 | 4 | 0 | 0 | 0 | Computer Energy Savings | % | 4 | 15 | 26 | 26 | 9.6366 | 13.0783 | 16.5199 | 52.313 | 0 | 0 | 0 | 0 | 119.7692 | 119.7692 | 2035 | Reference | 9 | Prevailing local wages, Drive time, Access, Incentive programs, Existing construction and materials, Brand recognition | 10 | 3 | N/A | 2020 | Tier 1 power strips use either programming/scheduling or current sensing.Tier 1 power strips will be obsolete by 2030 as market shifts to Tier 2. | 52.313 | 119.7692 | 119.7692
87 | 2023 | Plug Loads | Electricity | Commercial |  |  | Advanced Power Strip | Tier 1 | Advanced Power Strip Tier 1 | 2023$/outlet | 0 | 0 | 0 | Capacity | Outlets | 2 | 4 | 4 | 4 | 0 | 0 | 0 | Computer Energy Savings | % | 4 | 15 | 26 | 26 | 9.6366 | 13.0783 | 16.5199 | 52.313 | 0 | 0 | 0 | 0 | 119.7692 | 119.7692 | 2040 | Reference | 9 | Prevailing local wages, Drive time, Access, Incentive programs, Existing construction and materials, Brand recognition | 10 | 3 | N/A | 2020 | Tier 1 power strips use either programming/scheduling or current sensing.Tier 1 power strips will be obsolete by 2030 as market shifts to Tier 2. | 52.313 | 119.7692 | 119.7692
87 | 2023 | Plug Loads | Electricity | Commercial |  |  | Advanced Power Strip | Tier 1 | Advanced Power Strip Tier 1 | 2023$/outlet | 0 | 0 | 0 | Capacity | Outlets | 2 | 4 | 4 | 4 | 0 | 0 | 0 | Computer Energy Savings | % | 4 | 15 | 26 | 26 | 9.6366 | 13.0783 | 16.5199 | 52.313 | 0 | 0 | 0 | 0 | 119.7692 | 119.7692 | 2045 | Reference | 9 | Prevailing local wages, Drive time, Access, Incentive programs, Existing construction and materials, Brand recognition | 10 | 3 | N/A | 2020 | Tier 1 power strips use either programming/scheduling or current sensing.Tier 1 power strips will be obsolete by 2030 as market shifts to Tier 2. | 52.313 | 119.7692 | 119.7692
87 | 2023 | Plug Loads | Electricity | Commercial |  |  | Advanced Power Strip | Tier 1 | Advanced Power Strip Tier 1 | 2023$/outlet | 0 | 0 | 0 | Capacity | Outlets | 2 | 4 | 4 | 4 | 0 | 0 | 0 | Computer Energy Savings | % | 4 | 15 | 26 | 26 | 9.6366 | 13.0783 | 16.5199 | 52.313 | 0 | 0 | 0 | 0 | 119.7692 | 119.7692 | 2050 | Reference | 9 | Prevailing local wages, Drive time, Access, Incentive programs, Existing construction and materials, Brand recognition | 10 | 3 | N/A | 2020 | Tier 1 power strips use either programming/scheduling or current sensing.Tier 1 power strips will be obsolete by 2030 as market shifts to Tier 2. | 52.313 | 119.7692 | 119.7692
87 | 2023 | Plug Loads | Electricity | Commercial |  |  | Advanced Power Strip | Tier 1 | Advanced Power Strip Tier 1 | 2023$/outlet | 0 | 0 | 0 | Capacity | Outlets | 2 | 4 | 4 | 4 | 0 | 0 | 0 | Computer Energy Savings | % | 4 | 15 | 26 | 26 | 9.6366 | 13.0783 | 16.5199 | 52.313 | 0 | 0 | 0 | 0 | 119.7692 | 119.7692 | 2023 | Intermediate | 9 | Prevailing local wages, Drive time, Access, Incentive programs, Existing construction and materials, Brand recognition | 10 | 3 | N/A | 2020 | Tier 1 power strips use either programming/scheduling or current sensing.Tier 1 power strips will be obsolete by 2030 as market shifts to Tier 2. | 52.313 | 119.7692 | 119.7692
87 | 2023 | Plug Loads | Electricity | Commercial |  |  | Advanced Power Strip | Tier 1 | Advanced Power Strip Tier 1 | 2023$/outlet | 0 | 0 | 0 | Capacity | Outlets | 2 | 4 | 4 | 4 | 0 | 0 | 0 | Computer Energy Savings | % | 4 | 15 | 26 | 26 | 9.6366 | 13.0783 | 16.5199 | 52.313 | 0 | 0 | 0 | 0 | 119.7692 | 119.7692 | 2030 | Intermediate | 9 | Prevailing local wages, Drive time, Access, Incentive programs, Existing construction and materials, Brand recognition | 10 | 3 | N/A | 2020 | Tier 1 power strips use either programming/scheduling or current sensing.Tier 1 power strips will be obsolete by 2030 as market shifts to Tier 2. | 52.313 | 119.7692 | 119.7692
87 | 2023 | Plug Loads | Electricity | Commercial |  |  | Advanced Power Strip | Tier 1 | Advanced Power Strip Tier 1 | 2023$/outlet | 0 | 0 | 0 | Capacity | Outlets | 2 | 4 | 4 | 4 | 0 | 0 | 0 | Computer Energy Savings | % | 4 | 15 | 26 | 26 | 9.6366 | 13.0783 | 16.5199 | 52.313 | 0 | 0 | 0 | 0 | 119.7692 | 119.7692 | 2035 | Intermediate | 9 | Prevailing local wages, Drive time, Access, Incentive programs, Existing construction and materials, Brand recognition | 10 | 3 | N/A | 2020 | Tier 1 power strips use either programming/scheduling or current sensing.Tier 1 power strips will be obsolete by 2030 as market shifts to Tier 2. | 52.313 | 119.7692 | 119.7692
87 | 2023 | Plug Loads | Electricity | Commercial |  |  | Advanced Power Strip | Tier 1 | Advanced Power Strip Tier 1 | 2023$/outlet | 0 | 0 | 0 | Capacity | Outlets | 2 | 4 | 4 | 4 | 0 | 0 | 0 | Computer Energy Savings | % | 4 | 15 | 26 | 26 | 9.6366 | 13.0783 | 16.5199 | 52.313 | 0 | 0 | 0 | 0 | 119.7692 | 119.7692 | 2040 | Intermediate | 9 | Prevailing local wages, Drive time, Access, Incentive programs, Existing construction and materials, Brand recognition | 10 | 3 | N/A | 2020 | Tier 1 power strips use either programming/scheduling or current sensing.Tier 1 power strips will be obsolete by 2030 as market shifts to Tier 2. | 52.313 | 119.7692 | 119.7692
87 | 2023 | Plug Loads | Electricity | Commercial |  |  | Advanced Power Strip | Tier 1 | Advanced Power Strip Tier 1 | 2023$/outlet | 0 | 0 | 0 | Capacity | Outlets | 2 | 4 | 4 | 4 | 0 | 0 | 0 | Computer Energy Savings | % | 4 | 15 | 26 | 26 | 9.6366 | 13.0783 | 16.5199 | 52.313 | 0 | 0 | 0 | 0 | 119.7692 | 119.7692 | 2045 | Intermediate | 9 | Prevailing local wages, Drive time, Access, Incentive programs, Existing construction and materials, Brand recognition | 10 | 3 | N/A | 2020 | Tier 1 power strips use either programming/scheduling or current sensing.Tier 1 power strips will be obsolete by 2030 as market shifts to Tier 2. | 52.313 | 119.7692 | 119.7692
87 | 2023 | Plug Loads | Electricity | Commercial |  |  | Advanced Power Strip | Tier 1 | Advanced Power Strip Tier 1 | 2023$/outlet | 0 | 0 | 0 | Capacity | Outlets | 2 | 4 | 4 | 4 | 0 | 0 | 0 | Computer Energy Savings | % | 4 | 15 | 26 | 26 | 9.6366 | 13.0783 | 16.5199 | 52.313 | 0 | 0 | 0 | 0 | 119.7692 | 119.7692 | 2050 | Intermediate | 9 | Prevailing local wages, Drive time, Access, Incentive programs, Existing construction and materials, Brand recognition | 10 | 3 | N/A | 2020 | Tier 1 power strips use either programming/scheduling or current sensing.Tier 1 power strips will be obsolete by 2030 as market shifts to Tier 2. | 52.313 | 119.7692 | 119.7692
87 | 2023 | Plug Loads | Electricity | Commercial |  |  | Advanced Power Strip | Tier 1 | Advanced Power Strip Tier 1 | 2023$/outlet | 0 | 0 | 0 | Capacity | Outlets | 2 | 4 | 4 | 4 | 0 | 0 | 0 | Computer Energy Savings | % | 4 | 15 | 26 | 26 | 9.6366 | 13.0783 | 16.5199 | 52.313 | 0 | 0 | 0 | 0 | 119.7692 | 119.7692 | 2023 | Advanced | 9 | Prevailing local wages, Drive time, Access, Incentive programs, Existing construction and materials, Brand recognition | 10 | 3 | N/A | 2020 | Tier 1 power strips use either programming/scheduling or current sensing.Tier 1 power strips will be obsolete by 2030 as market shifts to Tier 2. | 52.313 | 119.7692 | 119.7692
87 | 2023 | Plug Loads | Electricity | Commercial |  |  | Advanced Power Strip | Tier 1 | Advanced Power Strip Tier 1 | 2023$/outlet | 0 | 0 | 0 | Capacity | Outlets | 2 | 4 | 4 | 4 | 0 | 0 | 0 | Computer Energy Savings | % | 4 | 15 | 26 | 26 | 9.6366 | 13.0783 | 16.5199 | 52.313 | 0 | 0 | 0 | 0 | 119.7692 | 119.7692 | 2030 | Advanced | 9 | Prevailing local wages, Drive time, Access, Incentive programs, Existing construction and materials, Brand recognition | 10 | 3 | N/A | 2020 | Tier 1 power strips use either programming/scheduling or current sensing.Tier 1 power strips will be obsolete by 2030 as market shifts to Tier 2. | 52.313 | 119.7692 | 119.7692
87 | 2023 | Plug Loads | Electricity | Commercial |  |  | Advanced Power Strip | Tier 1 | Advanced Power Strip Tier 1 | 2023$/outlet | 0 | 0 | 0 | Capacity | Outlets | 2 | 4 | 4 | 4 | 0 | 0 | 0 | Computer Energy Savings | % | 4 | 15 | 26 | 26 | 9.6366 | 13.0783 | 16.5199 | 52.313 | 0 | 0 | 0 | 0 | 119.7692 | 119.7692 | 2035 | Advanced | 9 | Prevailing local wages, Drive time, Access, Incentive programs, Existing construction and materials, Brand recognition | 10 | 3 | N/A | 2020 | Tier 1 power strips use either programming/scheduling or current sensing.Tier 1 power strips will be obsolete by 2030 as market shifts to Tier 2. | 52.313 | 119.7692 | 119.7692
87 | 2023 | Plug Loads | Electricity | Commercial |  |  | Advanced Power Strip | Tier 1 | Advanced Power Strip Tier 1 | 2023$/outlet | 0 | 0 | 0 | Capacity | Outlets | 2 | 4 | 4 | 4 | 0 | 0 | 0 | Computer Energy Savings | % | 4 | 15 | 26 | 26 | 9.6366 | 13.0783 | 16.5199 | 52.313 | 0 | 0 | 0 | 0 | 119.7692 | 119.7692 | 2040 | Advanced | 9 | Prevailing local wages, Drive time, Access, Incentive programs, Existing construction and materials, Brand recognition | 10 | 3 | N/A | 2020 | Tier 1 power strips use either programming/scheduling or current sensing.Tier 1 power strips will be obsolete by 2030 as market shifts to Tier 2. | 52.313 | 119.7692 | 119.7692
87 | 2023 | Plug Loads | Electricity | Commercial |  |  | Advanced Power Strip | Tier 1 | Advanced Power Strip Tier 1 | 2023$/outlet | 0 | 0 | 0 | Capacity | Outlets | 2 | 4 | 4 | 4 | 0 | 0 | 0 | Computer Energy Savings | % | 4 | 15 | 26 | 26 | 9.6366 | 13.0783 | 16.5199 | 52.313 | 0 | 0 | 0 | 0 | 119.7692 | 119.7692 | 2045 | Advanced | 9 | Prevailing local wages, Drive time, Access, Incentive programs, Existing construction and materials, Brand recognition | 10 | 3 | N/A | 2020 | Tier 1 power strips use either programming/scheduling or current sensing.Tier 1 power strips will be obsolete by 2030 as market shifts to Tier 2. | 52.313 | 119.7692 | 119.7692
87 | 2023 | Plug Loads | Electricity | Commercial |  |  | Advanced Power Strip | Tier 1 | Advanced Power Strip Tier 1 | 2023$/outlet | 0 | 0 | 0 | Capacity | Outlets | 2 | 4 | 4 | 4 | 0 | 0 | 0 | Computer Energy Savings | % | 4 | 15 | 26 | 26 | 9.6366 | 13.0783 | 16.5199 | 52.313 | 0 | 0 | 0 | 0 | 119.7692 | 119.7692 | 2050 | Advanced | 9 | Prevailing local wages, Drive time, Access, Incentive programs, Existing construction and materials, Brand recognition | 10 | 3 | N/A | 2020 | Tier 1 power strips use either programming/scheduling or current sensing.Tier 1 power strips will be obsolete by 2030 as market shifts to Tier 2. | 52.313 | 119.7692 | 119.7692
88 | 2023 | Refrigeration | Electricity | Commercial |  | Commercial Supermarket Display Cases | Commercial Refrigeration | Supermarket Display Cases | Commercial Supermarket Display Cases | 2023$ | 157.7 | 206.1374 | 216.2592 | Total Display Area | ft2 | 12.8 | 51 | 65 | 65 | -1.1098 | -2.8056 | -7.6546 | Energy Use Per Total Display Area | (kWh/year)/ft2 | 61.7 | 326.0953 | 1093.37 | 1093.37 | 3749.0085 | 5582.5264 | 10530 | 15180.6408 | 1 | 1 | 2000 | 2000 | 17180.6408 | 17180.6408 | 2023 | Reference | 10 | Prevailing local wages, Drive time, Local code requirements, Access, Incentive programs, Existing construction and materials, Moisture issues present, Presence of hazardous materials, Brand recognition, Engineering and design fees, Condition of existing electrical system, Need for additional wiring / switching, Need for condensate line / drain, Need for controls and / or zoning, Piping run lengths, Electrical infrastructure upgrades, Site assessment, Ceiling height | 2 | 91 | 0.799 | 2014 |  | 15180.6408 | 17180.6408 | 17180.6408
88 | 2023 | Refrigeration | Electricity | Commercial |  | Commercial Supermarket Display Cases | Commercial Refrigeration | Supermarket Display Cases | Commercial Supermarket Display Cases | 2023$ | 157.7 | 206.1374 | 216.2592 | Total Display Area | ft2 | 12.8 | 51 | 65 | 65 | -1.1098 | -2.8056 | -7.6546 | Energy Use Per Total Display Area | (kWh/year)/ft2 | 61.7 | 326.0953 | 1093.37 | 1093.37 | 3749.0085 | 5582.5264 | 10530 | 15180.6408 | 1 | 1 | 2000 | 2000 | 17180.6408 | 17180.6408 | 2030 | Reference | 10 | Prevailing local wages, Drive time, Local code requirements, Access, Incentive programs, Existing construction and materials, Moisture issues present, Presence of hazardous materials, Brand recognition, Engineering and design fees, Condition of existing electrical system, Need for additional wiring / switching, Need for condensate line / drain, Need for controls and / or zoning, Piping run lengths, Electrical infrastructure upgrades, Site assessment, Ceiling height | 2 | 91 | 0.799 | 2014 |  | 15180.6408 | 17180.6408 | 17180.6408
88 | 2023 | Refrigeration | Electricity | Commercial |  | Commercial Supermarket Display Cases | Commercial Refrigeration | Supermarket Display Cases | Commercial Supermarket Display Cases | 2023$ | 157.7 | 206.1374 | 216.2592 | Total Display Area | ft2 | 12.8 | 51 | 65 | 65 | -1.1098 | -2.8056 | -7.6546 | Energy Use Per Total Display Area | (kWh/year)/ft2 | 61.7 | 326.0953 | 1093.37 | 1093.37 | 3749.0085 | 5582.5264 | 10530 | 15180.6408 | 1 | 1 | 2000 | 2000 | 17180.6408 | 17180.6408 | 2035 | Reference | 10 | Prevailing local wages, Drive time, Local code requirements, Access, Incentive programs, Existing construction and materials, Moisture issues present, Presence of hazardous materials, Brand recognition, Engineering and design fees, Condition of existing electrical system, Need for additional wiring / switching, Need for condensate line / drain, Need for controls and / or zoning, Piping run lengths, Electrical infrastructure upgrades, Site assessment, Ceiling height | 2 | 91 | 0.799 | 2014 |  | 15180.6408 | 17180.6408 | 17180.6408
88 | 2023 | Refrigeration | Electricity | Commercial |  | Commercial Supermarket Display Cases | Commercial Refrigeration | Supermarket Display Cases | Commercial Supermarket Display Cases | 2023$ | 157.7 | 206.1374 | 216.2592 | Total Display Area | ft2 | 12.8 | 51 | 65 | 65 | -1.1098 | -2.8056 | -7.6546 | Energy Use Per Total Display Area | (kWh/year)/ft2 | 61.7 | 326.0953 | 1093.37 | 1093.37 | 3749.0085 | 5582.5264 | 10530 | 15180.6408 | 1 | 1 | 2000 | 2000 | 17180.6408 | 17180.6408 | 2040 | Reference | 10 | Prevailing local wages, Drive time, Local code requirements, Access, Incentive programs, Existing construction and materials, Moisture issues present, Presence of hazardous materials, Brand recognition, Engineering and design fees, Condition of existing electrical system, Need for additional wiring / switching, Need for condensate line / drain, Need for controls and / or zoning, Piping run lengths, Electrical infrastructure upgrades, Site assessment, Ceiling height | 2 | 91 | 0.799 | 2014 |  | 15180.6408 | 17180.6408 | 17180.6408
88 | 2023 | Refrigeration | Electricity | Commercial |  | Commercial Supermarket Display Cases | Commercial Refrigeration | Supermarket Display Cases | Commercial Supermarket Display Cases | 2023$ | 157.7 | 206.1374 | 216.2592 | Total Display Area | ft2 | 12.8 | 51 | 65 | 65 | -1.1098 | -2.8056 | -7.6546 | Energy Use Per Total Display Area | (kWh/year)/ft2 | 61.7 | 326.0953 | 1093.37 | 1093.37 | 3749.0085 | 5582.5264 | 10530 | 15180.6408 | 1 | 1 | 2000 | 2000 | 17180.6408 | 17180.6408 | 2045 | Reference | 10 | Prevailing local wages, Drive time, Local code requirements, Access, Incentive programs, Existing construction and materials, Moisture issues present, Presence of hazardous materials, Brand recognition, Engineering and design fees, Condition of existing electrical system, Need for additional wiring / switching, Need for condensate line / drain, Need for controls and / or zoning, Piping run lengths, Electrical infrastructure upgrades, Site assessment, Ceiling height | 2 | 91 | 0.799 | 2014 |  | 15180.6408 | 17180.6408 | 17180.6408
88 | 2023 | Refrigeration | Electricity | Commercial |  | Commercial Supermarket Display Cases | Commercial Refrigeration | Supermarket Display Cases | Commercial Supermarket Display Cases | 2023$ | 157.7 | 206.1374 | 216.2592 | Total Display Area | ft2 | 12.8 | 51 | 65 | 65 | -1.1098 | -2.8056 | -7.6546 | Energy Use Per Total Display Area | (kWh/year)/ft2 | 61.7 | 326.0953 | 1093.37 | 1093.37 | 3749.0085 | 5582.5264 | 10530 | 15180.6408 | 1 | 1 | 2000 | 2000 | 17180.6408 | 17180.6408 | 2050 | Reference | 10 | Prevailing local wages, Drive time, Local code requirements, Access, Incentive programs, Existing construction and materials, Moisture issues present, Presence of hazardous materials, Brand recognition, Engineering and design fees, Condition of existing electrical system, Need for additional wiring / switching, Need for condensate line / drain, Need for controls and / or zoning, Piping run lengths, Electrical infrastructure upgrades, Site assessment, Ceiling height | 2 | 91 | 0.799 | 2014 |  | 15180.6408 | 17180.6408 | 17180.6408
88 | 2023 | Refrigeration | Electricity | Commercial |  | Commercial Supermarket Display Cases | Commercial Refrigeration | Supermarket Display Cases | Commercial Supermarket Display Cases | 2023$ | 157.7 | 206.1374 | 216.2592 | Total Display Area | ft2 | 12.8 | 51 | 65 | 65 | -1.1098 | -2.8056 | -7.6546 | Energy Use Per Total Display Area | (kWh/year)/ft2 | 61.7 | 326.0953 | 1093.37 | 1093.37 | 3749.0085 | 5582.5264 | 10530 | 15180.6408 | 1 | 1 | 2000 | 2000 | 17180.6408 | 17180.6408 | 2023 | Intermediate | 10 | Prevailing local wages, Drive time, Local code requirements, Access, Incentive programs, Existing construction and materials, Moisture issues present, Presence of hazardous materials, Brand recognition, Engineering and design fees, Condition of existing electrical system, Need for additional wiring / switching, Need for condensate line / drain, Need for controls and / or zoning, Piping run lengths, Electrical infrastructure upgrades, Site assessment, Ceiling height | 2 | 91 | 0.799 | 2014 |  | 15180.6408 | 17180.6408 | 17180.6408
88 | 2023 | Refrigeration | Electricity | Commercial |  | Commercial Supermarket Display Cases | Commercial Refrigeration | Supermarket Display Cases | Commercial Supermarket Display Cases | 2023$ | 157.7 | 206.1374 | 216.2592 | Total Display Area | ft2 | 12.8 | 51 | 65 | 65 | -1.1389 | -2.879 | -7.855 | Energy Use Per Total Display Area | (kWh/year)/ft2 | 61.7 | 317.9838 | 1066.1729 | 1093.37 | 3749.0085 | 5582.5264 | 10530 | 15180.0451 | 1 | 1 | 2000 | 2000 | 17180.0451 | 17180.0451 | 2030 | Intermediate | 10 | Prevailing local wages, Drive time, Local code requirements, Access, Incentive programs, Existing construction and materials, Moisture issues present, Presence of hazardous materials, Brand recognition, Engineering and design fees, Condition of existing electrical system, Need for additional wiring / switching, Need for condensate line / drain, Need for controls and / or zoning, Piping run lengths, Electrical infrastructure upgrades, Site assessment, Ceiling height | 2 | 91 | 0.799 | 2014 |  | 15156.6918 | 17156.6918 | 17156.6918
88 | 2023 | Refrigeration | Electricity | Commercial |  | Commercial Supermarket Display Cases | Commercial Refrigeration | Supermarket Display Cases | Commercial Supermarket Display Cases | 2023$ | 157.7 | 206.1374 | 216.2592 | Total Display Area | ft2 | 12.8 | 51 | 65 | 65 | -1.1538 | -2.9169 | -7.9582 | Energy Use Per Total Display Area | (kWh/year)/ft2 | 61.7 | 314.1104 | 1053.1857 | 1093.37 | 3749.0085 | 5582.5264 | 10530 | 15179.307 | 1 | 1 | 2000 | 2000 | 17179.307 | 17179.307 | 2035 | Intermediate | 10 | Prevailing local wages, Drive time, Local code requirements, Access, Incentive programs, Existing construction and materials, Moisture issues present, Presence of hazardous materials, Brand recognition, Engineering and design fees, Condition of existing electrical system, Need for additional wiring / switching, Need for condensate line / drain, Need for controls and / or zoning, Piping run lengths, Electrical infrastructure upgrades, Site assessment, Ceiling height | 2 | 91 | 0.799 | 2014 |  | 15144.3484 | 17144.3484 | 17144.3484
88 | 2023 | Refrigeration | Electricity | Commercial |  | Commercial Supermarket Display Cases | Commercial Refrigeration | Supermarket Display Cases | Commercial Supermarket Display Cases | 2023$ | 157.7 | 206.1374 | 216.2592 | Total Display Area | ft2 | 12.8 | 51 | 65 | 65 | -1.1696 | -2.9567 | -8.067 | Energy Use Per Total Display Area | (kWh/year)/ft2 | 61.7 | 310.237 | 1040.1985 | 1093.37 | 3749.0085 | 5582.5264 | 10530 | 15178.244 | 1 | 1 | 2000 | 2000 | 17178.244 | 17178.244 | 2040 | Intermediate | 10 | Prevailing local wages, Drive time, Local code requirements, Access, Incentive programs, Existing construction and materials, Moisture issues present, Presence of hazardous materials, Brand recognition, Engineering and design fees, Condition of existing electrical system, Need for additional wiring / switching, Need for condensate line / drain, Need for controls and / or zoning, Piping run lengths, Electrical infrastructure upgrades, Site assessment, Ceiling height | 2 | 91 | 0.799 | 2014 |  | 15131.3552 | 17131.3552 | 17131.3552
88 | 2023 | Refrigeration | Electricity | Commercial |  | Commercial Supermarket Display Cases | Commercial Refrigeration | Supermarket Display Cases | Commercial Supermarket Display Cases | 2023$ | 157.7 | 206.1374 | 216.2592 | Total Display Area | ft2 | 12.8 | 51 | 65 | 65 | -1.1853 | -2.9966 | -8.1757 | Energy Use Per Total Display Area | (kWh/year)/ft2 | 61.7 | 306.5573 | 1027.8607 | 1093.37 | 3749.0085 | 5582.5264 | 10530 | 15176.9094 | 1 | 1 | 2000 | 2000 | 17176.9094 | 17176.9094 | 2045 | Intermediate | 10 | Prevailing local wages, Drive time, Local code requirements, Access, Incentive programs, Existing construction and materials, Moisture issues present, Presence of hazardous materials, Brand recognition, Engineering and design fees, Condition of existing electrical system, Need for additional wiring / switching, Need for condensate line / drain, Need for controls and / or zoning, Piping run lengths, Electrical infrastructure upgrades, Site assessment, Ceiling height | 2 | 91 | 0.799 | 2014 |  | 15118.3621 | 17118.3621 | 17118.3621
88 | 2023 | Refrigeration | Electricity | Commercial |  | Commercial Supermarket Display Cases | Commercial Refrigeration | Supermarket Display Cases | Commercial Supermarket Display Cases | 2023$ | 157.7 | 206.1374 | 216.2592 | Total Display Area | ft2 | 12.8 | 51 | 65 | 65 | -1.2019 | -3.0385 | -8.2901 | Energy Use Per Total Display Area | (kWh/year)/ft2 | 61.7 | 302.8776 | 1015.5229 | 1093.37 | 3749.0085 | 5582.5264 | 10530 | 15175.2328 | 1 | 1 | 2000 | 2000 | 17175.2328 | 17175.2328 | 2050 | Intermediate | 10 | Prevailing local wages, Drive time, Local code requirements, Access, Incentive programs, Existing construction and materials, Moisture issues present, Presence of hazardous materials, Brand recognition, Engineering and design fees, Condition of existing electrical system, Need for additional wiring / switching, Need for condensate line / drain, Need for controls and / or zoning, Piping run lengths, Electrical infrastructure upgrades, Site assessment, Ceiling height | 2 | 91 | 0.799 | 2014 |  | 15104.6851 | 17104.6851 | 17104.6851
88 | 2023 | Refrigeration | Electricity | Commercial |  | Commercial Supermarket Display Cases | Commercial Refrigeration | Supermarket Display Cases | Commercial Supermarket Display Cases | 2023$ | 157.7 | 206.1374 | 216.2592 | Total Display Area | ft2 | 12.8 | 51 | 65 | 65 | -1.1098 | -2.8056 | -7.6546 | Energy Use Per Total Display Area | (kWh/year)/ft2 | 61.7 | 326.0953 | 1093.37 | 1093.37 | 3749.0085 | 5582.5264 | 10530 | 15180.6408 | 1 | 1 | 2000 | 2000 | 17180.6408 | 17180.6408 | 2023 | Advanced | 10 | Prevailing local wages, Drive time, Local code requirements, Access, Incentive programs, Existing construction and materials, Moisture issues present, Presence of hazardous materials, Brand recognition, Engineering and design fees, Condition of existing electrical system, Need for additional wiring / switching, Need for condensate line / drain, Need for controls and / or zoning, Piping run lengths, Electrical infrastructure upgrades, Site assessment, Ceiling height | 2 | 91 | 0.799 | 2014 |  | 15180.6408 | 17180.6408 | 17180.6408
88 | 2023 | Refrigeration | Electricity | Commercial |  | Commercial Supermarket Display Cases | Commercial Refrigeration | Supermarket Display Cases | Commercial Supermarket Display Cases | 2023$ | 157.7 | 206.1374 | 216.2592 | Total Display Area | ft2 | 12.8 | 51 | 65 | 65 | -1.1679 | -2.9525 | -8.0553 | Energy Use Per Total Display Area | (kWh/year)/ft2 | 61.7 | 309.8724 | 1038.9758 | 1093.37 | 3749.0085 | 5582.5264 | 10530 | 15180.6408 | 1 | 1 | 2000 | 2000 | 17180.6408 | 17180.6408 | 2030 | Advanced | 10 | Prevailing local wages, Drive time, Local code requirements, Access, Incentive programs, Existing construction and materials, Moisture issues present, Presence of hazardous materials, Brand recognition, Engineering and design fees, Condition of existing electrical system, Need for additional wiring / switching, Need for condensate line / drain, Need for controls and / or zoning, Piping run lengths, Electrical infrastructure upgrades, Site assessment, Ceiling height | 2 | 91 | 0.799 | 2014 |  | 15132.7429 | 17132.7429 | 17132.7429
88 | 2023 | Refrigeration | Electricity | Commercial |  | Commercial Supermarket Display Cases | Commercial Refrigeration | Supermarket Display Cases | Commercial Supermarket Display Cases | 2023$ | 157.7 | 206.1374 | 216.2592 | Total Display Area | ft2 | 12.8 | 51 | 65 | 65 | -1.1978 | -3.0282 | -8.2619 | Energy Use Per Total Display Area | (kWh/year)/ft2 | 61.7 | 302.1256 | 1013.0015 | 1093.37 | 3749.0085 | 5582.5264 | 10530 | 15180.6408 | 1 | 1 | 2000 | 2000 | 17180.6408 | 17180.6408 | 2035 | Advanced | 10 | Prevailing local wages, Drive time, Local code requirements, Access, Incentive programs, Existing construction and materials, Moisture issues present, Presence of hazardous materials, Brand recognition, Engineering and design fees, Condition of existing electrical system, Need for additional wiring / switching, Need for condensate line / drain, Need for controls and / or zoning, Piping run lengths, Electrical infrastructure upgrades, Site assessment, Ceiling height | 2 | 91 | 0.799 | 2014 |  | 15108.0559 | 17108.0559 | 17108.0559
88 | 2023 | Refrigeration | Electricity | Commercial |  | Commercial Supermarket Display Cases | Commercial Refrigeration | Supermarket Display Cases | Commercial Supermarket Display Cases | 2023$ | 157.7 | 206.1374 | 216.2592 | Total Display Area | ft2 | 12.8 | 51 | 65 | 65 | -1.2294 | -3.1079 | -8.4793 | Energy Use Per Total Display Area | (kWh/year)/ft2 | 61.7 | 294.3787 | 987.0271 | 1093.37 | 3749.0085 | 5582.5264 | 10530 | 15180.6408 | 1 | 1 | 2000 | 2000 | 17180.6408 | 17180.6408 | 2040 | Advanced | 10 | Prevailing local wages, Drive time, Local code requirements, Access, Incentive programs, Existing construction and materials, Moisture issues present, Presence of hazardous materials, Brand recognition, Engineering and design fees, Condition of existing electrical system, Need for additional wiring / switching, Need for condensate line / drain, Need for controls and / or zoning, Piping run lengths, Electrical infrastructure upgrades, Site assessment, Ceiling height | 2 | 91 | 0.799 | 2014 |  | 15082.0697 | 17082.0697 | 17082.0697
88 | 2023 | Refrigeration | Electricity | Commercial |  | Commercial Supermarket Display Cases | Commercial Refrigeration | Supermarket Display Cases | Commercial Supermarket Display Cases | 2023$ | 157.7 | 206.1374 | 216.2592 | Total Display Area | ft2 | 12.8 | 51 | 65 | 65 | -1.2609 | -3.1876 | -8.6967 | Energy Use Per Total Display Area | (kWh/year)/ft2 | 61.7 | 287.0193 | 962.3514 | 1093.37 | 3749.0085 | 5582.5264 | 10530 | 15180.6408 | 1 | 1 | 2000 | 2000 | 17180.6408 | 17180.6408 | 2045 | Advanced | 10 | Prevailing local wages, Drive time, Local code requirements, Access, Incentive programs, Existing construction and materials, Moisture issues present, Presence of hazardous materials, Brand recognition, Engineering and design fees, Condition of existing electrical system, Need for additional wiring / switching, Need for condensate line / drain, Need for controls and / or zoning, Piping run lengths, Electrical infrastructure upgrades, Site assessment, Ceiling height | 2 | 91 | 0.799 | 2014 |  | 15056.0834 | 17056.0834 | 17056.0834
88 | 2023 | Refrigeration | Electricity | Commercial |  | Commercial Supermarket Display Cases | Commercial Refrigeration | Supermarket Display Cases | Commercial Supermarket Display Cases | 2023$ | 157.7 | 206.1374 | 216.2592 | Total Display Area | ft2 | 12.8 | 51 | 65 | 65 | -1.2941 | -3.2714 | -8.9256 | Energy Use Per Total Display Area | (kWh/year)/ft2 | 61.7 | 279.6598 | 937.6757 | 1093.37 | 3749.0085 | 5582.5264 | 10530 | 15180.6408 | 1 | 1 | 2000 | 2000 | 17180.6408 | 17180.6408 | 2050 | Advanced | 10 | Prevailing local wages, Drive time, Local code requirements, Access, Incentive programs, Existing construction and materials, Moisture issues present, Presence of hazardous materials, Brand recognition, Engineering and design fees, Condition of existing electrical system, Need for additional wiring / switching, Need for condensate line / drain, Need for controls and / or zoning, Piping run lengths, Electrical infrastructure upgrades, Site assessment, Ceiling height | 2 | 91 | 0.799 | 2014 |  | 15028.7294 | 17028.7294 | 17028.7294
89 | 2023 | Cooking | Gas | Commercial |  | Commercial Natural Gas Range with Griddle and Oven | Commercial Range with Griddle and Oven | Natural Gas | Commercial Natural Gas Range with Griddle and Oven | 2023$ | 0 | 0 | 0 | Combined Idle Energy Rate | BTU/h | 10350 | 10350 | 4178 | 4178 | 0 | 0 | 0 | Combined Energy Efficiency | % | 35 | 35 | 58 | 58 | 7242.4 | 9053 | 10863.6 | 9053 | 1 | 1 | 186 | 186 | 9239 | 9239 | 2023 | Reference | 12 | Prevailing local wages, Drive time, Local code requirements, Access, Incentive programs, Existing construction and materials, Brand recognition, Site assessment, Ceiling height | 1 | 1 | N/A | 2023 |  | 9053 | 9239 | 9239
89 | 2023 | Cooking | Gas | Commercial |  | Commercial Natural Gas Range with Griddle and Oven | Commercial Range with Griddle and Oven | Natural Gas | Commercial Natural Gas Range with Griddle and Oven | 2023$ | 0 | 0 | 0 | Combined Idle Energy Rate | BTU/h | 10350 | 10350 | 4178 | 4178 | 0 | 0 | 0 | Combined Energy Efficiency | % | 35 | 35 | 58 | 58 | 7242.4 | 9053 | 10863.6 | 9053 | 1 | 1 | 186 | 186 | 9239 | 9239 | 2030 | Reference | 12 | Prevailing local wages, Drive time, Local code requirements, Access, Incentive programs, Existing construction and materials, Brand recognition, Site assessment, Ceiling height | 1 | 1 | N/A | 2023 |  | 9053 | 9239 | 9239
89 | 2023 | Cooking | Gas | Commercial |  | Commercial Natural Gas Range with Griddle and Oven | Commercial Range with Griddle and Oven | Natural Gas | Commercial Natural Gas Range with Griddle and Oven | 2023$ | 0 | 0 | 0 | Combined Idle Energy Rate | BTU/h | 10350 | 10350 | 4178 | 4178 | 0 | 0 | 0 | Combined Energy Efficiency | % | 35 | 35 | 58 | 58 | 7242.4 | 9053 | 10863.6 | 9053 | 1 | 1 | 186 | 186 | 9239 | 9239 | 2035 | Reference | 12 | Prevailing local wages, Drive time, Local code requirements, Access, Incentive programs, Existing construction and materials, Brand recognition, Site assessment, Ceiling height | 1 | 1 | N/A | 2023 |  | 9053 | 9239 | 9239
89 | 2023 | Cooking | Gas | Commercial |  | Commercial Natural Gas Range with Griddle and Oven | Commercial Range with Griddle and Oven | Natural Gas | Commercial Natural Gas Range with Griddle and Oven | 2023$ | 0 | 0 | 0 | Combined Idle Energy Rate | BTU/h | 10350 | 10350 | 4178 | 4178 | 0 | 0 | 0 | Combined Energy Efficiency | % | 35 | 35 | 58 | 58 | 7242.4 | 9053 | 10863.6 | 9053 | 1 | 1 | 186 | 186 | 9239 | 9239 | 2040 | Reference | 12 | Prevailing local wages, Drive time, Local code requirements, Access, Incentive programs, Existing construction and materials, Brand recognition, Site assessment, Ceiling height | 1 | 1 | N/A | 2023 |  | 9053 | 9239 | 9239
89 | 2023 | Cooking | Gas | Commercial |  | Commercial Natural Gas Range with Griddle and Oven | Commercial Range with Griddle and Oven | Natural Gas | Commercial Natural Gas Range with Griddle and Oven | 2023$ | 0 | 0 | 0 | Combined Idle Energy Rate | BTU/h | 10350 | 10350 | 4178 | 4178 | 0 | 0 | 0 | Combined Energy Efficiency | % | 35 | 35 | 58 | 58 | 7242.4 | 9053 | 10863.6 | 9053 | 1 | 1 | 186 | 186 | 9239 | 9239 | 2045 | Reference | 12 | Prevailing local wages, Drive time, Local code requirements, Access, Incentive programs, Existing construction and materials, Brand recognition, Site assessment, Ceiling height | 1 | 1 | N/A | 2023 |  | 9053 | 9239 | 9239
89 | 2023 | Cooking | Gas | Commercial |  | Commercial Natural Gas Range with Griddle and Oven | Commercial Range with Griddle and Oven | Natural Gas | Commercial Natural Gas Range with Griddle and Oven | 2023$ | 0 | 0 | 0 | Combined Idle Energy Rate | BTU/h | 10350 | 10350 | 4178 | 4178 | 0 | 0 | 0 | Combined Energy Efficiency | % | 35 | 35 | 58 | 58 | 7242.4 | 9053 | 10863.6 | 9053 | 1 | 1 | 186 | 186 | 9239 | 9239 | 2050 | Reference | 12 | Prevailing local wages, Drive time, Local code requirements, Access, Incentive programs, Existing construction and materials, Brand recognition, Site assessment, Ceiling height | 1 | 1 | N/A | 2023 |  | 9053 | 9239 | 9239
89 | 2023 | Cooking | Gas | Commercial |  | Commercial Natural Gas Range with Griddle and Oven | Commercial Range with Griddle and Oven | Natural Gas | Commercial Natural Gas Range with Griddle and Oven | 2023$ | 0 | 0 | 0 | Combined Idle Energy Rate | BTU/h | 10350 | 10350 | 4178 | 4178 | 0 | 0 | 0 | Combined Energy Efficiency | % | 35 | 35 | 58 | 58 | 7242.4 | 9053 | 10863.6 | 9053 | 1 | 1 | 186 | 186 | 9239 | 9239 | 2023 | Intermediate | 12 | Prevailing local wages, Drive time, Local code requirements, Access, Incentive programs, Existing construction and materials, Brand recognition, Site assessment, Ceiling height | 1 | 1 | N/A | 2023 |  | 9053 | 9239 | 9239
89 | 2023 | Cooking | Gas | Commercial |  | Commercial Natural Gas Range with Griddle and Oven | Commercial Range with Griddle and Oven | Natural Gas | Commercial Natural Gas Range with Griddle and Oven | 2023$ | 0 | 0 | 0 | Combined Idle Energy Rate | BTU/h | 10350 | 10350 | 4178 | 4178 | 0 | 0 | 0 | Combined Energy Efficiency | % | 35 | 36.5 | 58 | 58 | 7242.4 | 9053 | 10863.6 | 9053 | 1 | 1 | 186 | 186 | 9239 | 9239 | 2030 | Intermediate | 12 | Prevailing local wages, Drive time, Local code requirements, Access, Incentive programs, Existing construction and materials, Brand recognition, Site assessment, Ceiling height | 1 | 1 | N/A | 2023 |  | 9053 | 9239 | 9239
89 | 2023 | Cooking | Gas | Commercial |  | Commercial Natural Gas Range with Griddle and Oven | Commercial Range with Griddle and Oven | Natural Gas | Commercial Natural Gas Range with Griddle and Oven | 2023$ | 0 | 0 | 0 | Combined Idle Energy Rate | BTU/h | 10350 | 10350 | 4178 | 4178 | 0 | 0 | 0 | Combined Energy Efficiency | % | 35 | 37.25 | 58 | 58 | 7242.4 | 9053 | 10863.6 | 9053 | 1 | 1 | 186 | 186 | 9239 | 9239 | 2035 | Intermediate | 12 | Prevailing local wages, Drive time, Local code requirements, Access, Incentive programs, Existing construction and materials, Brand recognition, Site assessment, Ceiling height | 1 | 1 | N/A | 2023 |  | 9053 | 9239 | 9239
89 | 2023 | Cooking | Gas | Commercial |  | Commercial Natural Gas Range with Griddle and Oven | Commercial Range with Griddle and Oven | Natural Gas | Commercial Natural Gas Range with Griddle and Oven | 2023$ | 0 | 0 | 0 | Combined Idle Energy Rate | BTU/h | 10350 | 10350 | 4178 | 4178 | 0 | 0 | 0 | Combined Energy Efficiency | % | 35 | 38 | 58 | 58 | 7242.4 | 9053 | 10863.6 | 9053 | 1 | 1 | 186 | 186 | 9239 | 9239 | 2040 | Intermediate | 12 | Prevailing local wages, Drive time, Local code requirements, Access, Incentive programs, Existing construction and materials, Brand recognition, Site assessment, Ceiling height | 1 | 1 | N/A | 2023 |  | 9053 | 9239 | 9239
89 | 2023 | Cooking | Gas | Commercial |  | Commercial Natural Gas Range with Griddle and Oven | Commercial Range with Griddle and Oven | Natural Gas | Commercial Natural Gas Range with Griddle and Oven | 2023$ | 0 | 0 | 0 | Combined Idle Energy Rate | BTU/h | 10350 | 10350 | 4178 | 4178 | 0 | 0 | 0 | Combined Energy Efficiency | % | 35 | 38.75 | 58 | 58 | 7242.4 | 9053 | 10863.6 | 9053 | 1 | 1 | 186 | 186 | 9239 | 9239 | 2045 | Intermediate | 12 | Prevailing local wages, Drive time, Local code requirements, Access, Incentive programs, Existing construction and materials, Brand recognition, Site assessment, Ceiling height | 1 | 1 | N/A | 2023 |  | 9053 | 9239 | 9239
89 | 2023 | Cooking | Gas | Commercial |  | Commercial Natural Gas Range with Griddle and Oven | Commercial Range with Griddle and Oven | Natural Gas | Commercial Natural Gas Range with Griddle and Oven | 2023$ | 0 | 0 | 0 | Combined Idle Energy Rate | BTU/h | 10350 | 10350 | 4178 | 4178 | 0 | 0 | 0 | Combined Energy Efficiency | % | 35 | 39.5 | 58 | 58 | 7242.4 | 9053 | 10863.6 | 9053 | 1 | 1 | 186 | 186 | 9239 | 9239 | 2050 | Intermediate | 12 | Prevailing local wages, Drive time, Local code requirements, Access, Incentive programs, Existing construction and materials, Brand recognition, Site assessment, Ceiling height | 1 | 1 | N/A | 2023 |  | 9053 | 9239 | 9239
89 | 2023 | Cooking | Gas | Commercial |  | Commercial Natural Gas Range with Griddle and Oven | Commercial Range with Griddle and Oven | Natural Gas | Commercial Natural Gas Range with Griddle and Oven | 2023$ | 0 | 0 | 0 | Combined Idle Energy Rate | BTU/h | 10350 | 10350 | 4178 | 4178 | 0 | 0 | 0 | Combined Energy Efficiency | % | 35 | 35 | 58 | 58 | 7242.4 | 9053 | 10863.6 | 9053 | 1 | 1 | 186 | 186 | 9239 | 9239 | 2023 | Advanced | 12 | Prevailing local wages, Drive time, Local code requirements, Access, Incentive programs, Existing construction and materials, Brand recognition, Site assessment, Ceiling height | 1 | 1 | N/A | 2023 |  | 9053 | 9239 | 9239
89 | 2023 | Cooking | Gas | Commercial |  | Commercial Natural Gas Range with Griddle and Oven | Commercial Range with Griddle and Oven | Natural Gas | Commercial Natural Gas Range with Griddle and Oven | 2023$ | 0 | 0 | 0 | Combined Idle Energy Rate | BTU/h | 10350 | 10350 | 4178 | 4178 | 0 | 0 | 0 | Combined Energy Efficiency | % | 35 | 38 | 58 | 58 | 7242.4 | 9053 | 10863.6 | 9053 | 1 | 1 | 186 | 186 | 9239 | 9239 | 2030 | Advanced | 12 | Prevailing local wages, Drive time, Local code requirements, Access, Incentive programs, Existing construction and materials, Brand recognition, Site assessment, Ceiling height | 1 | 1 | N/A | 2023 |  | 9053 | 9239 | 9239
89 | 2023 | Cooking | Gas | Commercial |  | Commercial Natural Gas Range with Griddle and Oven | Commercial Range with Griddle and Oven | Natural Gas | Commercial Natural Gas Range with Griddle and Oven | 2023$ | 0 | 0 | 0 | Combined Idle Energy Rate | BTU/h | 10350 | 10350 | 4178 | 4178 | 0 | 0 | 0 | Combined Energy Efficiency | % | 35 | 39.5 | 58 | 58 | 7242.4 | 9053 | 10863.6 | 9053 | 1 | 1 | 186 | 186 | 9239 | 9239 | 2035 | Advanced | 12 | Prevailing local wages, Drive time, Local code requirements, Access, Incentive programs, Existing construction and materials, Brand recognition, Site assessment, Ceiling height | 1 | 1 | N/A | 2023 |  | 9053 | 9239 | 9239
89 | 2023 | Cooking | Gas | Commercial |  | Commercial Natural Gas Range with Griddle and Oven | Commercial Range with Griddle and Oven | Natural Gas | Commercial Natural Gas Range with Griddle and Oven | 2023$ | 0 | 0 | 0 | Combined Idle Energy Rate | BTU/h | 10350 | 10350 | 4178 | 4178 | 0 | 0 | 0 | Combined Energy Efficiency | % | 35 | 41 | 58 | 58 | 7242.4 | 9053 | 10863.6 | 9053 | 1 | 1 | 186 | 186 | 9239 | 9239 | 2040 | Advanced | 12 | Prevailing local wages, Drive time, Local code requirements, Access, Incentive programs, Existing construction and materials, Brand recognition, Site assessment, Ceiling height | 1 | 1 | N/A | 2023 |  | 9053 | 9239 | 9239
89 | 2023 | Cooking | Gas | Commercial |  | Commercial Natural Gas Range with Griddle and Oven | Commercial Range with Griddle and Oven | Natural Gas | Commercial Natural Gas Range with Griddle and Oven | 2023$ | 0 | 0 | 0 | Combined Idle Energy Rate | BTU/h | 10350 | 10350 | 4178 | 4178 | 0 | 0 | 0 | Combined Energy Efficiency | % | 35 | 42.5 | 58 | 58 | 7242.4 | 9053 | 10863.6 | 9053 | 1 | 1 | 186 | 186 | 9239 | 9239 | 2045 | Advanced | 12 | Prevailing local wages, Drive time, Local code requirements, Access, Incentive programs, Existing construction and materials, Brand recognition, Site assessment, Ceiling height | 1 | 1 | N/A | 2023 |  | 9053 | 9239 | 9239
89 | 2023 | Cooking | Gas | Commercial |  | Commercial Natural Gas Range with Griddle and Oven | Commercial Range with Griddle and Oven | Natural Gas | Commercial Natural Gas Range with Griddle and Oven | 2023$ | 0 | 0 | 0 | Combined Idle Energy Rate | BTU/h | 10350 | 10350 | 4178 | 4178 | 0 | 0 | 0 | Combined Energy Efficiency | % | 35 | 44 | 58 | 58 | 7242.4 | 9053 | 10863.6 | 9053 | 1 | 1 | 186 | 186 | 9239 | 9239 | 2050 | Advanced | 12 | Prevailing local wages, Drive time, Local code requirements, Access, Incentive programs, Existing construction and materials, Brand recognition, Site assessment, Ceiling height | 1 | 1 | N/A | 2023 |  | 9053 | 9239 | 9239
90 | 2023 | Cooking | Electricity | Commercial |  | Commercial Electric Range with Griddle and Oven | Commercial Range with Griddle and Oven | Electric | Commercial Electric Range with Griddle and Oven | 2023$ | 0 | 0 | 0 | Combined Idle Energy Rate | kW | 1.4 | 1.4 | 0.8 | 0.8 | 0 | 0 | 0 | Combined Energy Efficiency | % | 71 | 71 | 88 | 88 | 9476.8 | 11846 | 14215.2 | 11846 | 1 | 1 | 186 | 186 | 12032 | 12032 | 2023 | Reference | 12 | Prevailing local wages, Drive time, Local code requirements, Access, Incentive programs, Existing construction and materials, Brand recognition, Site assessment, Ceiling height | 1 | 1 | N/A | 2023 |  | 11846 | 12032 | 12032
90 | 2023 | Cooking | Electricity | Commercial |  | Commercial Electric Range with Griddle and Oven | Commercial Range with Griddle and Oven | Electric | Commercial Electric Range with Griddle and Oven | 2023$ | 0 | 0 | 0 | Combined Idle Energy Rate | kW | 1.4 | 1.3 | 0.8 | 0.8 | 0 | 0 | 0 | Combined Energy Efficiency | % | 71 | 71 | 88 | 88 | 9476.8 | 11846 | 14215.2 | 11846 | 1 | 1 | 186 | 186 | 12032 | 12032 | 2030 | Reference | 12 | Prevailing local wages, Drive time, Local code requirements, Access, Incentive programs, Existing construction and materials, Brand recognition, Site assessment, Ceiling height | 1 | 1 | N/A | 2023 |  | 11846 | 12032 | 12032
90 | 2023 | Cooking | Electricity | Commercial |  | Commercial Electric Range with Griddle and Oven | Commercial Range with Griddle and Oven | Electric | Commercial Electric Range with Griddle and Oven | 2023$ | 0 | 0 | 0 | Combined Idle Energy Rate | kW | 1.4 | 1.3 | 0.8 | 0.8 | 0 | 0 | 0 | Combined Energy Efficiency | % | 71 | 71 | 88 | 88 | 9476.8 | 11846 | 14215.2 | 11846 | 1 | 1 | 186 | 186 | 12032 | 12032 | 2035 | Reference | 12 | Prevailing local wages, Drive time, Local code requirements, Access, Incentive programs, Existing construction and materials, Brand recognition, Site assessment, Ceiling height | 1 | 1 | N/A | 2023 |  | 11846 | 12032 | 12032
90 | 2023 | Cooking | Electricity | Commercial |  | Commercial Electric Range with Griddle and Oven | Commercial Range with Griddle and Oven | Electric | Commercial Electric Range with Griddle and Oven | 2023$ | 0 | 0 | 0 | Combined Idle Energy Rate | kW | 1.4 | 1.3 | 0.8 | 0.8 | 0 | 0 | 0 | Combined Energy Efficiency | % | 71 | 71 | 88 | 88 | 9476.8 | 11846 | 14215.2 | 11846 | 1 | 1 | 186 | 186 | 12032 | 12032 | 2040 | Reference | 12 | Prevailing local wages, Drive time, Local code requirements, Access, Incentive programs, Existing construction and materials, Brand recognition, Site assessment, Ceiling height | 1 | 1 | N/A | 2023 |  | 11846 | 12032 | 12032
90 | 2023 | Cooking | Electricity | Commercial |  | Commercial Electric Range with Griddle and Oven | Commercial Range with Griddle and Oven | Electric | Commercial Electric Range with Griddle and Oven | 2023$ | 0 | 0 | 0 | Combined Idle Energy Rate | kW | 1.4 | 1.3 | 0.8 | 0.8 | 0 | 0 | 0 | Combined Energy Efficiency | % | 71 | 71 | 88 | 88 | 9476.8 | 11846 | 14215.2 | 11846 | 1 | 1 | 186 | 186 | 12032 | 12032 | 2045 | Reference | 12 | Prevailing local wages, Drive time, Local code requirements, Access, Incentive programs, Existing construction and materials, Brand recognition, Site assessment, Ceiling height | 1 | 1 | N/A | 2023 |  | 11846 | 12032 | 12032
90 | 2023 | Cooking | Electricity | Commercial |  | Commercial Electric Range with Griddle and Oven | Commercial Range with Griddle and Oven | Electric | Commercial Electric Range with Griddle and Oven | 2023$ | 0 | 0 | 0 | Combined Idle Energy Rate | kW | 1.4 | 1.3 | 0.8 | 0.8 | 0 | 0 | 0 | Combined Energy Efficiency | % | 71 | 71 | 88 | 88 | 9476.8 | 11846 | 14215.2 | 11846 | 1 | 1 | 186 | 186 | 12032 | 12032 | 2050 | Reference | 12 | Prevailing local wages, Drive time, Local code requirements, Access, Incentive programs, Existing construction and materials, Brand recognition, Site assessment, Ceiling height | 1 | 1 | N/A | 2023 |  | 11846 | 12032 | 12032
90 | 2023 | Cooking | Electricity | Commercial |  | Commercial Electric Range with Griddle and Oven | Commercial Range with Griddle and Oven | Electric | Commercial Electric Range with Griddle and Oven | 2023$ | 0 | 0 | 0 | Combined Idle Energy Rate | kW | 1.2 | 1.35 | 0.8 | 0.8 | 0 | 0 | 0 | Combined Energy Efficiency | % | 71 | 71 | 88 | 88 | 9476.8 | 11846 | 14215.2 | 11846 | 1 | 1 | 186 | 186 | 12032 | 12032 | 2023 | Intermediate | 12 | Prevailing local wages, Drive time, Local code requirements, Access, Incentive programs, Existing construction and materials, Brand recognition, Site assessment, Ceiling height | 1 | 1 | N/A | 2023 |  | 11846 | 12032 | 12032
90 | 2023 | Cooking | Electricity | Commercial |  | Commercial Electric Range with Griddle and Oven | Commercial Range with Griddle and Oven | Electric | Commercial Electric Range with Griddle and Oven | 2023$ | 0 | 0 | 0 | Combined Idle Energy Rate | kW | 1.2 | 1.3 | 0.8 | 0.8 | 0 | 0 | 0 | Combined Energy Efficiency | % | 71 | 72 | 88 | 88 | 9476.8 | 11846 | 14215.2 | 11846 | 1 | 1 | 186 | 186 | 12032 | 12032 | 2030 | Intermediate | 12 | Prevailing local wages, Drive time, Local code requirements, Access, Incentive programs, Existing construction and materials, Brand recognition, Site assessment, Ceiling height | 1 | 1 | N/A | 2023 |  | 11846 | 12032 | 12032
90 | 2023 | Cooking | Electricity | Commercial |  | Commercial Electric Range with Griddle and Oven | Commercial Range with Griddle and Oven | Electric | Commercial Electric Range with Griddle and Oven | 2023$ | 0 | 0 | 0 | Combined Idle Energy Rate | kW | 1.2 | 1.3 | 0.8 | 0.8 | 0 | 0 | 0 | Combined Energy Efficiency | % | 71 | 72.75 | 88 | 88 | 9476.8 | 11846 | 14215.2 | 11846 | 1 | 1 | 186 | 186 | 12032 | 12032 | 2035 | Intermediate | 12 | Prevailing local wages, Drive time, Local code requirements, Access, Incentive programs, Existing construction and materials, Brand recognition, Site assessment, Ceiling height | 1 | 1 | N/A | 2023 |  | 11846 | 12032 | 12032
90 | 2023 | Cooking | Electricity | Commercial |  | Commercial Electric Range with Griddle and Oven | Commercial Range with Griddle and Oven | Electric | Commercial Electric Range with Griddle and Oven | 2023$ | 0 | 0 | 0 | Combined Idle Energy Rate | kW | 1.2 | 1.25 | 0.8 | 0.8 | 0 | 0 | 0 | Combined Energy Efficiency | % | 71 | 73.5 | 88 | 88 | 9476.8 | 11846 | 14215.2 | 11846 | 1 | 1 | 186 | 186 | 12032 | 12032 | 2040 | Intermediate | 12 | Prevailing local wages, Drive time, Local code requirements, Access, Incentive programs, Existing construction and materials, Brand recognition, Site assessment, Ceiling height | 1 | 1 | N/A | 2023 |  | 11846 | 12032 | 12032
90 | 2023 | Cooking | Electricity | Commercial |  | Commercial Electric Range with Griddle and Oven | Commercial Range with Griddle and Oven | Electric | Commercial Electric Range with Griddle and Oven | 2023$ | 0 | 0 | 0 | Combined Idle Energy Rate | kW | 1.2 | 1.25 | 0.8 | 0.8 | 0 | 0 | 0 | Combined Energy Efficiency | % | 71 | 73.75 | 88 | 88 | 9476.8 | 11846 | 14215.2 | 11846 | 1 | 1 | 186 | 186 | 12032 | 12032 | 2045 | Intermediate | 12 | Prevailing local wages, Drive time, Local code requirements, Access, Incentive programs, Existing construction and materials, Brand recognition, Site assessment, Ceiling height | 1 | 1 | N/A | 2023 |  | 11846 | 12032 | 12032
90 | 2023 | Cooking | Electricity | Commercial |  | Commercial Electric Range with Griddle and Oven | Commercial Range with Griddle and Oven | Electric | Commercial Electric Range with Griddle and Oven | 2023$ | 0 | 0 | 0 | Combined Idle Energy Rate | kW | 1.2 | 1.25 | 0.8 | 0.8 | 0 | 0 | 0 | Combined Energy Efficiency | % | 71 | 74 | 88 | 88 | 9476.8 | 11846 | 14215.2 | 11846 | 1 | 1 | 186 | 186 | 12032 | 12032 | 2050 | Intermediate | 12 | Prevailing local wages, Drive time, Local code requirements, Access, Incentive programs, Existing construction and materials, Brand recognition, Site assessment, Ceiling height | 1 | 1 | N/A | 2023 |  | 11846 | 12032 | 12032
90 | 2023 | Cooking | Electricity | Commercial |  | Commercial Electric Range with Griddle and Oven | Commercial Range with Griddle and Oven | Electric | Commercial Electric Range with Griddle and Oven | 2023$ | 0 | 0 | 0 | Combined Idle Energy Rate | kW | 1.3 | 1.3 | 0.8 | 0.8 | 0 | 0 | 0 | Combined Energy Efficiency | % | 71 | 71 | 88 | 88 | 9476.8 | 11846 | 14215.2 | 11846 | 1 | 1 | 186 | 186 | 12032 | 12032 | 2023 | Advanced | 12 | Prevailing local wages, Drive time, Local code requirements, Access, Incentive programs, Existing construction and materials, Brand recognition, Site assessment, Ceiling height | 1 | 1 | N/A | 2023 |  | 11846 | 12032 | 12032
90 | 2023 | Cooking | Electricity | Commercial |  | Commercial Electric Range with Griddle and Oven | Commercial Range with Griddle and Oven | Electric | Commercial Electric Range with Griddle and Oven | 2023$ | 0 | 0 | 0 | Combined Idle Energy Rate | kW | 1.3 | 1.3 | 0.8 | 0.8 | 0 | 0 | 0 | Combined Energy Efficiency | % | 71 | 73 | 88 | 88 | 9476.8 | 11846 | 14215.2 | 11846 | 1 | 1 | 186 | 186 | 12032 | 12032 | 2030 | Advanced | 12 | Prevailing local wages, Drive time, Local code requirements, Access, Incentive programs, Existing construction and materials, Brand recognition, Site assessment, Ceiling height | 1 | 1 | N/A | 2023 |  | 11846 | 12032 | 12032
90 | 2023 | Cooking | Electricity | Commercial |  | Commercial Electric Range with Griddle and Oven | Commercial Range with Griddle and Oven | Electric | Commercial Electric Range with Griddle and Oven | 2023$ | 0 | 0 | 0 | Combined Idle Energy Rate | kW | 1.3 | 1.3 | 0.8 | 0.8 | 0 | 0 | 0 | Combined Energy Efficiency | % | 71 | 74.5 | 88 | 88 | 9476.8 | 11846 | 14215.2 | 11846 | 1 | 1 | 186 | 186 | 12032 | 12032 | 2035 | Advanced | 12 | Prevailing local wages, Drive time, Local code requirements, Access, Incentive programs, Existing construction and materials, Brand recognition, Site assessment, Ceiling height | 1 | 1 | N/A | 2023 |  | 11846 | 12032 | 12032
90 | 2023 | Cooking | Electricity | Commercial |  | Commercial Electric Range with Griddle and Oven | Commercial Range with Griddle and Oven | Electric | Commercial Electric Range with Griddle and Oven | 2023$ | 0 | 0 | 0 | Combined Idle Energy Rate | kW | 1.2 | 1.2 | 0.8 | 0.8 | 0 | 0 | 0 | Combined Energy Efficiency | % | 71 | 76 | 88 | 88 | 9476.8 | 11846 | 14215.2 | 11846 | 1 | 1 | 186 | 186 | 12032 | 12032 | 2040 | Advanced | 12 | Prevailing local wages, Drive time, Local code requirements, Access, Incentive programs, Existing construction and materials, Brand recognition, Site assessment, Ceiling height | 1 | 1 | N/A | 2023 |  | 11846 | 12032 | 12032
90 | 2023 | Cooking | Electricity | Commercial |  | Commercial Electric Range with Griddle and Oven | Commercial Range with Griddle and Oven | Electric | Commercial Electric Range with Griddle and Oven | 2023$ | 0 | 0 | 0 | Combined Idle Energy Rate | kW | 1.2 | 1.2 | 0.8 | 0.8 | 0 | 0 | 0 | Combined Energy Efficiency | % | 71 | 76.5 | 88 | 88 | 9476.8 | 11846 | 14215.2 | 11846 | 1 | 1 | 186 | 186 | 12032 | 12032 | 2045 | Advanced | 12 | Prevailing local wages, Drive time, Local code requirements, Access, Incentive programs, Existing construction and materials, Brand recognition, Site assessment, Ceiling height | 1 | 1 | N/A | 2023 |  | 11846 | 12032 | 12032
90 | 2023 | Cooking | Electricity | Commercial |  | Commercial Electric Range with Griddle and Oven | Commercial Range with Griddle and Oven | Electric | Commercial Electric Range with Griddle and Oven | 2023$ | 0 | 0 | 0 | Combined Idle Energy Rate | kW | 1.2 | 1.2 | 0.8 | 0.8 | 0 | 0 | 0 | Combined Energy Efficiency | % | 71 | 77 | 88 | 88 | 9476.8 | 11846 | 14215.2 | 11846 | 1 | 1 | 186 | 186 | 12032 | 12032 | 2050 | Advanced | 12 | Prevailing local wages, Drive time, Local code requirements, Access, Incentive programs, Existing construction and materials, Brand recognition, Site assessment, Ceiling height | 1 | 1 | N/A | 2023 |  | 11846 | 12032 | 12032
91 | 2023 | Envelope | All | Commercial |  |  | Wall Insulation | Interior | Wall Insulation Interior | 2023$/sqft | 0.014894 | 0.027093 | 0.039905 | R-Value | K⋅m/W | 1.39 | 15 | 49 | 49 | 0 | 0 | 0 | N/A | N/A | 0 | 0 | 0 | 0 | 0.25319 | 0.60365 | 2.1528 | 5050.21 | 1 | 1 | 0.73559 | 0.92559 | 8728.1705 | 9678.1705 | 2023 | Reference | 100 | Prevailing local wages, Drive time, Local code requirements, Access, Incentive programs, Existing construction and materials, Moisture issues present, Presence of hazardous materials, Brand recognition, Site assessment, Ceiling height | 2 | 152 | 0.05915 | 2023 | Includes all common interior insulation types: Rigid Foam, Blanket, Batt, Loose Fill, Blown, and Spray foam. Typical costs assume a wall area of 5000 sq ft as an example, though wall areas and insulation amounts vary greatly by building. | 5050.21 | 8728.1705 | 9678.1705
91 | 2023 | Envelope | All | Commercial |  |  | Wall Insulation | Interior | Wall Insulation Interior | 2023$/sqft | 0.014894 | 0.027093 | 0.039905 | R-Value | K⋅m/W | 1.39 | 15 | 49 | 49 | 0 | 0 | 0 | N/A | N/A | 0 | 0 | 0 | 0 | 0.25319 | 0.60365 | 2.1528 | 5050.21 | 1 | 1 | 0.73559 | 0.92559 | 8728.1705 | 9678.1705 | 2030 | Reference | 100 | Prevailing local wages, Drive time, Local code requirements, Access, Incentive programs, Existing construction and materials, Moisture issues present, Presence of hazardous materials, Brand recognition, Site assessment, Ceiling height | 2 | 152 | 0.05915 | 2023 | Includes all common interior insulation types: Rigid Foam, Blanket, Batt, Loose Fill, Blown, and Spray foam. Typical costs assume a wall area of 5000 sq ft as an example, though wall areas and insulation amounts vary greatly by building. | 5050.21 | 8728.1705 | 9678.1705
91 | 2023 | Envelope | All | Commercial |  |  | Wall Insulation | Interior | Wall Insulation Interior | 2023$/sqft | 0.014894 | 0.027093 | 0.039905 | R-Value | K⋅m/W | 1.39 | 15 | 49 | 49 | 0 | 0 | 0 | N/A | N/A | 0 | 0 | 0 | 0 | 0.25319 | 0.60365 | 2.1528 | 5050.21 | 1 | 1 | 0.73559 | 0.92559 | 8728.1705 | 9678.1705 | 2035 | Reference | 100 | Prevailing local wages, Drive time, Local code requirements, Access, Incentive programs, Existing construction and materials, Moisture issues present, Presence of hazardous materials, Brand recognition, Site assessment, Ceiling height | 2 | 152 | 0.05915 | 2023 | Includes all common interior insulation types: Rigid Foam, Blanket, Batt, Loose Fill, Blown, and Spray foam. Typical costs assume a wall area of 5000 sq ft as an example, though wall areas and insulation amounts vary greatly by building. | 5050.21 | 8728.1705 | 9678.1705
91 | 2023 | Envelope | All | Commercial |  |  | Wall Insulation | Interior | Wall Insulation Interior | 2023$/sqft | 0.014894 | 0.027093 | 0.039905 | R-Value | K⋅m/W | 1.39 | 15 | 49 | 49 | 0 | 0 | 0 | N/A | N/A | 0 | 0 | 0 | 0 | 0.25319 | 0.60365 | 2.1528 | 5050.21 | 1 | 1 | 0.73559 | 0.92559 | 8728.1705 | 9678.1705 | 2040 | Reference | 100 | Prevailing local wages, Drive time, Local code requirements, Access, Incentive programs, Existing construction and materials, Moisture issues present, Presence of hazardous materials, Brand recognition, Site assessment, Ceiling height | 2 | 152 | 0.05915 | 2023 | Includes all common interior insulation types: Rigid Foam, Blanket, Batt, Loose Fill, Blown, and Spray foam. Typical costs assume a wall area of 5000 sq ft as an example, though wall areas and insulation amounts vary greatly by building. | 5050.21 | 8728.1705 | 9678.1705
91 | 2023 | Envelope | All | Commercial |  |  | Wall Insulation | Interior | Wall Insulation Interior | 2023$/sqft | 0.014894 | 0.027093 | 0.039905 | R-Value | K⋅m/W | 1.39 | 15 | 49 | 49 | 0 | 0 | 0 | N/A | N/A | 0 | 0 | 0 | 0 | 0.25319 | 0.60365 | 2.1528 | 5050.21 | 1 | 1 | 0.73559 | 0.92559 | 8728.1705 | 9678.1705 | 2045 | Reference | 100 | Prevailing local wages, Drive time, Local code requirements, Access, Incentive programs, Existing construction and materials, Moisture issues present, Presence of hazardous materials, Brand recognition, Site assessment, Ceiling height | 2 | 152 | 0.05915 | 2023 | Includes all common interior insulation types: Rigid Foam, Blanket, Batt, Loose Fill, Blown, and Spray foam. Typical costs assume a wall area of 5000 sq ft as an example, though wall areas and insulation amounts vary greatly by building. | 5050.21 | 8728.1705 | 9678.1705
91 | 2023 | Envelope | All | Commercial |  |  | Wall Insulation | Interior | Wall Insulation Interior | 2023$/sqft | 0.014894 | 0.027093 | 0.039905 | R-Value | K⋅m/W | 1.39 | 15 | 49 | 49 | 0 | 0 | 0 | N/A | N/A | 0 | 0 | 0 | 0 | 0.25319 | 0.60365 | 2.1528 | 5050.21 | 1 | 1 | 0.73559 | 0.92559 | 8728.1705 | 9678.1705 | 2050 | Reference | 100 | Prevailing local wages, Drive time, Local code requirements, Access, Incentive programs, Existing construction and materials, Moisture issues present, Presence of hazardous materials, Brand recognition, Site assessment, Ceiling height | 2 | 152 | 0.05915 | 2023 | Includes all common interior insulation types: Rigid Foam, Blanket, Batt, Loose Fill, Blown, and Spray foam. Typical costs assume a wall area of 5000 sq ft as an example, though wall areas and insulation amounts vary greatly by building. | 5050.21 | 8728.1705 | 9678.1705
91 | 2023 | Envelope | All | Commercial |  |  | Wall Insulation | Interior | Wall Insulation Interior | 2023$/sqft | 0.014894 | 0.027093 | 0.039905 | R-Value | K⋅m/W | 1.39 | 15 | 49 | 49 | 0 | 0 | 0 | N/A | N/A | 0 | 0 | 0 | 0 | 0.25319 | 0.60365 | 2.1528 | 5050.21 | 1 | 1 | 0.73559 | 0.92559 | 8728.1705 | 9678.1705 | 2023 | Intermediate | 100 | Prevailing local wages, Drive time, Local code requirements, Access, Incentive programs, Existing construction and materials, Moisture issues present, Presence of hazardous materials, Brand recognition, Site assessment, Ceiling height | 2 | 152 | 0.05915 | 2023 | Includes all common interior insulation types: Rigid Foam, Blanket, Batt, Loose Fill, Blown, and Spray foam. Typical costs assume a wall area of 5000 sq ft as an example, though wall areas and insulation amounts vary greatly by building. | 5050.21 | 8728.1705 | 9678.1705
91 | 2023 | Envelope | All | Commercial |  |  | Wall Insulation | Interior | Wall Insulation Interior | 2023$/sqft | 0.014894 | 0.027093 | 0.039905 | R-Value | K⋅m/W | 1.39 | 17.5 | 49 | 49 | 0 | 0 | 0 | N/A | N/A | 0 | 0 | 0 | 0 | 0.25319 | 0.60365 | 2.1528 | 5388.8725 | 1 | 1 | 0.73559 | 0.92559 | 9066.833 | 10016.833 | 2030 | Intermediate | 100 | Prevailing local wages, Drive time, Local code requirements, Access, Incentive programs, Existing construction and materials, Moisture issues present, Presence of hazardous materials, Brand recognition, Site assessment, Ceiling height | 2 | 152 | 0.05915 | 2023 | Includes all common interior insulation types: Rigid Foam, Blanket, Batt, Loose Fill, Blown, and Spray foam. Typical costs assume a wall area of 5000 sq ft as an example, though wall areas and insulation amounts vary greatly by building. | 5050.21 | 8728.1705 | 9678.1705
91 | 2023 | Envelope | All | Commercial |  |  | Wall Insulation | Interior | Wall Insulation Interior | 2023$/sqft | 0.014894 | 0.027093 | 0.039905 | R-Value | K⋅m/W | 1.39 | 18.6 | 49 | 49 | 0 | 0 | 0 | N/A | N/A | 0 | 0 | 0 | 0 | 0.25319 | 0.60365 | 2.1528 | 5537.884 | 1 | 1 | 0.73559 | 0.92559 | 9215.8445 | 10165.8445 | 2035 | Intermediate | 100 | Prevailing local wages, Drive time, Local code requirements, Access, Incentive programs, Existing construction and materials, Moisture issues present, Presence of hazardous materials, Brand recognition, Site assessment, Ceiling height | 2 | 152 | 0.05915 | 2023 | Includes all common interior insulation types: Rigid Foam, Blanket, Batt, Loose Fill, Blown, and Spray foam. Typical costs assume a wall area of 5000 sq ft as an example, though wall areas and insulation amounts vary greatly by building. | 5050.21 | 8728.1705 | 9678.1705
91 | 2023 | Envelope | All | Commercial |  |  | Wall Insulation | Interior | Wall Insulation Interior | 2023$/sqft | 0.014894 | 0.027093 | 0.039905 | R-Value | K⋅m/W | 1.39 | 19.7 | 49 | 49 | 0 | 0 | 0 | N/A | N/A | 0 | 0 | 0 | 0 | 0.25319 | 0.60365 | 2.1528 | 5686.8955 | 1 | 1 | 0.73559 | 0.92559 | 9364.856 | 10314.856 | 2040 | Intermediate | 100 | Prevailing local wages, Drive time, Local code requirements, Access, Incentive programs, Existing construction and materials, Moisture issues present, Presence of hazardous materials, Brand recognition, Site assessment, Ceiling height | 2 | 152 | 0.05915 | 2023 | Includes all common interior insulation types: Rigid Foam, Blanket, Batt, Loose Fill, Blown, and Spray foam. Typical costs assume a wall area of 5000 sq ft as an example, though wall areas and insulation amounts vary greatly by building. | 5050.21 | 8728.1705 | 9678.1705
91 | 2023 | Envelope | All | Commercial |  |  | Wall Insulation | Interior | Wall Insulation Interior | 2023$/sqft | 0.014894 | 0.027093 | 0.039905 | R-Value | K⋅m/W | 1.39 | 20.9025 | 49 | 49 | 0 | 0 | 0 | N/A | N/A | 0 | 0 | 0 | 0 | 0.25319 | 0.60365 | 2.1528 | 5849.7922 | 1 | 1 | 0.73559 | 0.92559 | 9527.7527 | 10477.7527 | 2045 | Intermediate | 100 | Prevailing local wages, Drive time, Local code requirements, Access, Incentive programs, Existing construction and materials, Moisture issues present, Presence of hazardous materials, Brand recognition, Site assessment, Ceiling height | 2 | 152 | 0.05915 | 2023 | Includes all common interior insulation types: Rigid Foam, Blanket, Batt, Loose Fill, Blown, and Spray foam. Typical costs assume a wall area of 5000 sq ft as an example, though wall areas and insulation amounts vary greatly by building. | 5050.21 | 8728.1705 | 9678.1705
91 | 2023 | Envelope | All | Commercial |  |  | Wall Insulation | Interior | Wall Insulation Interior | 2023$/sqft | 0.014894 | 0.027093 | 0.039905 | R-Value | K⋅m/W | 1.39 | 22.105 | 49 | 49 | 0 | 0 | 0 | N/A | N/A | 0 | 0 | 0 | 0 | 0.25319 | 0.60365 | 2.1528 | 6012.6888 | 1 | 1 | 0.73559 | 0.92559 | 9690.6494 | 10640.6494 | 2050 | Intermediate | 100 | Prevailing local wages, Drive time, Local code requirements, Access, Incentive programs, Existing construction and materials, Moisture issues present, Presence of hazardous materials, Brand recognition, Site assessment, Ceiling height | 2 | 152 | 0.05915 | 2023 | Includes all common interior insulation types: Rigid Foam, Blanket, Batt, Loose Fill, Blown, and Spray foam. Typical costs assume a wall area of 5000 sq ft as an example, though wall areas and insulation amounts vary greatly by building. | 5050.21 | 8728.1705 | 9678.1705
91 | 2023 | Envelope | All | Commercial |  |  | Wall Insulation | Interior | Wall Insulation Interior | 2023$/sqft | 0.014894 | 0.027093 | 0.039905 | R-Value | K⋅m/W | 1.39 | 22.105 | 49 | 49 | 0 | 0 | 0 | N/A | N/A | 0 | 0 | 0 | 0 | 0.25319 | 0.60365 | 2.1528 | 6012.6888 | 1 | 1 | 0.73559 | 0.92559 | 9690.6494 | 10640.6494 | 2023 | Advanced | 100 | Prevailing local wages, Drive time, Local code requirements, Access, Incentive programs, Existing construction and materials, Moisture issues present, Presence of hazardous materials, Brand recognition, Site assessment, Ceiling height | 2 | 152 | 0.05915 | 2023 | Includes all common interior insulation types: Rigid Foam, Blanket, Batt, Loose Fill, Blown, and Spray foam. Typical costs assume a wall area of 5000 sq ft as an example, though wall areas and insulation amounts vary greatly by building. | 5050.21 | 8728.1705 | 9678.1705
91 | 2023 | Envelope | All | Commercial |  |  | Wall Insulation | Interior | Wall Insulation Interior | 2023$/sqft | 0.014894 | 0.027093 | 0.039905 | R-Value | K⋅m/W | 1.39 | 20 | 49 | 49 | 0 | 0 | 0 | N/A | N/A | 0 | 0 | 0 | 0 | 0.25319 | 0.60365 | 2.1528 | 5727.535 | 1 | 1 | 0.73559 | 0.92559 | 9405.4955 | 10355.4955 | 2030 | Advanced | 100 | Prevailing local wages, Drive time, Local code requirements, Access, Incentive programs, Existing construction and materials, Moisture issues present, Presence of hazardous materials, Brand recognition, Site assessment, Ceiling height | 2 | 152 | 0.05915 | 2023 | Includes all common interior insulation types: Rigid Foam, Blanket, Batt, Loose Fill, Blown, and Spray foam. Typical costs assume a wall area of 5000 sq ft as an example, though wall areas and insulation amounts vary greatly by building. | 5050.21 | 8728.1705 | 9678.1705
91 | 2023 | Envelope | All | Commercial |  |  | Wall Insulation | Interior | Wall Insulation Interior | 2023$/sqft | 0.014894 | 0.027093 | 0.039905 | R-Value | K⋅m/W | 1.39 | 22.2 | 49 | 49 | 0 | 0 | 0 | N/A | N/A | 0 | 0 | 0 | 0 | 0.25319 | 0.60365 | 2.1528 | 6025.558 | 1 | 1 | 0.73559 | 0.92559 | 9703.5185 | 10653.5185 | 2035 | Advanced | 100 | Prevailing local wages, Drive time, Local code requirements, Access, Incentive programs, Existing construction and materials, Moisture issues present, Presence of hazardous materials, Brand recognition, Site assessment, Ceiling height | 2 | 152 | 0.05915 | 2023 | Includes all common interior insulation types: Rigid Foam, Blanket, Batt, Loose Fill, Blown, and Spray foam. Typical costs assume a wall area of 5000 sq ft as an example, though wall areas and insulation amounts vary greatly by building. | 5050.21 | 8728.1705 | 9678.1705
91 | 2023 | Envelope | All | Commercial |  |  | Wall Insulation | Interior | Wall Insulation Interior | 2023$/sqft | 0.014894 | 0.027093 | 0.039905 | R-Value | K⋅m/W | 1.39 | 24.4 | 49 | 49 | 0 | 0 | 0 | N/A | N/A | 0 | 0 | 0 | 0 | 0.25319 | 0.60365 | 2.1528 | 6323.581 | 1 | 1 | 0.73559 | 0.92559 | 10001.5415 | 10951.5415 | 2040 | Advanced | 100 | Prevailing local wages, Drive time, Local code requirements, Access, Incentive programs, Existing construction and materials, Moisture issues present, Presence of hazardous materials, Brand recognition, Site assessment, Ceiling height | 2 | 152 | 0.05915 | 2023 | Includes all common interior insulation types: Rigid Foam, Blanket, Batt, Loose Fill, Blown, and Spray foam. Typical costs assume a wall area of 5000 sq ft as an example, though wall areas and insulation amounts vary greatly by building. | 5050.21 | 8728.1705 | 9678.1705
91 | 2023 | Envelope | All | Commercial |  |  | Wall Insulation | Interior | Wall Insulation Interior | 2023$/sqft | 0.014894 | 0.027093 | 0.039905 | R-Value | K⋅m/W | 1.39 | 26.805 | 49 | 49 | 0 | 0 | 0 | N/A | N/A | 0 | 0 | 0 | 0 | 0.25319 | 0.60365 | 2.1528 | 6649.3743 | 1 | 1 | 0.73559 | 0.92559 | 10327.3349 | 11277.3349 | 2045 | Advanced | 100 | Prevailing local wages, Drive time, Local code requirements, Access, Incentive programs, Existing construction and materials, Moisture issues present, Presence of hazardous materials, Brand recognition, Site assessment, Ceiling height | 2 | 152 | 0.05915 | 2023 | Includes all common interior insulation types: Rigid Foam, Blanket, Batt, Loose Fill, Blown, and Spray foam. Typical costs assume a wall area of 5000 sq ft as an example, though wall areas and insulation amounts vary greatly by building. | 5050.21 | 8728.1705 | 9678.1705
91 | 2023 | Envelope | All | Commercial |  |  | Wall Insulation | Interior | Wall Insulation Interior | 2023$/sqft | 0.014894 | 0.027093 | 0.039905 | R-Value | K⋅m/W | 1.39 | 29.21 | 49 | 49 | 0 | 0 | 0 | N/A | N/A | 0 | 0 | 0 | 0 | 0.25319 | 0.60365 | 2.1528 | 6975.1677 | 1 | 1 | 0.73559 | 0.92559 | 10653.1282 | 11603.1282 | 2050 | Advanced | 100 | Prevailing local wages, Drive time, Local code requirements, Access, Incentive programs, Existing construction and materials, Moisture issues present, Presence of hazardous materials, Brand recognition, Site assessment, Ceiling height | 2 | 152 | 0.05915 | 2023 | Includes all common interior insulation types: Rigid Foam, Blanket, Batt, Loose Fill, Blown, and Spray foam. Typical costs assume a wall area of 5000 sq ft as an example, though wall areas and insulation amounts vary greatly by building. | 5050.21 | 8728.1705 | 9678.1705
92 | 2023 | Envelope | All | Commercial |  |  | Wall Insulation | Exterior | Wall Insulation Exterior | 2023$/sqft | 0 | 0 | 0 | N/A | N/A | 0 | 0 | 0 | 0 | 0 | 0 | 0 | N/A | N/A | 0 | 0 | 0 | 0 | 0.501 | 1.105 | 5.386 | 5525 | 1 | 1 | 1.1875 | 2.5975 | 11462.5 | 18512.5 | 2023 | Reference | 100 | Prevailing local wages, Drive time, Local code requirements, Access, Incentive programs, Existing construction and materials, Moisture issues present, Presence of hazardous materials, Brand recognition, Site assessment, Ceiling height | 2 | 16 | N/A | 2023 | Data is for a polymer based exterior insulation and finish system. Typical prices assume an average wall area of 5,000 sq ft, though wall areas and insulation amounts vary greatly by building. No R-values were available for exterior wall insulation in RSMeans. | 5525 | 11462.5 | 18512.5
92 | 2023 | Envelope | All | Commercial |  |  | Wall Insulation | Exterior | Wall Insulation Exterior | 2023$/sqft | 0 | 0 | 0 | N/A | N/A | 0 | 0 | 0 | 0 | 0 | 0 | 0 | N/A | N/A | 0 | 0 | 0 | 0 | 0.501 | 1.105 | 5.386 | 5525 | 1 | 1 | 1.1875 | 2.5975 | 11462.5 | 18512.5 | 2030 | Reference | 100 | Prevailing local wages, Drive time, Local code requirements, Access, Incentive programs, Existing construction and materials, Moisture issues present, Presence of hazardous materials, Brand recognition, Site assessment, Ceiling height | 2 | 16 | N/A | 2023 | Data is for a polymer based exterior insulation and finish system. Typical prices assume an average wall area of 5,000 sq ft, though wall areas and insulation amounts vary greatly by building. No R-values were available for exterior wall insulation in RSMeans. | 5525 | 11462.5 | 18512.5
92 | 2023 | Envelope | All | Commercial |  |  | Wall Insulation | Exterior | Wall Insulation Exterior | 2023$/sqft | 0 | 0 | 0 | N/A | N/A | 0 | 0 | 0 | 0 | 0 | 0 | 0 | N/A | N/A | 0 | 0 | 0 | 0 | 0.501 | 1.105 | 5.386 | 5525 | 1 | 1 | 1.1875 | 2.5975 | 11462.5 | 18512.5 | 2035 | Reference | 100 | Prevailing local wages, Drive time, Local code requirements, Access, Incentive programs, Existing construction and materials, Moisture issues present, Presence of hazardous materials, Brand recognition, Site assessment, Ceiling height | 2 | 16 | N/A | 2023 | Data is for a polymer based exterior insulation and finish system. Typical prices assume an average wall area of 5,000 sq ft, though wall areas and insulation amounts vary greatly by building. No R-values were available for exterior wall insulation in RSMeans. | 5525 | 11462.5 | 18512.5
92 | 2023 | Envelope | All | Commercial |  |  | Wall Insulation | Exterior | Wall Insulation Exterior | 2023$/sqft | 0 | 0 | 0 | N/A | N/A | 0 | 0 | 0 | 0 | 0 | 0 | 0 | N/A | N/A | 0 | 0 | 0 | 0 | 0.501 | 1.105 | 5.386 | 5525 | 1 | 1 | 1.1875 | 2.5975 | 11462.5 | 18512.5 | 2040 | Reference | 100 | Prevailing local wages, Drive time, Local code requirements, Access, Incentive programs, Existing construction and materials, Moisture issues present, Presence of hazardous materials, Brand recognition, Site assessment, Ceiling height | 2 | 16 | N/A | 2023 | Data is for a polymer based exterior insulation and finish system. Typical prices assume an average wall area of 5,000 sq ft, though wall areas and insulation amounts vary greatly by building. No R-values were available for exterior wall insulation in RSMeans. | 5525 | 11462.5 | 18512.5
92 | 2023 | Envelope | All | Commercial |  |  | Wall Insulation | Exterior | Wall Insulation Exterior | 2023$/sqft | 0 | 0 | 0 | N/A | N/A | 0 | 0 | 0 | 0 | 0 | 0 | 0 | N/A | N/A | 0 | 0 | 0 | 0 | 0.501 | 1.105 | 5.386 | 5525 | 1 | 1 | 1.1875 | 2.5975 | 11462.5 | 18512.5 | 2045 | Reference | 100 | Prevailing local wages, Drive time, Local code requirements, Access, Incentive programs, Existing construction and materials, Moisture issues present, Presence of hazardous materials, Brand recognition, Site assessment, Ceiling height | 2 | 16 | N/A | 2023 | Data is for a polymer based exterior insulation and finish system. Typical prices assume an average wall area of 5,000 sq ft, though wall areas and insulation amounts vary greatly by building. No R-values were available for exterior wall insulation in RSMeans. | 5525 | 11462.5 | 18512.5
92 | 2023 | Envelope | All | Commercial |  |  | Wall Insulation | Exterior | Wall Insulation Exterior | 2023$/sqft | 0 | 0 | 0 | N/A | N/A | 0 | 0 | 0 | 0 | 0 | 0 | 0 | N/A | N/A | 0 | 0 | 0 | 0 | 0.501 | 1.105 | 5.386 | 5525 | 1 | 1 | 1.1875 | 2.5975 | 11462.5 | 18512.5 | 2050 | Reference | 100 | Prevailing local wages, Drive time, Local code requirements, Access, Incentive programs, Existing construction and materials, Moisture issues present, Presence of hazardous materials, Brand recognition, Site assessment, Ceiling height | 2 | 16 | N/A | 2023 | Data is for a polymer based exterior insulation and finish system. Typical prices assume an average wall area of 5,000 sq ft, though wall areas and insulation amounts vary greatly by building. No R-values were available for exterior wall insulation in RSMeans. | 5525 | 11462.5 | 18512.5
92 | 2023 | Envelope | All | Commercial |  |  | Wall Insulation | Exterior | Wall Insulation Exterior | 2023$/sqft | 0 | 0 | 0 | N/A | N/A | 0 | 0 | 0 | 0 | 0 | 0 | 0 | N/A | N/A | 0 | 0 | 0 | 0 | 0.501 | 1.105 | 5.386 | 5525 | 1 | 1 | 1.1875 | 2.5975 | 11462.5 | 18512.5 | 2023 | Intermediate | 100 | Prevailing local wages, Drive time, Local code requirements, Access, Incentive programs, Existing construction and materials, Moisture issues present, Presence of hazardous materials, Brand recognition, Site assessment, Ceiling height | 2 | 16 | N/A | 2023 | Data is for a polymer based exterior insulation and finish system. Typical prices assume an average wall area of 5,000 sq ft, though wall areas and insulation amounts vary greatly by building. No R-values were available for exterior wall insulation in RSMeans. | 5525 | 11462.5 | 18512.5
92 | 2023 | Envelope | All | Commercial |  |  | Wall Insulation | Exterior | Wall Insulation Exterior | 2023$/sqft | 0 | 0 | 0 | N/A | N/A | 0 | 0 | 0 | 0 | 0 | 0 | 0 | N/A | N/A | 0 | 0 | 0 | 0 | 0.501 | 1.105 | 5.386 | 5525 | 1 | 1 | 1.1875 | 2.5975 | 11462.5 | 18512.5 | 2030 | Intermediate | 100 | Prevailing local wages, Drive time, Local code requirements, Access, Incentive programs, Existing construction and materials, Moisture issues present, Presence of hazardous materials, Brand recognition, Site assessment, Ceiling height | 2 | 16 | N/A | 2023 | Data is for a polymer based exterior insulation and finish system. Typical prices assume an average wall area of 5,000 sq ft, though wall areas and insulation amounts vary greatly by building. No R-values were available for exterior wall insulation in RSMeans. | 5525 | 11462.5 | 18512.5
92 | 2023 | Envelope | All | Commercial |  |  | Wall Insulation | Exterior | Wall Insulation Exterior | 2023$/sqft | 0 | 0 | 0 | N/A | N/A | 0 | 0 | 0 | 0 | 0 | 0 | 0 | N/A | N/A | 0 | 0 | 0 | 0 | 0.501 | 1.105 | 5.386 | 5525 | 1 | 1 | 1.1875 | 2.5975 | 11462.5 | 18512.5 | 2035 | Intermediate | 100 | Prevailing local wages, Drive time, Local code requirements, Access, Incentive programs, Existing construction and materials, Moisture issues present, Presence of hazardous materials, Brand recognition, Site assessment, Ceiling height | 2 | 16 | N/A | 2023 | Data is for a polymer based exterior insulation and finish system. Typical prices assume an average wall area of 5,000 sq ft, though wall areas and insulation amounts vary greatly by building. No R-values were available for exterior wall insulation in RSMeans. | 5525 | 11462.5 | 18512.5
92 | 2023 | Envelope | All | Commercial |  |  | Wall Insulation | Exterior | Wall Insulation Exterior | 2023$/sqft | 0 | 0 | 0 | N/A | N/A | 0 | 0 | 0 | 0 | 0 | 0 | 0 | N/A | N/A | 0 | 0 | 0 | 0 | 0.501 | 1.105 | 5.386 | 5525 | 1 | 1 | 1.1875 | 2.5975 | 11462.5 | 18512.5 | 2040 | Intermediate | 100 | Prevailing local wages, Drive time, Local code requirements, Access, Incentive programs, Existing construction and materials, Moisture issues present, Presence of hazardous materials, Brand recognition, Site assessment, Ceiling height | 2 | 16 | N/A | 2023 | Data is for a polymer based exterior insulation and finish system. Typical prices assume an average wall area of 5,000 sq ft, though wall areas and insulation amounts vary greatly by building. No R-values were available for exterior wall insulation in RSMeans. | 5525 | 11462.5 | 18512.5
92 | 2023 | Envelope | All | Commercial |  |  | Wall Insulation | Exterior | Wall Insulation Exterior | 2023$/sqft | 0 | 0 | 0 | N/A | N/A | 0 | 0 | 0 | 0 | 0 | 0 | 0 | N/A | N/A | 0 | 0 | 0 | 0 | 0.501 | 1.105 | 5.386 | 5525 | 1 | 1 | 1.1875 | 2.5975 | 11462.5 | 18512.5 | 2045 | Intermediate | 100 | Prevailing local wages, Drive time, Local code requirements, Access, Incentive programs, Existing construction and materials, Moisture issues present, Presence of hazardous materials, Brand recognition, Site assessment, Ceiling height | 2 | 16 | N/A | 2023 | Data is for a polymer based exterior insulation and finish system. Typical prices assume an average wall area of 5,000 sq ft, though wall areas and insulation amounts vary greatly by building. No R-values were available for exterior wall insulation in RSMeans. | 5525 | 11462.5 | 18512.5
92 | 2023 | Envelope | All | Commercial |  |  | Wall Insulation | Exterior | Wall Insulation Exterior | 2023$/sqft | 0 | 0 | 0 | N/A | N/A | 0 | 0 | 0 | 0 | 0 | 0 | 0 | N/A | N/A | 0 | 0 | 0 | 0 | 0.501 | 1.105 | 5.386 | 5525 | 1 | 1 | 1.1875 | 2.5975 | 11462.5 | 18512.5 | 2050 | Intermediate | 100 | Prevailing local wages, Drive time, Local code requirements, Access, Incentive programs, Existing construction and materials, Moisture issues present, Presence of hazardous materials, Brand recognition, Site assessment, Ceiling height | 2 | 16 | N/A | 2023 | Data is for a polymer based exterior insulation and finish system. Typical prices assume an average wall area of 5,000 sq ft, though wall areas and insulation amounts vary greatly by building. No R-values were available for exterior wall insulation in RSMeans. | 5525 | 11462.5 | 18512.5
92 | 2023 | Envelope | All | Commercial |  |  | Wall Insulation | Exterior | Wall Insulation Exterior | 2023$/sqft | 0 | 0 | 0 | N/A | N/A | 0 | 0 | 0 | 0 | 0 | 0 | 0 | N/A | N/A | 0 | 0 | 0 | 0 | 0.501 | 1.105 | 5.386 | 5525 | 1 | 1 | 1.1875 | 2.5975 | 11462.5 | 18512.5 | 2023 | Advanced | 100 | Prevailing local wages, Drive time, Local code requirements, Access, Incentive programs, Existing construction and materials, Moisture issues present, Presence of hazardous materials, Brand recognition, Site assessment, Ceiling height | 2 | 16 | N/A | 2023 | Data is for a polymer based exterior insulation and finish system. Typical prices assume an average wall area of 5,000 sq ft, though wall areas and insulation amounts vary greatly by building. No R-values were available for exterior wall insulation in RSMeans. | 5525 | 11462.5 | 18512.5
92 | 2023 | Envelope | All | Commercial |  |  | Wall Insulation | Exterior | Wall Insulation Exterior | 2023$/sqft | 0 | 0 | 0 | N/A | N/A | 0 | 0 | 0 | 0 | 0 | 0 | 0 | N/A | N/A | 0 | 0 | 0 | 0 | 0.501 | 1.105 | 5.386 | 5525 | 1 | 1 | 1.1875 | 2.5975 | 11462.5 | 18512.5 | 2030 | Advanced | 100 | Prevailing local wages, Drive time, Local code requirements, Access, Incentive programs, Existing construction and materials, Moisture issues present, Presence of hazardous materials, Brand recognition, Site assessment, Ceiling height | 2 | 16 | N/A | 2023 | Data is for a polymer based exterior insulation and finish system. Typical prices assume an average wall area of 5,000 sq ft, though wall areas and insulation amounts vary greatly by building. No R-values were available for exterior wall insulation in RSMeans. | 5525 | 11462.5 | 18512.5
92 | 2023 | Envelope | All | Commercial |  |  | Wall Insulation | Exterior | Wall Insulation Exterior | 2023$/sqft | 0 | 0 | 0 | N/A | N/A | 0 | 0 | 0 | 0 | 0 | 0 | 0 | N/A | N/A | 0 | 0 | 0 | 0 | 0.501 | 1.105 | 5.386 | 5525 | 1 | 1 | 1.1875 | 2.5975 | 11462.5 | 18512.5 | 2035 | Advanced | 100 | Prevailing local wages, Drive time, Local code requirements, Access, Incentive programs, Existing construction and materials, Moisture issues present, Presence of hazardous materials, Brand recognition, Site assessment, Ceiling height | 2 | 16 | N/A | 2023 | Data is for a polymer based exterior insulation and finish system. Typical prices assume an average wall area of 5,000 sq ft, though wall areas and insulation amounts vary greatly by building. No R-values were available for exterior wall insulation in RSMeans. | 5525 | 11462.5 | 18512.5
92 | 2023 | Envelope | All | Commercial |  |  | Wall Insulation | Exterior | Wall Insulation Exterior | 2023$/sqft | 0 | 0 | 0 | N/A | N/A | 0 | 0 | 0 | 0 | 0 | 0 | 0 | N/A | N/A | 0 | 0 | 0 | 0 | 0.501 | 1.105 | 5.386 | 5525 | 1 | 1 | 1.1875 | 2.5975 | 11462.5 | 18512.5 | 2040 | Advanced | 100 | Prevailing local wages, Drive time, Local code requirements, Access, Incentive programs, Existing construction and materials, Moisture issues present, Presence of hazardous materials, Brand recognition, Site assessment, Ceiling height | 2 | 16 | N/A | 2023 | Data is for a polymer based exterior insulation and finish system. Typical prices assume an average wall area of 5,000 sq ft, though wall areas and insulation amounts vary greatly by building. No R-values were available for exterior wall insulation in RSMeans. | 5525 | 11462.5 | 18512.5
92 | 2023 | Envelope | All | Commercial |  |  | Wall Insulation | Exterior | Wall Insulation Exterior | 2023$/sqft | 0 | 0 | 0 | N/A | N/A | 0 | 0 | 0 | 0 | 0 | 0 | 0 | N/A | N/A | 0 | 0 | 0 | 0 | 0.501 | 1.105 | 5.386 | 5525 | 1 | 1 | 1.1875 | 2.5975 | 11462.5 | 18512.5 | 2045 | Advanced | 100 | Prevailing local wages, Drive time, Local code requirements, Access, Incentive programs, Existing construction and materials, Moisture issues present, Presence of hazardous materials, Brand recognition, Site assessment, Ceiling height | 2 | 16 | N/A | 2023 | Data is for a polymer based exterior insulation and finish system. Typical prices assume an average wall area of 5,000 sq ft, though wall areas and insulation amounts vary greatly by building. No R-values were available for exterior wall insulation in RSMeans. | 5525 | 11462.5 | 18512.5
92 | 2023 | Envelope | All | Commercial |  |  | Wall Insulation | Exterior | Wall Insulation Exterior | 2023$/sqft | 0 | 0 | 0 | N/A | N/A | 0 | 0 | 0 | 0 | 0 | 0 | 0 | N/A | N/A | 0 | 0 | 0 | 0 | 0.501 | 1.105 | 5.386 | 5525 | 1 | 1 | 1.1875 | 2.5975 | 11462.5 | 18512.5 | 2050 | Advanced | 100 | Prevailing local wages, Drive time, Local code requirements, Access, Incentive programs, Existing construction and materials, Moisture issues present, Presence of hazardous materials, Brand recognition, Site assessment, Ceiling height | 2 | 16 | N/A | 2023 | Data is for a polymer based exterior insulation and finish system. Typical prices assume an average wall area of 5,000 sq ft, though wall areas and insulation amounts vary greatly by building. No R-values were available for exterior wall insulation in RSMeans. | 5525 | 11462.5 | 18512.5
93 | 2023 | Envelope | All | Commercial |  |  | Roof Insulation |  | Roof Insulation | 2023$/sqft | 0.091183 | 0.14286 | 0.20631 | R-Value | K⋅m/W | 1.3 | 5.56 | 23.26 | 23.26 | 0 | 0 | 0 | N/A | N/A | 0 | 0 | 0 | 0 | 0.097634 | 0.66286 | 1.3353 | 7285.7146 | 1 | 1 | 0.73559 | 0.92559 | 10963.6751 | 11913.6751 | 2023 | Reference | 100 | Prevailing local wages, Drive time, Local code requirements, Access, Incentive programs, Existing construction and materials, Moisture issues present, Presence of hazardous materials, Brand recognition, Site assessment, Ceiling height | 2 | 42 | 0.2827 | 2023 | Insulation types include polystyrene, expanded polystyrene, fiberglass, perlite, asphaltic cover board, fiberboard high density, fiberboard low density, polyisocyanurate, and gypsum cover board. Typical costs assume an average roof area of 5,000 sq ft, thought roof area and insulation amounts vary greatly by buiding. | 7285.7146 | 10963.6751 | 11913.6751
93 | 2023 | Envelope | All | Commercial |  |  | Roof Insulation |  | Roof Insulation | 2023$/sqft | 0.091183 | 0.14286 | 0.20631 | R-Value | K⋅m/W | 1.3 | 5.56 | 23.26 | 23.26 | 0 | 0 | 0 | N/A | N/A | 0 | 0 | 0 | 0 | 0.097634 | 0.66286 | 1.3353 | 7285.7146 | 1 | 1 | 0.73559 | 0.92559 | 10963.6751 | 11913.6751 | 2030 | Reference | 100 | Prevailing local wages, Drive time, Local code requirements, Access, Incentive programs, Existing construction and materials, Moisture issues present, Presence of hazardous materials, Brand recognition, Site assessment, Ceiling height | 2 | 42 | 0.2827 | 2023 | Insulation types include polystyrene, expanded polystyrene, fiberglass, perlite, asphaltic cover board, fiberboard high density, fiberboard low density, polyisocyanurate, and gypsum cover board. Typical costs assume an average roof area of 5,000 sq ft, thought roof area and insulation amounts vary greatly by buiding. | 7285.7146 | 10963.6751 | 11913.6751
93 | 2023 | Envelope | All | Commercial |  |  | Roof Insulation |  | Roof Insulation | 2023$/sqft | 0.091183 | 0.14286 | 0.20631 | R-Value | K⋅m/W | 1.3 | 5.56 | 23.26 | 23.26 | 0 | 0 | 0 | N/A | N/A | 0 | 0 | 0 | 0 | 0.097634 | 0.66286 | 1.3353 | 7285.7146 | 1 | 1 | 0.73559 | 0.92559 | 10963.6751 | 11913.6751 | 2035 | Reference | 100 | Prevailing local wages, Drive time, Local code requirements, Access, Incentive programs, Existing construction and materials, Moisture issues present, Presence of hazardous materials, Brand recognition, Site assessment, Ceiling height | 2 | 42 | 0.2827 | 2023 | Insulation types include polystyrene, expanded polystyrene, fiberglass, perlite, asphaltic cover board, fiberboard high density, fiberboard low density, polyisocyanurate, and gypsum cover board. Typical costs assume an average roof area of 5,000 sq ft, thought roof area and insulation amounts vary greatly by buiding. | 7285.7146 | 10963.6751 | 11913.6751
93 | 2023 | Envelope | All | Commercial |  |  | Roof Insulation |  | Roof Insulation | 2023$/sqft | 0.091183 | 0.14286 | 0.20631 | R-Value | K⋅m/W | 1.3 | 5.56 | 23.26 | 23.26 | 0 | 0 | 0 | N/A | N/A | 0 | 0 | 0 | 0 | 0.097634 | 0.66286 | 1.3353 | 7285.7146 | 1 | 1 | 0.73559 | 0.92559 | 10963.6751 | 11913.6751 | 2040 | Reference | 100 | Prevailing local wages, Drive time, Local code requirements, Access, Incentive programs, Existing construction and materials, Moisture issues present, Presence of hazardous materials, Brand recognition, Site assessment, Ceiling height | 2 | 42 | 0.2827 | 2023 | Insulation types include polystyrene, expanded polystyrene, fiberglass, perlite, asphaltic cover board, fiberboard high density, fiberboard low density, polyisocyanurate, and gypsum cover board. Typical costs assume an average roof area of 5,000 sq ft, thought roof area and insulation amounts vary greatly by buiding. | 7285.7146 | 10963.6751 | 11913.6751
93 | 2023 | Envelope | All | Commercial |  |  | Roof Insulation |  | Roof Insulation | 2023$/sqft | 0.091183 | 0.14286 | 0.20631 | R-Value | K⋅m/W | 1.3 | 5.56 | 23.26 | 23.26 | 0 | 0 | 0 | N/A | N/A | 0 | 0 | 0 | 0 | 0.097634 | 0.66286 | 1.3353 | 7285.7146 | 1 | 1 | 0.73559 | 0.92559 | 10963.6751 | 11913.6751 | 2045 | Reference | 100 | Prevailing local wages, Drive time, Local code requirements, Access, Incentive programs, Existing construction and materials, Moisture issues present, Presence of hazardous materials, Brand recognition, Site assessment, Ceiling height | 2 | 42 | 0.2827 | 2023 | Insulation types include polystyrene, expanded polystyrene, fiberglass, perlite, asphaltic cover board, fiberboard high density, fiberboard low density, polyisocyanurate, and gypsum cover board. Typical costs assume an average roof area of 5,000 sq ft, thought roof area and insulation amounts vary greatly by buiding. | 7285.7146 | 10963.6751 | 11913.6751
93 | 2023 | Envelope | All | Commercial |  |  | Roof Insulation |  | Roof Insulation | 2023$/sqft | 0.091183 | 0.14286 | 0.20631 | R-Value | K⋅m/W | 1.3 | 5.56 | 23.26 | 23.26 | 0 | 0 | 0 | N/A | N/A | 0 | 0 | 0 | 0 | 0.097634 | 0.66286 | 1.3353 | 7285.7146 | 1 | 1 | 0.73559 | 0.92559 | 10963.6751 | 11913.6751 | 2050 | Reference | 100 | Prevailing local wages, Drive time, Local code requirements, Access, Incentive programs, Existing construction and materials, Moisture issues present, Presence of hazardous materials, Brand recognition, Site assessment, Ceiling height | 2 | 42 | 0.2827 | 2023 | Insulation types include polystyrene, expanded polystyrene, fiberglass, perlite, asphaltic cover board, fiberboard high density, fiberboard low density, polyisocyanurate, and gypsum cover board. Typical costs assume an average roof area of 5,000 sq ft, thought roof area and insulation amounts vary greatly by buiding. | 7285.7146 | 10963.6751 | 11913.6751
93 | 2023 | Envelope | All | Commercial |  |  | Roof Insulation |  | Roof Insulation | 2023$/sqft | 0.091183 | 0.14286 | 0.20631 | R-Value | K⋅m/W | 1.3 | 5.56 | 23.26 | 23.26 | 0 | 0 | 0 | N/A | N/A | 0 | 0 | 0 | 0 | 0.097634 | 0.66286 | 1.3353 | 7285.7146 | 1 | 1 | 0.73559 | 0.92559 | 10963.6751 | 11913.6751 | 2023 | Intermediate | 100 | Prevailing local wages, Drive time, Local code requirements, Access, Incentive programs, Existing construction and materials, Moisture issues present, Presence of hazardous materials, Brand recognition, Site assessment, Ceiling height | 2 | 42 | 0.2827 | 2023 | Insulation types include polystyrene, expanded polystyrene, fiberglass, perlite, asphaltic cover board, fiberboard high density, fiberboard low density, polyisocyanurate, and gypsum cover board. Typical costs assume an average roof area of 5,000 sq ft, thought roof area and insulation amounts vary greatly by buiding. | 7285.7146 | 10963.6751 | 11913.6751
93 | 2023 | Envelope | All | Commercial |  |  | Roof Insulation |  | Roof Insulation | 2023$/sqft | 0.091183 | 0.14286 | 0.20631 | R-Value | K⋅m/W | 1.3 | 7.49 | 23.26 | 23.26 | 0 | 0 | 0 | N/A | N/A | 0 | 0 | 0 | 0 | 0.097634 | 0.66286 | 1.3353 | 8664.2846 | 1 | 1 | 0.73559 | 0.92559 | 12342.2452 | 13292.2452 | 2030 | Intermediate | 100 | Prevailing local wages, Drive time, Local code requirements, Access, Incentive programs, Existing construction and materials, Moisture issues present, Presence of hazardous materials, Brand recognition, Site assessment, Ceiling height | 2 | 42 | 0.2827 | 2023 | Insulation types include polystyrene, expanded polystyrene, fiberglass, perlite, asphaltic cover board, fiberboard high density, fiberboard low density, polyisocyanurate, and gypsum cover board. Typical costs assume an average roof area of 5,000 sq ft, thought roof area and insulation amounts vary greatly by buiding. | 7285.7146 | 10963.6751 | 11913.6751
93 | 2023 | Envelope | All | Commercial |  |  | Roof Insulation |  | Roof Insulation | 2023$/sqft | 0.091183 | 0.14286 | 0.20631 | R-Value | K⋅m/W | 1.3 | 8.6775 | 23.26 | 23.26 | 0 | 0 | 0 | N/A | N/A | 0 | 0 | 0 | 0 | 0.097634 | 0.66286 | 1.3353 | 9512.4981 | 1 | 1 | 0.73559 | 0.92559 | 13190.4586 | 14140.4586 | 2035 | Intermediate | 100 | Prevailing local wages, Drive time, Local code requirements, Access, Incentive programs, Existing construction and materials, Moisture issues present, Presence of hazardous materials, Brand recognition, Site assessment, Ceiling height | 2 | 42 | 0.2827 | 2023 | Insulation types include polystyrene, expanded polystyrene, fiberglass, perlite, asphaltic cover board, fiberboard high density, fiberboard low density, polyisocyanurate, and gypsum cover board. Typical costs assume an average roof area of 5,000 sq ft, thought roof area and insulation amounts vary greatly by buiding. | 7285.7146 | 10963.6751 | 11913.6751
93 | 2023 | Envelope | All | Commercial |  |  | Roof Insulation |  | Roof Insulation | 2023$/sqft | 0.091183 | 0.14286 | 0.20631 | R-Value | K⋅m/W | 1.3 | 9.865 | 23.26 | 23.26 | 0 | 0 | 0 | N/A | N/A | 0 | 0 | 0 | 0 | 0.097634 | 0.66286 | 1.3353 | 10360.7115 | 1 | 1 | 0.73559 | 0.92559 | 14038.6721 | 14988.6721 | 2040 | Intermediate | 100 | Prevailing local wages, Drive time, Local code requirements, Access, Incentive programs, Existing construction and materials, Moisture issues present, Presence of hazardous materials, Brand recognition, Site assessment, Ceiling height | 2 | 42 | 0.2827 | 2023 | Insulation types include polystyrene, expanded polystyrene, fiberglass, perlite, asphaltic cover board, fiberboard high density, fiberboard low density, polyisocyanurate, and gypsum cover board. Typical costs assume an average roof area of 5,000 sq ft, thought roof area and insulation amounts vary greatly by buiding. | 7285.7146 | 10963.6751 | 11913.6751
93 | 2023 | Envelope | All | Commercial |  |  | Roof Insulation |  | Roof Insulation | 2023$/sqft | 0.091183 | 0.14286 | 0.20631 | R-Value | K⋅m/W | 1.3 | 11.07 | 23.26 | 23.26 | 0 | 0 | 0 | N/A | N/A | 0 | 0 | 0 | 0 | 0.097634 | 0.66286 | 1.3353 | 11221.4249 | 1 | 1 | 0.73559 | 0.92559 | 14899.3855 | 15849.3855 | 2045 | Intermediate | 100 | Prevailing local wages, Drive time, Local code requirements, Access, Incentive programs, Existing construction and materials, Moisture issues present, Presence of hazardous materials, Brand recognition, Site assessment, Ceiling height | 2 | 42 | 0.2827 | 2023 | Insulation types include polystyrene, expanded polystyrene, fiberglass, perlite, asphaltic cover board, fiberboard high density, fiberboard low density, polyisocyanurate, and gypsum cover board. Typical costs assume an average roof area of 5,000 sq ft, thought roof area and insulation amounts vary greatly by buiding. | 7285.7146 | 10963.6751 | 11913.6751
93 | 2023 | Envelope | All | Commercial |  |  | Roof Insulation |  | Roof Insulation | 2023$/sqft | 0.091183 | 0.14286 | 0.20631 | R-Value | K⋅m/W | 1.3 | 12.275 | 23.26 | 23.26 | 0 | 0 | 0 | N/A | N/A | 0 | 0 | 0 | 0 | 0.097634 | 0.66286 | 1.3353 | 12082.1384 | 1 | 1 | 0.73559 | 0.92559 | 15760.0989 | 16710.0989 | 2050 | Intermediate | 100 | Prevailing local wages, Drive time, Local code requirements, Access, Incentive programs, Existing construction and materials, Moisture issues present, Presence of hazardous materials, Brand recognition, Site assessment, Ceiling height | 2 | 42 | 0.2827 | 2023 | Insulation types include polystyrene, expanded polystyrene, fiberglass, perlite, asphaltic cover board, fiberboard high density, fiberboard low density, polyisocyanurate, and gypsum cover board. Typical costs assume an average roof area of 5,000 sq ft, thought roof area and insulation amounts vary greatly by buiding. | 7285.7146 | 10963.6751 | 11913.6751
93 | 2023 | Envelope | All | Commercial |  |  | Roof Insulation |  | Roof Insulation | 2023$/sqft | 0.091183 | 0.14286 | 0.20631 | R-Value | K⋅m/W | 1.3 | 12.275 | 23.26 | 23.26 | 0 | 0 | 0 | N/A | N/A | 0 | 0 | 0 | 0 | 0.097634 | 0.66286 | 1.3353 | 12082.1384 | 1 | 1 | 0.73559 | 0.92559 | 15760.0989 | 16710.0989 | 2023 | Advanced | 100 | Prevailing local wages, Drive time, Local code requirements, Access, Incentive programs, Existing construction and materials, Moisture issues present, Presence of hazardous materials, Brand recognition, Site assessment, Ceiling height | 2 | 42 | 0.2827 | 2023 | Insulation types include polystyrene, expanded polystyrene, fiberglass, perlite, asphaltic cover board, fiberboard high density, fiberboard low density, polyisocyanurate, and gypsum cover board. Typical costs assume an average roof area of 5,000 sq ft, thought roof area and insulation amounts vary greatly by buiding. | 7285.7146 | 10963.6751 | 11913.6751
93 | 2023 | Envelope | All | Commercial |  |  | Roof Insulation |  | Roof Insulation | 2023$/sqft | 0.091183 | 0.14286 | 0.20631 | R-Value | K⋅m/W | 1.3 | 9.42 | 23.26 | 23.26 | 0 | 0 | 0 | N/A | N/A | 0 | 0 | 0 | 0 | 0.097634 | 0.66286 | 1.3353 | 10042.8547 | 1 | 1 | 0.73559 | 0.92559 | 13720.8152 | 14670.8152 | 2030 | Advanced | 100 | Prevailing local wages, Drive time, Local code requirements, Access, Incentive programs, Existing construction and materials, Moisture issues present, Presence of hazardous materials, Brand recognition, Site assessment, Ceiling height | 2 | 42 | 0.2827 | 2023 | Insulation types include polystyrene, expanded polystyrene, fiberglass, perlite, asphaltic cover board, fiberboard high density, fiberboard low density, polyisocyanurate, and gypsum cover board. Typical costs assume an average roof area of 5,000 sq ft, thought roof area and insulation amounts vary greatly by buiding. | 7285.7146 | 10963.6751 | 11913.6751
93 | 2023 | Envelope | All | Commercial |  |  | Roof Insulation |  | Roof Insulation | 2023$/sqft | 0.091183 | 0.14286 | 0.20631 | R-Value | K⋅m/W | 1.3 | 11.795 | 23.26 | 23.26 | 0 | 0 | 0 | N/A | N/A | 0 | 0 | 0 | 0 | 0.097634 | 0.66286 | 1.3353 | 11739.2816 | 1 | 1 | 0.73559 | 0.92559 | 15417.2421 | 16367.2421 | 2035 | Advanced | 100 | Prevailing local wages, Drive time, Local code requirements, Access, Incentive programs, Existing construction and materials, Moisture issues present, Presence of hazardous materials, Brand recognition, Site assessment, Ceiling height | 2 | 42 | 0.2827 | 2023 | Insulation types include polystyrene, expanded polystyrene, fiberglass, perlite, asphaltic cover board, fiberboard high density, fiberboard low density, polyisocyanurate, and gypsum cover board. Typical costs assume an average roof area of 5,000 sq ft, thought roof area and insulation amounts vary greatly by buiding. | 7285.7146 | 10963.6751 | 11913.6751
93 | 2023 | Envelope | All | Commercial |  |  | Roof Insulation |  | Roof Insulation | 2023$/sqft | 0.091183 | 0.14286 | 0.20631 | R-Value | K⋅m/W | 1.3 | 14.17 | 23.26 | 23.26 | 0 | 0 | 0 | N/A | N/A | 0 | 0 | 0 | 0 | 0.097634 | 0.66286 | 1.3353 | 13435.7085 | 1 | 1 | 0.73559 | 0.92559 | 17113.669 | 18063.669 | 2040 | Advanced | 100 | Prevailing local wages, Drive time, Local code requirements, Access, Incentive programs, Existing construction and materials, Moisture issues present, Presence of hazardous materials, Brand recognition, Site assessment, Ceiling height | 2 | 42 | 0.2827 | 2023 | Insulation types include polystyrene, expanded polystyrene, fiberglass, perlite, asphaltic cover board, fiberboard high density, fiberboard low density, polyisocyanurate, and gypsum cover board. Typical costs assume an average roof area of 5,000 sq ft, thought roof area and insulation amounts vary greatly by buiding. | 7285.7146 | 10963.6751 | 11913.6751
93 | 2023 | Envelope | All | Commercial |  |  | Roof Insulation |  | Roof Insulation | 2023$/sqft | 0.091183 | 0.14286 | 0.20631 | R-Value | K⋅m/W | 1.3 | 16.58 | 23.26 | 23.26 | 0 | 0 | 0 | N/A | N/A | 0 | 0 | 0 | 0 | 0.097634 | 0.66286 | 1.3353 | 15157.1353 | 1 | 1 | 0.73559 | 0.92559 | 18835.0958 | 19785.0958 | 2045 | Advanced | 100 | Prevailing local wages, Drive time, Local code requirements, Access, Incentive programs, Existing construction and materials, Moisture issues present, Presence of hazardous materials, Brand recognition, Site assessment, Ceiling height | 2 | 42 | 0.2827 | 2023 | Insulation types include polystyrene, expanded polystyrene, fiberglass, perlite, asphaltic cover board, fiberboard high density, fiberboard low density, polyisocyanurate, and gypsum cover board. Typical costs assume an average roof area of 5,000 sq ft, thought roof area and insulation amounts vary greatly by buiding. | 7285.7146 | 10963.6751 | 11913.6751
93 | 2023 | Envelope | All | Commercial |  |  | Roof Insulation |  | Roof Insulation | 2023$/sqft | 0.091183 | 0.14286 | 0.20631 | R-Value | K⋅m/W | 1.3 | 18.99 | 23.26 | 23.26 | 0 | 0 | 0 | N/A | N/A | 0 | 0 | 0 | 0 | 0.097634 | 0.66286 | 1.3353 | 16878.5622 | 1 | 1 | 0.73559 | 0.92559 | 20556.5227 | 21506.5227 | 2050 | Advanced | 100 | Prevailing local wages, Drive time, Local code requirements, Access, Incentive programs, Existing construction and materials, Moisture issues present, Presence of hazardous materials, Brand recognition, Site assessment, Ceiling height | 2 | 42 | 0.2827 | 2023 | Insulation types include polystyrene, expanded polystyrene, fiberglass, perlite, asphaltic cover board, fiberboard high density, fiberboard low density, polyisocyanurate, and gypsum cover board. Typical costs assume an average roof area of 5,000 sq ft, thought roof area and insulation amounts vary greatly by buiding. | 7285.7146 | 10963.6751 | 11913.6751

## Tableau- 2023 Typical (hidden)
ID | Technology Name | Year | Price Type | Scenario | Performance Metric 1 | Performance Metric 2 | Value

## Tableau- Performance (hidden)
ID | Technology Name | Year | Scenario | Performance Type | Efficiency Value

## New Commercial Tech (hidden)
Technology | Lead | Current Status | Next Steps | Description | Price Metric | Replace | Added Retrofit Costs | Additional Retrofit Considerations | Final Plan for ATB Database Format
[6 empty] | The typical equipment that the technology would be replacing (based on ComStock) | When swapping out the typical equipment, what are the additional potential retrofit costs. | Not included in pricing regressions but could impact total installed cost | Based on the data we have, what is our best approach to get the data into ATB format
Rooftop Unit Heat Pump, Standard (electric or gas backup) | Mark/Martin | Contractor estimates, standards, CEC report, daikan | RSMeans data | Rooftop units that can provide both heating and cooling to a building, typically small-medium sized commercial buildings, with electric resistance or auxiliary gas backup | $/ton | Gas-fired and electric resistance rooftop units | Electric infrastructure upgrade, demolition of existing equipment | Structural support surveying if the new unit is heavier than the legacy unit | Regressions: With the available data there should be enough points to generate from case studies and looking at the TSD and EIA.
Rooftop Unit Heat Pump, Cold Climate (electric or gas backup) | Mark | Contractor estimates | RSMeans data | Rooftop units that can provide both heating and cooling to a building, typically small-medium sized commercial buildings, with electric resistance or auxiliary gas backup at ambient temperatures below 0 degrees | $/ton | Gas-fired and electric resistance rooftop units | Electric infrastructure upgrade, demolition of existing equipment | Structural support surveying if the new unit is heavier than the legacy unit | Regressions: Using internal SMEs and contractor estimates we can build a regression that is a scaled version or flat line item add based on regular RTU's
Air-toWater Heat Pump (Air-Source Heat Pump Boiler) / Hydronic Heat pump | Valerie | CEC report | RSMeans data; California case studies | This technology uses electricity to move heat from the surrounding air and transfer it at a higher temperature for space heating application. | $/ton | DOAS with chilled water system with boiler | Electric infrastructure upgrade, demolition of existing equipment | Mechanical room ventilation and expansion, structural support surveying, freeze protection / glycol loops for outdoor components in cold weather regions, sound barriers for external locations | Point values: Case study available with limited data from California
Packaged single zone air conditioner (PSZ-AC) with gas boiler
Variable air volume (VAV) vhilled water system with gas boiler reheat
Heat recovery chiller | Carly/Mark | No data | Follow up with Contractor; look online; RSMeans | When building requires simultaneous heating and cooling, heat dissipated from condenser can be recovered and directed to other heating applications | $/ton | Chiller | Electric infrastructure upgrade, demolition of existing equipment |  | Point value ranges: Hoping to get some general costs from manufacturer contacts, but don't anticipate it will be enough for a regression
Boiler (with smaller capacity boiler)
Add-on energy recovery ventilation to air handling units | Carly | RSMeans Data | Research online | Adds airside energy recovery (humid climates) or heat recovery (other climates). Fan power is increased to overcome the additional static pressure from the recovery systems. Assumes 90% of return air is available for recovery. | $/unit | AHUs with outdoor air that do not already have an energy/heat recovery system |  |  | Point value ranges: RSMeans data for Wheels and Heat Pipe technologies
Single-zone packaged rooftop units
DOAS
Multi-zone variable air volume systems
Demand control ventilation | Valerie | None | Look online for case studies and pricing available; ask JCI on this one- occupancy sensors and CO2 sensors (what would the premium be) | Feedback control method that, when properly implemented, can reduce the energy used by HVAC systems while at the same time maintaining indoor air quality by modulating the ventilation rates to match the needs of the building. DCV reduces the rate at which outdoor air is delivered during periods of less-than-design occupancy. | $/sq ft | Any air loop system except those with DOAS, PTAC/PTHP, ERV |  | Replacing field engines and existing wiring. Software subscription costs | Point value ranges: some resources online (blogs, DOE, industry orgs) but unclear whether it will be enough for a regression.
Dedicated Outdoor Air System (DOAS) with Mini Split Heat Pumps | Mark/Martin | Use residentil mini-split costs | Ask Contractor for DOAS costs with mini split heat pump | Variable speed MSHPs and a DOAS system with an energy recovery ventilator (ERV) or heat recovery ventilator (HRV). The DOAS system uses the existing ductwork from the replaced RTU. | $/unit | Gas Fired RTUs | Electric infrastructure upgrade, demolition of existing equipment |  | Point value ranges: Can most likely get some general costs on DOAS units from manufacturer contacts, but don't anticipate it will be enough for a regression. Costs for mini-splits are available.
Electric Resistance RTUs
DOAS with VRF | Mark/Carly | Case study, CEC report | RSMeans data | The upgraded system decouples ventilation from space conditioning, with ventilation being handled by the dedicated outdoor air system (DOAS), and remaining space conditioning handled by an air-source variable refrigerant flow (VRF) system. | $/ton | RTUs or VAV systems that do not use district heating or cooling | Electric infrastructure upgrade, demolition of existing equipment |  | Point value ranges: System costs vary based on building type, layout, location, and size so we may have to provide total installed cost values. Not sure if there will be available data that encompasses enough of the different potential installs to where a regression and generic installations costs would make sense
Supplemental heating
New wiring
Ground source heat pump | Martin | EIA data, CECreport, case studies | RSMeans data | This technology uses electricity to transfer heat or absorb heat from the constant temperature of the earth as the exchange medium instead of the outside air temperature. | $/ton | Chiller and Boiler | Ground excavation and/or bore hole drilling | Site assessment. Large amounts of piping | Point value ranges: Installation costs for geothermal wells vary substantially based on location, soil type, and building size. For this reason the installation costs for GSHPs only include the cost of installing the heat pump unit. A range of costs for th excavation and installation of a geothermal well is included in the retail price range of GSHPs.
demolition of existing equipment in retrofit scenarios.