## All Residential
Technology ID | B-TB Year | Sector | End Use Category | Component | Technology/Measure | Fuel Type | Display Name | Regression Output Units | Mapping to Most Granular NREMDB Tech/Measure Name | Mapping to Most Granular EIA/Scout Tech/Measure Name | Regression metric 1 - Coefficient-Low | Regression metric 1 - Coefficient-Mid | Regression metric 1 - Coefficient-High | Regression metric 1 - Metric | Regression metric 1 - Unit | Regression metric 1 - Lower Bound | Regression metric 1 - Typical | Regression metric 1 - High | Regression metric 1 - Upper Bound | Regression metric 2 - Coefficient-Low | Regression metric 2 - Coefficient-Mid | Regression metric 2 - Coefficient-High | Regression metric 2 - Metric | Regression metric 2 - Unit | Regression metric 2 - Lower Bound | Regression metric 2 - Typical | Regression metric 2 - High | Regression metric 2 - Upper Bound | Regression Intercept - Low | Regression Intercept - Mid | Regression Intercept - High | Typical unit multiplier | Typical unit multiplier units name | Typical unit multiplier units abbreviation | Typical Retail Price ($2023) - Low | Typical Retail Price ($2023) - Mid | Typical Retail Price ($2023) - High | Installation Multiplier - New Construction | Installation Multiplier - Retrofit | Installation Adder - New Construction | Installation Adder - Retrofit | Typical New Construction Installed Cost ($2023) - Low | Typical New Construction Installed Cost ($2023) - Mid | Typical New Construction Installed Cost ($2023) - High | Typical Retrofit Installed Cost ($2023) - Low | Typical Retrofit Installed Cost ($2023) - Mid | Typical Retrofit Installed Cost ($2023) - High | Projection Year | Projection Scenario | Lifetime (Years) | Cost Variation Considerations | Source Diversity | Sample Size | R-squared value | Data Age | Notes
1 | 2023 | Residential | Envelope | Air Sealing | <40% Reduction |  | Air Sealing <40% Reduction | 2023$/sqft | Air Sealing <40% Reduction |  | 0.48045 | 0.89424 | 1.3337 | Leakage Reduction | Percent | 0.03 | 0.23 | 0.4 | 0.4 | 0 | 0 | 0 | Square Feet | ft2 | 0 | 2025 | 0 | 0 | 0.14008 | 0.22737 | 0.45767 | 2025 | Square Feet | ft2 | 507.4336 | 876.9207 | 1547.9294 | 1 | 1 | 0 | 0 | 507.4336 | 876.9207 | 1547.9294 | 507.4336 | 876.9207 | 1547.9294 | 2023 | Reference | N/A | Prevailing local wages, Drive time, Local code requirements, Access, Presence/condition/type of existing insulation, Existing construction and materials, Moisture issues present, Presence of hazardous materials, Presence of hazardous materials, Extent of preparation, Accommodation for termite inspections | 1 | 351 | 0.05138 | 2019 | For advanced case, it is assumed that the development of improved techniques to seal existing buildings will result in more cost-effective solutions. Several factors were considered for air sealing: Dependent variable: total cost, cost per square foot of home Independent variables: percent leakage reduction, age of home, and square foot of home (all are statistically significant) Heteroscedasticity is detected. Log transformations were done to reduce variance, but linear-linear data still produced the best results. Collinearity was detected between percent leakage reduction and age of home. Percent leakage was picked due to lower p-value and higher R^2 value. Square footage of home was considered by dividing it by the cost, so the independent variable is cost per square foot. Assumes average home is 2,025 sqft to derive typical costs.
1 | 2023 | Residential | Envelope | Air Sealing | <40% Reduction |  | Air Sealing <40% Reduction | 2023$/sqft | Air Sealing <40% Reduction |  | 0.48045 | 0.89424 | 1.3337 | Leakage Reduction | Percent | 0.03 | 0.23 | 0.4 | 0.4 | 0 | 0 | 0 | Square Feet | ft2 | 0 | 2025 | 0 | 0 | 0.14008 | 0.22737 | 0.45767 | 2025 | Square Feet | ft2 | 507.4336 | 876.9207 | 1547.9294 | 1 | 1 | 0 | 0 | 507.4336 | 876.9207 | 1547.9294 | 507.4336 | 876.9207 | 1547.9294 | 2030 | Reference | N/A | Prevailing local wages, Drive time, Local code requirements, Access, Presence/condition/type of existing insulation, Existing construction and materials, Moisture issues present, Presence of hazardous materials, Presence of hazardous materials, Extent of preparation, Accommodation for termite inspections | 1 | 351 | 0.05138 | 2019 | For advanced case, it is assumed that the development of improved techniques to seal existing buildings will result in more cost-effective solutions. Several factors were considered for air sealing: Dependent variable: total cost, cost per square foot of home Independent variables: percent leakage reduction, age of home, and square foot of home (all are statistically significant) Heteroscedasticity is detected. Log transformations were done to reduce variance, but linear-linear data still produced the best results. Collinearity was detected between percent leakage reduction and age of home. Percent leakage was picked due to lower p-value and higher R^2 value. Square footage of home was considered by dividing it by the cost, so the independent variable is cost per square foot. Assumes average home is 2,025 sqft to derive typical costs.
1 | 2023 | Residential | Envelope | Air Sealing | <40% Reduction |  | Air Sealing <40% Reduction | 2023$/sqft | Air Sealing <40% Reduction |  | 0.48045 | 0.89424 | 1.3337 | Leakage Reduction | Percent | 0.03 | 0.23 | 0.4 | 0.4 | 0 | 0 | 0 | Square Feet | ft2 | 0 | 2025 | 0 | 0 | 0.14008 | 0.22737 | 0.45767 | 2025 | Square Feet | ft2 | 507.4336 | 876.9207 | 1547.9294 | 1 | 1 | 0 | 0 | 507.4336 | 876.9207 | 1547.9294 | 507.4336 | 876.9207 | 1547.9294 | 2035 | Reference | N/A | Prevailing local wages, Drive time, Local code requirements, Access, Presence/condition/type of existing insulation, Existing construction and materials, Moisture issues present, Presence of hazardous materials, Presence of hazardous materials, Extent of preparation, Accommodation for termite inspections | 1 | 351 | 0.05138 | 2019 | For advanced case, it is assumed that the development of improved techniques to seal existing buildings will result in more cost-effective solutions. Several factors were considered for air sealing: Dependent variable: total cost, cost per square foot of home Independent variables: percent leakage reduction, age of home, and square foot of home (all are statistically significant) Heteroscedasticity is detected. Log transformations were done to reduce variance, but linear-linear data still produced the best results. Collinearity was detected between percent leakage reduction and age of home. Percent leakage was picked due to lower p-value and higher R^2 value. Square footage of home was considered by dividing it by the cost, so the independent variable is cost per square foot. Assumes average home is 2,025 sqft to derive typical costs.
1 | 2023 | Residential | Envelope | Air Sealing | <40% Reduction |  | Air Sealing <40% Reduction | 2023$/sqft | Air Sealing <40% Reduction |  | 0.48045 | 0.89424 | 1.3337 | Leakage Reduction | Percent | 0.03 | 0.23 | 0.4 | 0.4 | 0 | 0 | 0 | Square Feet | ft2 | 0 | 2025 | 0 | 0 | 0.14008 | 0.22737 | 0.45767 | 2025 | Square Feet | ft2 | 507.4336 | 876.9207 | 1547.9294 | 1 | 1 | 0 | 0 | 507.4336 | 876.9207 | 1547.9294 | 507.4336 | 876.9207 | 1547.9294 | 2040 | Reference | N/A | Prevailing local wages, Drive time, Local code requirements, Access, Presence/condition/type of existing insulation, Existing construction and materials, Moisture issues present, Presence of hazardous materials, Presence of hazardous materials, Extent of preparation, Accommodation for termite inspections | 1 | 351 | 0.05138 | 2019 | For advanced case, it is assumed that the development of improved techniques to seal existing buildings will result in more cost-effective solutions. Several factors were considered for air sealing: Dependent variable: total cost, cost per square foot of home Independent variables: percent leakage reduction, age of home, and square foot of home (all are statistically significant) Heteroscedasticity is detected. Log transformations were done to reduce variance, but linear-linear data still produced the best results. Collinearity was detected between percent leakage reduction and age of home. Percent leakage was picked due to lower p-value and higher R^2 value. Square footage of home was considered by dividing it by the cost, so the independent variable is cost per square foot. Assumes average home is 2,025 sqft to derive typical costs.
1 | 2023 | Residential | Envelope | Air Sealing | <40% Reduction |  | Air Sealing <40% Reduction | 2023$/sqft | Air Sealing <40% Reduction |  | 0.48045 | 0.89424 | 1.3337 | Leakage Reduction | Percent | 0.03 | 0.23 | 0.4 | 0.4 | 0 | 0 | 0 | Square Feet | ft2 | 0 | 2025 | 0 | 0 | 0.14008 | 0.22737 | 0.45767 | 2025 | Square Feet | ft2 | 507.4336 | 876.9207 | 1547.9294 | 1 | 1 | 0 | 0 | 507.4336 | 876.9207 | 1547.9294 | 507.4336 | 876.9207 | 1547.9294 | 2045 | Reference | N/A | Prevailing local wages, Drive time, Local code requirements, Access, Presence/condition/type of existing insulation, Existing construction and materials, Moisture issues present, Presence of hazardous materials, Presence of hazardous materials, Extent of preparation, Accommodation for termite inspections | 1 | 351 | 0.05138 | 2019 | For advanced case, it is assumed that the development of improved techniques to seal existing buildings will result in more cost-effective solutions. Several factors were considered for air sealing: Dependent variable: total cost, cost per square foot of home Independent variables: percent leakage reduction, age of home, and square foot of home (all are statistically significant) Heteroscedasticity is detected. Log transformations were done to reduce variance, but linear-linear data still produced the best results. Collinearity was detected between percent leakage reduction and age of home. Percent leakage was picked due to lower p-value and higher R^2 value. Square footage of home was considered by dividing it by the cost, so the independent variable is cost per square foot. Assumes average home is 2,025 sqft to derive typical costs.
1 | 2023 | Residential | Envelope | Air Sealing | <40% Reduction |  | Air Sealing <40% Reduction | 2023$/sqft | Air Sealing <40% Reduction |  | 0.48045 | 0.89424 | 1.3337 | Leakage Reduction | Percent | 0.03 | 0.23 | 0.4 | 0.4 | 0 | 0 | 0 | Square Feet | ft2 | 0 | 2025 | 0 | 0 | 0.14008 | 0.22737 | 0.45767 | 2025 | Square Feet | ft2 | 507.4336 | 876.9207 | 1547.9294 | 1 | 1 | 0 | 0 | 507.4336 | 876.9207 | 1547.9294 | 507.4336 | 876.9207 | 1547.9294 | 2050 | Reference | N/A | Prevailing local wages, Drive time, Local code requirements, Access, Presence/condition/type of existing insulation, Existing construction and materials, Moisture issues present, Presence of hazardous materials, Presence of hazardous materials, Extent of preparation, Accommodation for termite inspections | 1 | 351 | 0.05138 | 2019 | For advanced case, it is assumed that the development of improved techniques to seal existing buildings will result in more cost-effective solutions. Several factors were considered for air sealing: Dependent variable: total cost, cost per square foot of home Independent variables: percent leakage reduction, age of home, and square foot of home (all are statistically significant) Heteroscedasticity is detected. Log transformations were done to reduce variance, but linear-linear data still produced the best results. Collinearity was detected between percent leakage reduction and age of home. Percent leakage was picked due to lower p-value and higher R^2 value. Square footage of home was considered by dividing it by the cost, so the independent variable is cost per square foot. Assumes average home is 2,025 sqft to derive typical costs.
1 | 2023 | Residential | Envelope | Air Sealing | <40% Reduction |  | Air Sealing <40% Reduction | 2023$/sqft | Air Sealing <40% Reduction |  | 0.48045 | 0.89424 | 1.3337 | Leakage Reduction | Percent | 0.03 | 0.23 | 0.4 | 0.4 | 0 | 0 | 0 | Square Feet | ft2 | 0 | 2025 | 0 | 0 | 0.14008 | 0.22737 | 0.45767 | 2025 | Square Feet | ft2 | 507.4336 | 876.9207 | 1547.9294 | 1 | 1 | 0 | 0 | 507.4336 | 876.9207 | 1547.9294 | 507.4336 | 876.9207 | 1547.9294 | 2023 | Intermediate | N/A | Prevailing local wages, Drive time, Local code requirements, Access, Presence/condition/type of existing insulation, Existing construction and materials, Moisture issues present, Presence of hazardous materials, Presence of hazardous materials, Extent of preparation, Accommodation for termite inspections | 1 | 351 | 0.05138 | 2019 | For advanced case, it is assumed that the development of improved techniques to seal existing buildings will result in more cost-effective solutions. Several factors were considered for air sealing: Dependent variable: total cost, cost per square foot of home Independent variables: percent leakage reduction, age of home, and square foot of home (all are statistically significant) Heteroscedasticity is detected. Log transformations were done to reduce variance, but linear-linear data still produced the best results. Collinearity was detected between percent leakage reduction and age of home. Percent leakage was picked due to lower p-value and higher R^2 value. Square footage of home was considered by dividing it by the cost, so the independent variable is cost per square foot. Assumes average home is 2,025 sqft to derive typical costs.
1 | 2023 | Residential | Envelope | Air Sealing | <40% Reduction |  | Air Sealing <40% Reduction | 2023$/sqft | Air Sealing <40% Reduction |  | 0.46844 | 0.87188 | 1.3003 | Leakage Reduction | Percent | 0.03 | 0.23 | 0.4 | 0.4 | 0 | 0 | 0 | Square Feet | ft2 | 0 | 2025 | 0 | 0 | 0.13658 | 0.22169 | 0.44623 | 2025 | Square Feet | ft2 | 494.7478 | 854.9977 | 1509.2311 | 1 | 1 | 0 | 0 | 494.7478 | 854.9977 | 1509.2311 | 494.7478 | 854.9977 | 1509.2311 | 2030 | Intermediate | N/A | Prevailing local wages, Drive time, Local code requirements, Access, Presence/condition/type of existing insulation, Existing construction and materials, Moisture issues present, Presence of hazardous materials, Presence of hazardous materials, Extent of preparation, Accommodation for termite inspections | 1 | 351 | 0.05138 | 2019 | For advanced case, it is assumed that the development of improved techniques to seal existing buildings will result in more cost-effective solutions. Several factors were considered for air sealing: Dependent variable: total cost, cost per square foot of home Independent variables: percent leakage reduction, age of home, and square foot of home (all are statistically significant) Heteroscedasticity is detected. Log transformations were done to reduce variance, but linear-linear data still produced the best results. Collinearity was detected between percent leakage reduction and age of home. Percent leakage was picked due to lower p-value and higher R^2 value. Square footage of home was considered by dividing it by the cost, so the independent variable is cost per square foot. Assumes average home is 2,025 sqft to derive typical costs.
1 | 2023 | Residential | Envelope | Air Sealing | <40% Reduction |  | Air Sealing <40% Reduction | 2023$/sqft | Air Sealing <40% Reduction |  | 0.46273 | 0.86126 | 1.2845 | Leakage Reduction | Percent | 0.03 | 0.23 | 0.4 | 0.4 | 0 | 0 | 0 | Square Feet | ft2 | 0 | 2025 | 0 | 0 | 0.13492 | 0.21899 | 0.44079 | 2025 | Square Feet | ft2 | 488.722 | 844.5843 | 1490.8495 | 1 | 1 | 0 | 0 | 488.722 | 844.5843 | 1490.8495 | 488.722 | 844.5843 | 1490.8495 | 2035 | Intermediate | N/A | Prevailing local wages, Drive time, Local code requirements, Access, Presence/condition/type of existing insulation, Existing construction and materials, Moisture issues present, Presence of hazardous materials, Presence of hazardous materials, Extent of preparation, Accommodation for termite inspections | 1 | 351 | 0.05138 | 2019 | For advanced case, it is assumed that the development of improved techniques to seal existing buildings will result in more cost-effective solutions. Several factors were considered for air sealing: Dependent variable: total cost, cost per square foot of home Independent variables: percent leakage reduction, age of home, and square foot of home (all are statistically significant) Heteroscedasticity is detected. Log transformations were done to reduce variance, but linear-linear data still produced the best results. Collinearity was detected between percent leakage reduction and age of home. Percent leakage was picked due to lower p-value and higher R^2 value. Square footage of home was considered by dividing it by the cost, so the independent variable is cost per square foot. Assumes average home is 2,025 sqft to derive typical costs.
1 | 2023 | Residential | Envelope | Air Sealing | <40% Reduction |  | Air Sealing <40% Reduction | 2023$/sqft | Air Sealing <40% Reduction |  | 0.45703 | 0.85064 | 1.2686 | Leakage Reduction | Percent | 0.03 | 0.23 | 0.4 | 0.4 | 0 | 0 | 0 | Square Feet | ft2 | 0 | 2025 | 0 | 0 | 0.13325 | 0.21629 | 0.43536 | 2025 | Square Feet | ft2 | 482.6962 | 834.1709 | 1472.4678 | 1 | 1 | 0 | 0 | 482.6962 | 834.1709 | 1472.4678 | 482.6962 | 834.1709 | 1472.4678 | 2040 | Intermediate | N/A | Prevailing local wages, Drive time, Local code requirements, Access, Presence/condition/type of existing insulation, Existing construction and materials, Moisture issues present, Presence of hazardous materials, Presence of hazardous materials, Extent of preparation, Accommodation for termite inspections | 1 | 351 | 0.05138 | 2019 | For advanced case, it is assumed that the development of improved techniques to seal existing buildings will result in more cost-effective solutions. Several factors were considered for air sealing: Dependent variable: total cost, cost per square foot of home Independent variables: percent leakage reduction, age of home, and square foot of home (all are statistically significant) Heteroscedasticity is detected. Log transformations were done to reduce variance, but linear-linear data still produced the best results. Collinearity was detected between percent leakage reduction and age of home. Percent leakage was picked due to lower p-value and higher R^2 value. Square footage of home was considered by dividing it by the cost, so the independent variable is cost per square foot. Assumes average home is 2,025 sqft to derive typical costs.
1 | 2023 | Residential | Envelope | Air Sealing | <40% Reduction |  | Air Sealing <40% Reduction | 2023$/sqft | Air Sealing <40% Reduction |  | 0.45161 | 0.84055 | 1.2536 | Leakage Reduction | Percent | 0.03 | 0.23 | 0.4 | 0.4 | 0 | 0 | 0 | Square Feet | ft2 | 0 | 2025 | 0 | 0 | 0.13167 | 0.21372 | 0.43019 | 2025 | Square Feet | ft2 | 476.9717 | 824.2781 | 1455.0052 | 1 | 1 | 0 | 0 | 476.9717 | 824.2781 | 1455.0052 | 476.9717 | 824.2781 | 1455.0052 | 2045 | Intermediate | N/A | Prevailing local wages, Drive time, Local code requirements, Access, Presence/condition/type of existing insulation, Existing construction and materials, Moisture issues present, Presence of hazardous materials, Presence of hazardous materials, Extent of preparation, Accommodation for termite inspections | 1 | 351 | 0.05138 | 2019 | For advanced case, it is assumed that the development of improved techniques to seal existing buildings will result in more cost-effective solutions. Several factors were considered for air sealing: Dependent variable: total cost, cost per square foot of home Independent variables: percent leakage reduction, age of home, and square foot of home (all are statistically significant) Heteroscedasticity is detected. Log transformations were done to reduce variance, but linear-linear data still produced the best results. Collinearity was detected between percent leakage reduction and age of home. Percent leakage was picked due to lower p-value and higher R^2 value. Square footage of home was considered by dividing it by the cost, so the independent variable is cost per square foot. Assumes average home is 2,025 sqft to derive typical costs.
1 | 2023 | Residential | Envelope | Air Sealing | <40% Reduction |  | Air Sealing <40% Reduction | 2023$/sqft | Air Sealing <40% Reduction |  | 0.44619 | 0.83047 | 1.2386 | Leakage Reduction | Percent | 0.03 | 0.23 | 0.4 | 0.4 | 0 | 0 | 0 | Square Feet | ft2 | 0 | 2025 | 0 | 0 | 0.13009 | 0.21116 | 0.42503 | 2025 | Square Feet | ft2 | 471.2473 | 814.3853 | 1437.5427 | 1 | 1 | 0 | 0 | 471.2473 | 814.3853 | 1437.5427 | 471.2473 | 814.3853 | 1437.5427 | 2050 | Intermediate | N/A | Prevailing local wages, Drive time, Local code requirements, Access, Presence/condition/type of existing insulation, Existing construction and materials, Moisture issues present, Presence of hazardous materials, Presence of hazardous materials, Extent of preparation, Accommodation for termite inspections | 1 | 351 | 0.05138 | 2019 | For advanced case, it is assumed that the development of improved techniques to seal existing buildings will result in more cost-effective solutions. Several factors were considered for air sealing: Dependent variable: total cost, cost per square foot of home Independent variables: percent leakage reduction, age of home, and square foot of home (all are statistically significant) Heteroscedasticity is detected. Log transformations were done to reduce variance, but linear-linear data still produced the best results. Collinearity was detected between percent leakage reduction and age of home. Percent leakage was picked due to lower p-value and higher R^2 value. Square footage of home was considered by dividing it by the cost, so the independent variable is cost per square foot. Assumes average home is 2,025 sqft to derive typical costs.
1 | 2023 | Residential | Envelope | Air Sealing | <40% Reduction |  | Air Sealing <40% Reduction | 2023$/sqft | Air Sealing <40% Reduction |  | 0.48045 | 0.89424 | 1.3337 | Leakage Reduction | Percent | 0.03 | 0.23 | 0.4 | 0.4 | 0 | 0 | 0 | Square Feet | ft2 | 0 | 2025 | 0 | 0 | 0.14008 | 0.22737 | 0.45767 | 2025 | Square Feet | ft2 | 507.4336 | 876.9207 | 1547.9294 | 1 | 1 | 0 | 0 | 507.4336 | 876.9207 | 1547.9294 | 507.4336 | 876.9207 | 1547.9294 | 2023 | Advanced | N/A | Prevailing local wages, Drive time, Local code requirements, Access, Presence/condition/type of existing insulation, Existing construction and materials, Moisture issues present, Presence of hazardous materials, Presence of hazardous materials, Extent of preparation, Accommodation for termite inspections | 1 | 351 | 0.05138 | 2019 | For advanced case, it is assumed that the development of improved techniques to seal existing buildings will result in more cost-effective solutions. Several factors were considered for air sealing: Dependent variable: total cost, cost per square foot of home Independent variables: percent leakage reduction, age of home, and square foot of home (all are statistically significant) Heteroscedasticity is detected. Log transformations were done to reduce variance, but linear-linear data still produced the best results. Collinearity was detected between percent leakage reduction and age of home. Percent leakage was picked due to lower p-value and higher R^2 value. Square footage of home was considered by dividing it by the cost, so the independent variable is cost per square foot. Assumes average home is 2,025 sqft to derive typical costs.
1 | 2023 | Residential | Envelope | Air Sealing | <40% Reduction |  | Air Sealing <40% Reduction | 2023$/sqft | Air Sealing <40% Reduction |  | 0.45643 | 0.84952 | 1.267 | Leakage Reduction | Percent | 0.03 | 0.23 | 0.4 | 0.4 | 0 | 0 | 0 | Square Feet | ft2 | 0 | 2025 | 0 | 0 | 0.13308 | 0.216 | 0.43478 | 2025 | Square Feet | ft2 | 482.0619 | 833.0747 | 1470.5329 | 1 | 1 | 0 | 0 | 482.0619 | 833.0747 | 1470.5329 | 482.0619 | 833.0747 | 1470.5329 | 2030 | Advanced | N/A | Prevailing local wages, Drive time, Local code requirements, Access, Presence/condition/type of existing insulation, Existing construction and materials, Moisture issues present, Presence of hazardous materials, Presence of hazardous materials, Extent of preparation, Accommodation for termite inspections | 1 | 351 | 0.05138 | 2019 | For advanced case, it is assumed that the development of improved techniques to seal existing buildings will result in more cost-effective solutions. Several factors were considered for air sealing: Dependent variable: total cost, cost per square foot of home Independent variables: percent leakage reduction, age of home, and square foot of home (all are statistically significant) Heteroscedasticity is detected. Log transformations were done to reduce variance, but linear-linear data still produced the best results. Collinearity was detected between percent leakage reduction and age of home. Percent leakage was picked due to lower p-value and higher R^2 value. Square footage of home was considered by dividing it by the cost, so the independent variable is cost per square foot. Assumes average home is 2,025 sqft to derive typical costs.
1 | 2023 | Residential | Envelope | Air Sealing | <40% Reduction |  | Air Sealing <40% Reduction | 2023$/sqft | Air Sealing <40% Reduction |  | 0.44502 | 0.82829 | 1.2353 | Leakage Reduction | Percent | 0.03 | 0.23 | 0.4 | 0.4 | 0 | 0 | 0 | Square Feet | ft2 | 0 | 2025 | 0 | 0 | 0.12975 | 0.2106 | 0.42391 | 2025 | Square Feet | ft2 | 470.0104 | 812.2478 | 1433.7696 | 1 | 1 | 0 | 0 | 470.0104 | 812.2478 | 1433.7696 | 470.0104 | 812.2478 | 1433.7696 | 2035 | Advanced | N/A | Prevailing local wages, Drive time, Local code requirements, Access, Presence/condition/type of existing insulation, Existing construction and materials, Moisture issues present, Presence of hazardous materials, Presence of hazardous materials, Extent of preparation, Accommodation for termite inspections | 1 | 351 | 0.05138 | 2019 | For advanced case, it is assumed that the development of improved techniques to seal existing buildings will result in more cost-effective solutions. Several factors were considered for air sealing: Dependent variable: total cost, cost per square foot of home Independent variables: percent leakage reduction, age of home, and square foot of home (all are statistically significant) Heteroscedasticity is detected. Log transformations were done to reduce variance, but linear-linear data still produced the best results. Collinearity was detected between percent leakage reduction and age of home. Percent leakage was picked due to lower p-value and higher R^2 value. Square footage of home was considered by dividing it by the cost, so the independent variable is cost per square foot. Assumes average home is 2,025 sqft to derive typical costs.
1 | 2023 | Residential | Envelope | Air Sealing | <40% Reduction |  | Air Sealing <40% Reduction | 2023$/sqft | Air Sealing <40% Reduction |  | 0.43361 | 0.80705 | 1.2036 | Leakage Reduction | Percent | 0.03 | 0.23 | 0.4 | 0.4 | 0 | 0 | 0 | Square Feet | ft2 | 0 | 2025 | 0 | 0 | 0.12642 | 0.2052 | 0.41305 | 2025 | Square Feet | ft2 | 457.9588 | 791.421 | 1397.0063 | 1 | 1 | 0 | 0 | 457.9588 | 791.421 | 1397.0063 | 457.9588 | 791.421 | 1397.0063 | 2040 | Advanced | N/A | Prevailing local wages, Drive time, Local code requirements, Access, Presence/condition/type of existing insulation, Existing construction and materials, Moisture issues present, Presence of hazardous materials, Presence of hazardous materials, Extent of preparation, Accommodation for termite inspections | 1 | 351 | 0.05138 | 2019 | For advanced case, it is assumed that the development of improved techniques to seal existing buildings will result in more cost-effective solutions. Several factors were considered for air sealing: Dependent variable: total cost, cost per square foot of home Independent variables: percent leakage reduction, age of home, and square foot of home (all are statistically significant) Heteroscedasticity is detected. Log transformations were done to reduce variance, but linear-linear data still produced the best results. Collinearity was detected between percent leakage reduction and age of home. Percent leakage was picked due to lower p-value and higher R^2 value. Square footage of home was considered by dividing it by the cost, so the independent variable is cost per square foot. Assumes average home is 2,025 sqft to derive typical costs.
1 | 2023 | Residential | Envelope | Air Sealing | <40% Reduction |  | Air Sealing <40% Reduction | 2023$/sqft | Air Sealing <40% Reduction |  | 0.42277 | 0.78687 | 1.1735 | Leakage Reduction | Percent | 0.03 | 0.23 | 0.4 | 0.4 | 0 | 0 | 0 | Square Feet | ft2 | 0 | 2025 | 0 | 0 | 0.12326 | 0.20007 | 0.40272 | 2025 | Square Feet | ft2 | 446.5099 | 771.6354 | 1362.0811 | 1 | 1 | 0 | 0 | 446.5099 | 771.6354 | 1362.0811 | 446.5099 | 771.6354 | 1362.0811 | 2045 | Advanced | N/A | Prevailing local wages, Drive time, Local code requirements, Access, Presence/condition/type of existing insulation, Existing construction and materials, Moisture issues present, Presence of hazardous materials, Presence of hazardous materials, Extent of preparation, Accommodation for termite inspections | 1 | 351 | 0.05138 | 2019 | For advanced case, it is assumed that the development of improved techniques to seal existing buildings will result in more cost-effective solutions. Several factors were considered for air sealing: Dependent variable: total cost, cost per square foot of home Independent variables: percent leakage reduction, age of home, and square foot of home (all are statistically significant) Heteroscedasticity is detected. Log transformations were done to reduce variance, but linear-linear data still produced the best results. Collinearity was detected between percent leakage reduction and age of home. Percent leakage was picked due to lower p-value and higher R^2 value. Square footage of home was considered by dividing it by the cost, so the independent variable is cost per square foot. Assumes average home is 2,025 sqft to derive typical costs.
1 | 2023 | Residential | Envelope | Air Sealing | <40% Reduction |  | Air Sealing <40% Reduction | 2023$/sqft | Air Sealing <40% Reduction |  | 0.41193 | 0.7667 | 1.1434 | Leakage Reduction | Percent | 0.03 | 0.23 | 0.4 | 0.4 | 0 | 0 | 0 | Square Feet | ft2 | 0 | 2025 | 0 | 0 | 0.1201 | 0.19494 | 0.39239 | 2025 | Square Feet | ft2 | 435.0609 | 751.8499 | 1327.156 | 1 | 1 | 0 | 0 | 435.0609 | 751.8499 | 1327.156 | 435.0609 | 751.8499 | 1327.156 | 2050 | Advanced | N/A | Prevailing local wages, Drive time, Local code requirements, Access, Presence/condition/type of existing insulation, Existing construction and materials, Moisture issues present, Presence of hazardous materials, Presence of hazardous materials, Extent of preparation, Accommodation for termite inspections | 1 | 351 | 0.05138 | 2019 | For advanced case, it is assumed that the development of improved techniques to seal existing buildings will result in more cost-effective solutions. Several factors were considered for air sealing: Dependent variable: total cost, cost per square foot of home Independent variables: percent leakage reduction, age of home, and square foot of home (all are statistically significant) Heteroscedasticity is detected. Log transformations were done to reduce variance, but linear-linear data still produced the best results. Collinearity was detected between percent leakage reduction and age of home. Percent leakage was picked due to lower p-value and higher R^2 value. Square footage of home was considered by dividing it by the cost, so the independent variable is cost per square foot. Assumes average home is 2,025 sqft to derive typical costs.
2 | 2023 | Residential | Envelope | Air Sealing | >40% Reduction |  | Air Sealing >40% Reduction | 2023$/sqft | Air Sealing >40% Reduction |  | 0.10729 | 0.86798 | 0.78598 | Leakage Reduction | Percent | 0.4 | 0.51 | 0.92 | 0.92 | 0 | 0 | 0 | Square Feet | ft2 | 0 | 2025 | 0 | 0 | 0.25208 | 0.29794 | 0.87481 | 2025 | Square Feet | ft2 | 621.2638 | 1499.7237 | 2583.2171 | 1 | 1 | 0 | 0 | 621.2638 | 1499.7237 | 2583.2171 | 621.2638 | 1499.7237 | 2583.2171 | 2023 | Reference | N/A | Prevailing local wages, Drive time, Local code requirements, Access, Presence/condition/type of existing insulation, Existing construction and materials, Moisture issues present, Presence of hazardous materials, Presence of hazardous materials, Extent of preparation, Accommodation for termite inspections | 1 | 87 | 0.02545 | 2019 | Several factors were considered for air sealing: Dependent variable: total cost, cost per square foot of home Independent variables: percent leakage reduction, age of home, and square foot of home (all are statistically significant) Heteroscedasticity is detected. Log transformations were done to reduce variance, but linear-linear data still produced the best results. Collinearity was detected between percent leakage reduction and age of home. Percent leakage was picked due to lower p-value and higher R^2 value. Square footage of home was considered by dividing it by the cost, so the independent variable is cost per square foot. Assumes average home is 2,025 sqft to derive typical costs.
2 | 2023 | Residential | Envelope | Air Sealing | >40% Reduction |  | Air Sealing >40% Reduction | 2023$/sqft | Air Sealing >40% Reduction |  | 0.10729 | 0.86798 | 0.78598 | Leakage Reduction | Percent | 0.4 | 0.51 | 0.92 | 0.92 | 0 | 0 | 0 | Square Feet | ft2 | 0 | 2025 | 0 | 0 | 0.25208 | 0.29794 | 0.87481 | 2025 | Square Feet | ft2 | 621.2638 | 1499.7237 | 2583.2171 | 1 | 1 | 0 | 0 | 621.2638 | 1499.7237 | 2583.2171 | 621.2638 | 1499.7237 | 2583.2171 | 2030 | Reference | N/A | Prevailing local wages, Drive time, Local code requirements, Access, Presence/condition/type of existing insulation, Existing construction and materials, Moisture issues present, Presence of hazardous materials, Presence of hazardous materials, Extent of preparation, Accommodation for termite inspections | 1 | 87 | 0.02545 | 2019 | Several factors were considered for air sealing: Dependent variable: total cost, cost per square foot of home Independent variables: percent leakage reduction, age of home, and square foot of home (all are statistically significant) Heteroscedasticity is detected. Log transformations were done to reduce variance, but linear-linear data still produced the best results. Collinearity was detected between percent leakage reduction and age of home. Percent leakage was picked due to lower p-value and higher R^2 value. Square footage of home was considered by dividing it by the cost, so the independent variable is cost per square foot. Assumes average home is 2,025 sqft to derive typical costs.
2 | 2023 | Residential | Envelope | Air Sealing | >40% Reduction |  | Air Sealing >40% Reduction | 2023$/sqft | Air Sealing >40% Reduction |  | 0.10729 | 0.86798 | 0.78598 | Leakage Reduction | Percent | 0.4 | 0.51 | 0.92 | 0.92 | 0 | 0 | 0 | Square Feet | ft2 | 0 | 2025 | 0 | 0 | 0.25208 | 0.29794 | 0.87481 | 2025 | Square Feet | ft2 | 621.2638 | 1499.7237 | 2583.2171 | 1 | 1 | 0 | 0 | 621.2638 | 1499.7237 | 2583.2171 | 621.2638 | 1499.7237 | 2583.2171 | 2035 | Reference | N/A | Prevailing local wages, Drive time, Local code requirements, Access, Presence/condition/type of existing insulation, Existing construction and materials, Moisture issues present, Presence of hazardous materials, Presence of hazardous materials, Extent of preparation, Accommodation for termite inspections | 1 | 87 | 0.02545 | 2019 | Several factors were considered for air sealing: Dependent variable: total cost, cost per square foot of home Independent variables: percent leakage reduction, age of home, and square foot of home (all are statistically significant) Heteroscedasticity is detected. Log transformations were done to reduce variance, but linear-linear data still produced the best results. Collinearity was detected between percent leakage reduction and age of home. Percent leakage was picked due to lower p-value and higher R^2 value. Square footage of home was considered by dividing it by the cost, so the independent variable is cost per square foot. Assumes average home is 2,025 sqft to derive typical costs.
2 | 2023 | Residential | Envelope | Air Sealing | >40% Reduction |  | Air Sealing >40% Reduction | 2023$/sqft | Air Sealing >40% Reduction |  | 0.10729 | 0.86798 | 0.78598 | Leakage Reduction | Percent | 0.4 | 0.51 | 0.92 | 0.92 | 0 | 0 | 0 | Square Feet | ft2 | 0 | 2025 | 0 | 0 | 0.25208 | 0.29794 | 0.87481 | 2025 | Square Feet | ft2 | 621.2638 | 1499.7237 | 2583.2171 | 1 | 1 | 0 | 0 | 621.2638 | 1499.7237 | 2583.2171 | 621.2638 | 1499.7237 | 2583.2171 | 2040 | Reference | N/A | Prevailing local wages, Drive time, Local code requirements, Access, Presence/condition/type of existing insulation, Existing construction and materials, Moisture issues present, Presence of hazardous materials, Presence of hazardous materials, Extent of preparation, Accommodation for termite inspections | 1 | 87 | 0.02545 | 2019 | Several factors were considered for air sealing: Dependent variable: total cost, cost per square foot of home Independent variables: percent leakage reduction, age of home, and square foot of home (all are statistically significant) Heteroscedasticity is detected. Log transformations were done to reduce variance, but linear-linear data still produced the best results. Collinearity was detected between percent leakage reduction and age of home. Percent leakage was picked due to lower p-value and higher R^2 value. Square footage of home was considered by dividing it by the cost, so the independent variable is cost per square foot. Assumes average home is 2,025 sqft to derive typical costs.
2 | 2023 | Residential | Envelope | Air Sealing | >40% Reduction |  | Air Sealing >40% Reduction | 2023$/sqft | Air Sealing >40% Reduction |  | 0.10729 | 0.86798 | 0.78598 | Leakage Reduction | Percent | 0.4 | 0.51 | 0.92 | 0.92 | 0 | 0 | 0 | Square Feet | ft2 | 0 | 2025 | 0 | 0 | 0.25208 | 0.29794 | 0.87481 | 2025 | Square Feet | ft2 | 621.2638 | 1499.7237 | 2583.2171 | 1 | 1 | 0 | 0 | 621.2638 | 1499.7237 | 2583.2171 | 621.2638 | 1499.7237 | 2583.2171 | 2045 | Reference | N/A | Prevailing local wages, Drive time, Local code requirements, Access, Presence/condition/type of existing insulation, Existing construction and materials, Moisture issues present, Presence of hazardous materials, Presence of hazardous materials, Extent of preparation, Accommodation for termite inspections | 1 | 87 | 0.02545 | 2019 | Several factors were considered for air sealing: Dependent variable: total cost, cost per square foot of home Independent variables: percent leakage reduction, age of home, and square foot of home (all are statistically significant) Heteroscedasticity is detected. Log transformations were done to reduce variance, but linear-linear data still produced the best results. Collinearity was detected between percent leakage reduction and age of home. Percent leakage was picked due to lower p-value and higher R^2 value. Square footage of home was considered by dividing it by the cost, so the independent variable is cost per square foot. Assumes average home is 2,025 sqft to derive typical costs.
2 | 2023 | Residential | Envelope | Air Sealing | >40% Reduction |  | Air Sealing >40% Reduction | 2023$/sqft | Air Sealing >40% Reduction |  | 0.10729 | 0.86798 | 0.78598 | Leakage Reduction | Percent | 0.4 | 0.51 | 0.92 | 0.92 | 0 | 0 | 0 | Square Feet | ft2 | 0 | 2025 | 0 | 0 | 0.25208 | 0.29794 | 0.87481 | 2025 | Square Feet | ft2 | 621.2638 | 1499.7237 | 2583.2171 | 1 | 1 | 0 | 0 | 621.2638 | 1499.7237 | 2583.2171 | 621.2638 | 1499.7237 | 2583.2171 | 2050 | Reference | N/A | Prevailing local wages, Drive time, Local code requirements, Access, Presence/condition/type of existing insulation, Existing construction and materials, Moisture issues present, Presence of hazardous materials, Presence of hazardous materials, Extent of preparation, Accommodation for termite inspections | 1 | 87 | 0.02545 | 2019 | Several factors were considered for air sealing: Dependent variable: total cost, cost per square foot of home Independent variables: percent leakage reduction, age of home, and square foot of home (all are statistically significant) Heteroscedasticity is detected. Log transformations were done to reduce variance, but linear-linear data still produced the best results. Collinearity was detected between percent leakage reduction and age of home. Percent leakage was picked due to lower p-value and higher R^2 value. Square footage of home was considered by dividing it by the cost, so the independent variable is cost per square foot. Assumes average home is 2,025 sqft to derive typical costs.
2 | 2023 | Residential | Envelope | Air Sealing | >40% Reduction |  | Air Sealing >40% Reduction | 2023$/sqft | Air Sealing >40% Reduction |  | 0.10729 | 0.86798 | 0.78598 | Leakage Reduction | Percent | 0.4 | 0.51 | 0.92 | 0.92 | 0 | 0 | 0 | Square Feet | ft2 | 0 | 2025 | 0 | 0 | 0.25208 | 0.29794 | 0.87481 | 2025 | Square Feet | ft2 | 621.2638 | 1499.7237 | 2583.2171 | 1 | 1 | 0 | 0 | 621.2638 | 1499.7237 | 2583.2171 | 621.2638 | 1499.7237 | 2583.2171 | 2023 | Intermediate | N/A | Prevailing local wages, Drive time, Local code requirements, Access, Presence/condition/type of existing insulation, Existing construction and materials, Moisture issues present, Presence of hazardous materials, Presence of hazardous materials, Extent of preparation, Accommodation for termite inspections | 1 | 87 | 0.02545 | 2019 | Several factors were considered for air sealing: Dependent variable: total cost, cost per square foot of home Independent variables: percent leakage reduction, age of home, and square foot of home (all are statistically significant) Heteroscedasticity is detected. Log transformations were done to reduce variance, but linear-linear data still produced the best results. Collinearity was detected between percent leakage reduction and age of home. Percent leakage was picked due to lower p-value and higher R^2 value. Square footage of home was considered by dividing it by the cost, so the independent variable is cost per square foot. Assumes average home is 2,025 sqft to derive typical costs.
2 | 2023 | Residential | Envelope | Air Sealing | >40% Reduction |  | Air Sealing >40% Reduction | 2023$/sqft | Air Sealing >40% Reduction |  | 0.10461 | 0.84628 | 0.76633 | Leakage Reduction | Percent | 0.4 | 0.51 | 0.92 | 0.92 | 0 | 0 | 0 | Square Feet | ft2 | 0 | 2025 | 0 | 0 | 0.24578 | 0.29049 | 0.85294 | 2025 | Square Feet | ft2 | 605.7322 | 1462.2306 | 2518.6367 | 1 | 1 | 0 | 0 | 605.7322 | 1462.2306 | 2518.6367 | 605.7322 | 1462.2306 | 2518.6367 | 2030 | Intermediate | N/A | Prevailing local wages, Drive time, Local code requirements, Access, Presence/condition/type of existing insulation, Existing construction and materials, Moisture issues present, Presence of hazardous materials, Presence of hazardous materials, Extent of preparation, Accommodation for termite inspections | 1 | 87 | 0.02545 | 2019 | Several factors were considered for air sealing: Dependent variable: total cost, cost per square foot of home Independent variables: percent leakage reduction, age of home, and square foot of home (all are statistically significant) Heteroscedasticity is detected. Log transformations were done to reduce variance, but linear-linear data still produced the best results. Collinearity was detected between percent leakage reduction and age of home. Percent leakage was picked due to lower p-value and higher R^2 value. Square footage of home was considered by dividing it by the cost, so the independent variable is cost per square foot. Assumes average home is 2,025 sqft to derive typical costs.
2 | 2023 | Residential | Envelope | Air Sealing | >40% Reduction |  | Air Sealing >40% Reduction | 2023$/sqft | Air Sealing >40% Reduction |  | 0.10334 | 0.83597 | 0.757 | Leakage Reduction | Percent | 0.4 | 0.51 | 0.92 | 0.92 | 0 | 0 | 0 | Square Feet | ft2 | 0 | 2025 | 0 | 0 | 0.24278 | 0.28695 | 0.84256 | 2025 | Square Feet | ft2 | 598.3547 | 1444.4214 | 2487.961 | 1 | 1 | 0 | 0 | 598.3547 | 1444.4214 | 2487.961 | 598.3547 | 1444.4214 | 2487.961 | 2035 | Intermediate | N/A | Prevailing local wages, Drive time, Local code requirements, Access, Presence/condition/type of existing insulation, Existing construction and materials, Moisture issues present, Presence of hazardous materials, Presence of hazardous materials, Extent of preparation, Accommodation for termite inspections | 1 | 87 | 0.02545 | 2019 | Several factors were considered for air sealing: Dependent variable: total cost, cost per square foot of home Independent variables: percent leakage reduction, age of home, and square foot of home (all are statistically significant) Heteroscedasticity is detected. Log transformations were done to reduce variance, but linear-linear data still produced the best results. Collinearity was detected between percent leakage reduction and age of home. Percent leakage was picked due to lower p-value and higher R^2 value. Square footage of home was considered by dividing it by the cost, so the independent variable is cost per square foot. Assumes average home is 2,025 sqft to derive typical costs.
2 | 2023 | Residential | Envelope | Air Sealing | >40% Reduction |  | Air Sealing >40% Reduction | 2023$/sqft | Air Sealing >40% Reduction |  | 0.10206 | 0.82567 | 0.74766 | Leakage Reduction | Percent | 0.4 | 0.51 | 0.92 | 0.92 | 0 | 0 | 0 | Square Feet | ft2 | 0 | 2025 | 0 | 0 | 0.23979 | 0.28341 | 0.83217 | 2025 | Square Feet | ft2 | 590.9772 | 1426.6122 | 2457.2853 | 1 | 1 | 0 | 0 | 590.9772 | 1426.6122 | 2457.2853 | 590.9772 | 1426.6122 | 2457.2853 | 2040 | Intermediate | N/A | Prevailing local wages, Drive time, Local code requirements, Access, Presence/condition/type of existing insulation, Existing construction and materials, Moisture issues present, Presence of hazardous materials, Presence of hazardous materials, Extent of preparation, Accommodation for termite inspections | 1 | 87 | 0.02545 | 2019 | Several factors were considered for air sealing: Dependent variable: total cost, cost per square foot of home Independent variables: percent leakage reduction, age of home, and square foot of home (all are statistically significant) Heteroscedasticity is detected. Log transformations were done to reduce variance, but linear-linear data still produced the best results. Collinearity was detected between percent leakage reduction and age of home. Percent leakage was picked due to lower p-value and higher R^2 value. Square footage of home was considered by dividing it by the cost, so the independent variable is cost per square foot. Assumes average home is 2,025 sqft to derive typical costs.
2 | 2023 | Residential | Envelope | Air Sealing | >40% Reduction |  | Air Sealing >40% Reduction | 2023$/sqft | Air Sealing >40% Reduction |  | 0.10085 | 0.81587 | 0.73879 | Leakage Reduction | Percent | 0.4 | 0.51 | 0.92 | 0.92 | 0 | 0 | 0 | Square Feet | ft2 | 0 | 2025 | 0 | 0 | 0.23694 | 0.28005 | 0.8223 | 2025 | Square Feet | ft2 | 583.9686 | 1409.6934 | 2428.1434 | 1 | 1 | 0 | 0 | 583.9686 | 1409.6934 | 2428.1434 | 583.9686 | 1409.6934 | 2428.1434 | 2045 | Intermediate | N/A | Prevailing local wages, Drive time, Local code requirements, Access, Presence/condition/type of existing insulation, Existing construction and materials, Moisture issues present, Presence of hazardous materials, Presence of hazardous materials, Extent of preparation, Accommodation for termite inspections | 1 | 87 | 0.02545 | 2019 | Several factors were considered for air sealing: Dependent variable: total cost, cost per square foot of home Independent variables: percent leakage reduction, age of home, and square foot of home (all are statistically significant) Heteroscedasticity is detected. Log transformations were done to reduce variance, but linear-linear data still produced the best results. Collinearity was detected between percent leakage reduction and age of home. Percent leakage was picked due to lower p-value and higher R^2 value. Square footage of home was considered by dividing it by the cost, so the independent variable is cost per square foot. Assumes average home is 2,025 sqft to derive typical costs.
2 | 2023 | Residential | Envelope | Air Sealing | >40% Reduction |  | Air Sealing >40% Reduction | 2023$/sqft | Air Sealing >40% Reduction |  | 0.099643 | 0.80608 | 0.72993 | Leakage Reduction | Percent | 0.4 | 0.51 | 0.92 | 0.92 | 0 | 0 | 0 | Square Feet | ft2 | 0 | 2025 | 0 | 0 | 0.2341 | 0.27669 | 0.81243 | 2025 | Square Feet | ft2 | 576.9599 | 1392.7746 | 2399.0015 | 1 | 1 | 0 | 0 | 576.9599 | 1392.7746 | 2399.0015 | 576.9599 | 1392.7746 | 2399.0015 | 2050 | Intermediate | N/A | Prevailing local wages, Drive time, Local code requirements, Access, Presence/condition/type of existing insulation, Existing construction and materials, Moisture issues present, Presence of hazardous materials, Presence of hazardous materials, Extent of preparation, Accommodation for termite inspections | 1 | 87 | 0.02545 | 2019 | Several factors were considered for air sealing: Dependent variable: total cost, cost per square foot of home Independent variables: percent leakage reduction, age of home, and square foot of home (all are statistically significant) Heteroscedasticity is detected. Log transformations were done to reduce variance, but linear-linear data still produced the best results. Collinearity was detected between percent leakage reduction and age of home. Percent leakage was picked due to lower p-value and higher R^2 value. Square footage of home was considered by dividing it by the cost, so the independent variable is cost per square foot. Assumes average home is 2,025 sqft to derive typical costs.
2 | 2023 | Residential | Envelope | Air Sealing | >40% Reduction |  | Air Sealing >40% Reduction | 2023$/sqft | Air Sealing >40% Reduction |  | 0.10729 | 0.86798 | 0.78598 | Leakage Reduction | Percent | 0.4 | 0.51 | 0.92 | 0.92 | 0 | 0 | 0 | Square Feet | ft2 | 0 | 2025 | 0 | 0 | 0.25208 | 0.29794 | 0.87481 | 2025 | Square Feet | ft2 | 621.2638 | 1499.7237 | 2583.2171 | 1 | 1 | 0 | 0 | 621.2638 | 1499.7237 | 2583.2171 | 621.2638 | 1499.7237 | 2583.2171 | 2023 | Advanced | N/A | Prevailing local wages, Drive time, Local code requirements, Access, Presence/condition/type of existing insulation, Existing construction and materials, Moisture issues present, Presence of hazardous materials, Presence of hazardous materials, Extent of preparation, Accommodation for termite inspections | 1 | 87 | 0.02545 | 2019 | Several factors were considered for air sealing: Dependent variable: total cost, cost per square foot of home Independent variables: percent leakage reduction, age of home, and square foot of home (all are statistically significant) Heteroscedasticity is detected. Log transformations were done to reduce variance, but linear-linear data still produced the best results. Collinearity was detected between percent leakage reduction and age of home. Percent leakage was picked due to lower p-value and higher R^2 value. Square footage of home was considered by dividing it by the cost, so the independent variable is cost per square foot. Assumes average home is 2,025 sqft to derive typical costs.
2 | 2023 | Residential | Envelope | Air Sealing | >40% Reduction |  | Air Sealing >40% Reduction | 2023$/sqft | Air Sealing >40% Reduction |  | 0.10193 | 0.82458 | 0.74668 | Leakage Reduction | Percent | 0.4 | 0.51 | 0.92 | 0.92 | 0 | 0 | 0 | Square Feet | ft2 | 0 | 2025 | 0 | 0 | 0.23947 | 0.28304 | 0.83107 | 2025 | Square Feet | ft2 | 590.2006 | 1424.7375 | 2454.0563 | 1 | 1 | 0 | 0 | 590.2006 | 1424.7375 | 2454.0563 | 590.2006 | 1424.7375 | 2454.0563 | 2030 | Advanced | N/A | Prevailing local wages, Drive time, Local code requirements, Access, Presence/condition/type of existing insulation, Existing construction and materials, Moisture issues present, Presence of hazardous materials, Presence of hazardous materials, Extent of preparation, Accommodation for termite inspections | 1 | 87 | 0.02545 | 2019 | Several factors were considered for air sealing: Dependent variable: total cost, cost per square foot of home Independent variables: percent leakage reduction, age of home, and square foot of home (all are statistically significant) Heteroscedasticity is detected. Log transformations were done to reduce variance, but linear-linear data still produced the best results. Collinearity was detected between percent leakage reduction and age of home. Percent leakage was picked due to lower p-value and higher R^2 value. Square footage of home was considered by dividing it by the cost, so the independent variable is cost per square foot. Assumes average home is 2,025 sqft to derive typical costs.
2 | 2023 | Residential | Envelope | Air Sealing | >40% Reduction |  | Air Sealing >40% Reduction | 2023$/sqft | Air Sealing >40% Reduction |  | 0.099381 | 0.80397 | 0.72801 | Leakage Reduction | Percent | 0.4 | 0.51 | 0.92 | 0.92 | 0 | 0 | 0 | Square Feet | ft2 | 0 | 2025 | 0 | 0 | 0.23349 | 0.27596 | 0.8103 | 2025 | Square Feet | ft2 | 575.4456 | 1389.1191 | 2392.7049 | 1 | 1 | 0 | 0 | 575.4456 | 1389.1191 | 2392.7049 | 575.4456 | 1389.1191 | 2392.7049 | 2035 | Advanced | N/A | Prevailing local wages, Drive time, Local code requirements, Access, Presence/condition/type of existing insulation, Existing construction and materials, Moisture issues present, Presence of hazardous materials, Presence of hazardous materials, Extent of preparation, Accommodation for termite inspections | 1 | 87 | 0.02545 | 2019 | Several factors were considered for air sealing: Dependent variable: total cost, cost per square foot of home Independent variables: percent leakage reduction, age of home, and square foot of home (all are statistically significant) Heteroscedasticity is detected. Log transformations were done to reduce variance, but linear-linear data still produced the best results. Collinearity was detected between percent leakage reduction and age of home. Percent leakage was picked due to lower p-value and higher R^2 value. Square footage of home was considered by dividing it by the cost, so the independent variable is cost per square foot. Assumes average home is 2,025 sqft to derive typical costs.
2 | 2023 | Residential | Envelope | Air Sealing | >40% Reduction |  | Air Sealing >40% Reduction | 2023$/sqft | Air Sealing >40% Reduction |  | 0.096833 | 0.78335 | 0.70935 | Leakage Reduction | Percent | 0.4 | 0.51 | 0.92 | 0.92 | 0 | 0 | 0 | Square Feet | ft2 | 0 | 2025 | 0 | 0 | 0.2275 | 0.26889 | 0.78952 | 2025 | Square Feet | ft2 | 560.6906 | 1353.5006 | 2331.3535 | 1 | 1 | 0 | 0 | 560.6906 | 1353.5006 | 2331.3535 | 560.6906 | 1353.5006 | 2331.3535 | 2040 | Advanced | N/A | Prevailing local wages, Drive time, Local code requirements, Access, Presence/condition/type of existing insulation, Existing construction and materials, Moisture issues present, Presence of hazardous materials, Presence of hazardous materials, Extent of preparation, Accommodation for termite inspections | 1 | 87 | 0.02545 | 2019 | Several factors were considered for air sealing: Dependent variable: total cost, cost per square foot of home Independent variables: percent leakage reduction, age of home, and square foot of home (all are statistically significant) Heteroscedasticity is detected. Log transformations were done to reduce variance, but linear-linear data still produced the best results. Collinearity was detected between percent leakage reduction and age of home. Percent leakage was picked due to lower p-value and higher R^2 value. Square footage of home was considered by dividing it by the cost, so the independent variable is cost per square foot. Assumes average home is 2,025 sqft to derive typical costs.
2 | 2023 | Residential | Envelope | Air Sealing | >40% Reduction |  | Air Sealing >40% Reduction | 2023$/sqft | Air Sealing >40% Reduction |  | 0.094412 | 0.76377 | 0.69161 | Leakage Reduction | Percent | 0.4 | 0.51 | 0.92 | 0.92 | 0 | 0 | 0 | Square Feet | ft2 | 0 | 2025 | 0 | 0 | 0.22181 | 0.26216 | 0.76978 | 2025 | Square Feet | ft2 | 546.6733 | 1319.6631 | 2273.0696 | 1 | 1 | 0 | 0 | 546.6733 | 1319.6631 | 2273.0696 | 546.6733 | 1319.6631 | 2273.0696 | 2045 | Advanced | N/A | Prevailing local wages, Drive time, Local code requirements, Access, Presence/condition/type of existing insulation, Existing construction and materials, Moisture issues present, Presence of hazardous materials, Presence of hazardous materials, Extent of preparation, Accommodation for termite inspections | 1 | 87 | 0.02545 | 2019 | Several factors were considered for air sealing: Dependent variable: total cost, cost per square foot of home Independent variables: percent leakage reduction, age of home, and square foot of home (all are statistically significant) Heteroscedasticity is detected. Log transformations were done to reduce variance, but linear-linear data still produced the best results. Collinearity was detected between percent leakage reduction and age of home. Percent leakage was picked due to lower p-value and higher R^2 value. Square footage of home was considered by dividing it by the cost, so the independent variable is cost per square foot. Assumes average home is 2,025 sqft to derive typical costs.
2 | 2023 | Residential | Envelope | Air Sealing | >40% Reduction |  | Air Sealing >40% Reduction | 2023$/sqft | Air Sealing >40% Reduction |  | 0.091991 | 0.74418 | 0.67388 | Leakage Reduction | Percent | 0.4 | 0.51 | 0.92 | 0.92 | 0 | 0 | 0 | Square Feet | ft2 | 0 | 2025 | 0 | 0 | 0.21612 | 0.25544 | 0.75004 | 2025 | Square Feet | ft2 | 532.6561 | 1285.8256 | 2214.7858 | 1 | 1 | 0 | 0 | 532.6561 | 1285.8256 | 2214.7858 | 532.6561 | 1285.8256 | 2214.7858 | 2050 | Advanced | N/A | Prevailing local wages, Drive time, Local code requirements, Access, Presence/condition/type of existing insulation, Existing construction and materials, Moisture issues present, Presence of hazardous materials, Presence of hazardous materials, Extent of preparation, Accommodation for termite inspections | 1 | 87 | 0.02545 | 2019 | Several factors were considered for air sealing: Dependent variable: total cost, cost per square foot of home Independent variables: percent leakage reduction, age of home, and square foot of home (all are statistically significant) Heteroscedasticity is detected. Log transformations were done to reduce variance, but linear-linear data still produced the best results. Collinearity was detected between percent leakage reduction and age of home. Percent leakage was picked due to lower p-value and higher R^2 value. Square footage of home was considered by dividing it by the cost, so the independent variable is cost per square foot. Assumes average home is 2,025 sqft to derive typical costs.
3 | 2023 | Residential | HVAC | Heat Pump | Air Source | Electricity | Air Source Heat Pump | 2023$ | Air Source Heat Pump - Centrally ducted | Residential Air Source Heat Pump | 639.168 | 1065.28 | 1491.392 | Cooling Capacity | Tons | 1.5 | 3 | 3 | 5 | 356.844 | 594.74 | 832.636 | SEER1 | Unitless | 13.8 | 15 | 22.6 | 22.6 | -1374.6 | -2291 | -3207.4 | 1 |  |  | 5895.564 | 9825.94 | 13756.316 | 1.5 | 1.5 | -1575.55 | -1384 | 7267.796 | 13163.36 | 19058.924 | 7459.346 | 13354.91 | 19250.474 | 2023 | Reference | 15.3 | Prevailing local wages, drive time, local code requirements, access, need for condensate line/drain, condition of existing electrical system, need for additional wiring/switching, condition of existing duct system, type of equipment, incentive programs | 2 | 124 | 0.7148 | 2023 | Advanced case assumes efficiency improvements and greater incentives/adoption. All centrally ducted air-to-air heat pumps, including packaged, top-discharge, and side-discharge outdoor units (AHRI types: HSP-A, HRCU-A-C, and HRCU-A-CB)
3 | 2023 | Residential | HVAC | Heat Pump | Air Source | Electricity | Air Source Heat Pump | 2023$ | Air Source Heat Pump - Centrally ducted | Residential Air Source Heat Pump | 681.1571 | 1135.2619 | 1589.3667 | Cooling Capacity | Tons | 1.5 | 3 | 3 | 5 | 380.2863 | 633.8105 | 887.3347 | SEER1 | Unitless | 13.8 | 16 | 22.6 | 22.6 | -1464.9022 | -2441.5036 | -3418.1051 | 1 |  |  | 6663.1501 | 11105.2502 | 15547.3503 | 1.5 | 1.5 | -1575.55 | -1384 | 8419.1752 | 15082.3253 | 21745.4755 | 8610.7252 | 15273.8753 | 21937.0255 | 2030 | Reference | 15.3 | Prevailing local wages, drive time, local code requirements, access, need for condensate line/drain, condition of existing electrical system, need for additional wiring/switching, condition of existing duct system, type of equipment, incentive programs | 2 | 124 | 0.7148 | 2023 | Advanced case assumes efficiency improvements and greater incentives/adoption. All centrally ducted air-to-air heat pumps, including packaged, top-discharge, and side-discharge outdoor units (AHRI types: HSP-A, HRCU-A-C, and HRCU-A-CB)
3 | 2023 | Residential | HVAC | Heat Pump | Air Source | Electricity | Air Source Heat Pump | 2023$ | Air Source Heat Pump - Centrally ducted | Residential Air Source Heat Pump | 729.3669 | 1215.6115 | 1701.8561 | Cooling Capacity | Tons | 1.5 | 3 | 3 | 5 | 407.2015 | 678.6692 | 950.1369 | SEER1 | Unitless | 13.8 | 16.25 | 22.6 | 22.6 | -1568.5825 | -2614.3041 | -3660.0258 | 1 |  |  | 7236.5433 | 12060.9056 | 16885.2678 | 1.5 | 1.5 | -1575.55 | -1384 | 9279.265 | 16515.8083 | 23752.3517 | 9470.815 | 16707.3583 | 23943.9017 | 2035 | Reference | 15.3 | Prevailing local wages, drive time, local code requirements, access, need for condensate line/drain, condition of existing electrical system, need for additional wiring/switching, condition of existing duct system, type of equipment, incentive programs | 2 | 124 | 0.7148 | 2023 | Advanced case assumes efficiency improvements and greater incentives/adoption. All centrally ducted air-to-air heat pumps, including packaged, top-discharge, and side-discharge outdoor units (AHRI types: HSP-A, HRCU-A-C, and HRCU-A-CB)
3 | 2023 | Residential | HVAC | Heat Pump | Air Source | Electricity | Air Source Heat Pump | 2023$ | Air Source Heat Pump - Centrally ducted | Residential Air Source Heat Pump | 777.5766 | 1295.9611 | 1814.3455 | Cooling Capacity | Tons | 1.5 | 3 | 3 | 5 | 434.1168 | 723.528 | 1012.9392 | SEER1 | Unitless | 13.8 | 16.5 | 22.6 | 22.6 | -1672.2628 | -2787.1046 | -3901.9465 | 1 |  |  | 7823.3942 | 13038.9903 | 18254.5864 | 1.5 | 1.5 | -1575.55 | -1384 | 10159.5412 | 17982.9354 | 25806.3296 | 10351.0912 | 18174.4854 | 25997.8796 | 2040 | Reference | 15.3 | Prevailing local wages, drive time, local code requirements, access, need for condensate line/drain, condition of existing electrical system, need for additional wiring/switching, condition of existing duct system, type of equipment, incentive programs | 2 | 124 | 0.7148 | 2023 | Advanced case assumes efficiency improvements and greater incentives/adoption. All centrally ducted air-to-air heat pumps, including packaged, top-discharge, and side-discharge outdoor units (AHRI types: HSP-A, HRCU-A-C, and HRCU-A-CB)
3 | 2023 | Residential | HVAC | Heat Pump | Air Source | Electricity | Air Source Heat Pump | 2023$ | Air Source Heat Pump - Centrally ducted | Residential Air Source Heat Pump | 785.3524 | 1308.9207 | 1832.489 | Cooling Capacity | Tons | 1.5 | 3 | 3 | 5 | 438.458 | 730.7633 | 1023.0686 | SEER1 | Unitless | 13.8 | 16.75 | 22.6 | 22.6 | -1688.9854 | -2814.9757 | -3940.9659 | 1 |  |  | 8011.2426 | 13352.071 | 18692.8994 | 1.5 | 1.5 | -1575.55 | -1384 | 10441.3139 | 18452.5565 | 26463.7991 | 10632.8639 | 18644.1065 | 26655.3491 | 2045 | Reference | 15.3 | Prevailing local wages, drive time, local code requirements, access, need for condensate line/drain, condition of existing electrical system, need for additional wiring/switching, condition of existing duct system, type of equipment, incentive programs | 2 | 124 | 0.7148 | 2023 | Advanced case assumes efficiency improvements and greater incentives/adoption. All centrally ducted air-to-air heat pumps, including packaged, top-discharge, and side-discharge outdoor units (AHRI types: HSP-A, HRCU-A-C, and HRCU-A-CB)
3 | 2023 | Residential | HVAC | Heat Pump | Air Source | Electricity | Air Source Heat Pump | 2023$ | Air Source Heat Pump - Centrally ducted | Residential Air Source Heat Pump | 793.1282 | 1321.8803 | 1850.6324 | Cooling Capacity | Tons | 1.5 | 3 | 3 | 5 | 442.7991 | 737.9985 | 1033.198 | SEER1 | Unitless | 13.8 | 17 | 22.6 | 22.6 | -1705.708 | -2842.8467 | -3979.9854 | 1 |  |  | 8201.2616 | 13668.7693 | 19136.2771 | 1.5 | 1.5 | -1575.55 | -1384 | 10726.3424 | 18927.604 | 27128.8656 | 10917.8924 | 19119.154 | 27320.4156 | 2050 | Reference | 15.3 | Prevailing local wages, drive time, local code requirements, access, need for condensate line/drain, condition of existing electrical system, need for additional wiring/switching, condition of existing duct system, type of equipment, incentive programs | 2 | 124 | 0.7148 | 2023 | Advanced case assumes efficiency improvements and greater incentives/adoption. All centrally ducted air-to-air heat pumps, including packaged, top-discharge, and side-discharge outdoor units (AHRI types: HSP-A, HRCU-A-C, and HRCU-A-CB)
3 | 2023 | Residential | HVAC | Heat Pump | Air Source | Electricity | Air Source Heat Pump | 2023$ | Air Source Heat Pump - Centrally ducted | Residential Air Source Heat Pump | 639.168 | 1065.28 | 1491.392 | Cooling Capacity | Tons | 1.5 | 3 | 3 | 5 | 356.844 | 594.74 | 832.636 | SEER1 | Unitless | 13.8 | 15 | 22.6 | 22.6 | -1374.6 | -2291 | -3207.4 | 1 |  |  | 5895.564 | 9825.94 | 13756.316 | 1.5 | 1.5 | -1575.55 | -1384 | 7267.796 | 13163.36 | 19058.924 | 7459.346 | 13354.91 | 19250.474 | 2023 | Intermediate | 15.3 | Prevailing local wages, drive time, local code requirements, access, need for condensate line/drain, condition of existing electrical system, need for additional wiring/switching, condition of existing duct system, type of equipment, incentive programs | 2 | 124 | 0.7148 | 2023 | Advanced case assumes efficiency improvements and greater incentives/adoption. All centrally ducted air-to-air heat pumps, including packaged, top-discharge, and side-discharge outdoor units (AHRI types: HSP-A, HRCU-A-C, and HRCU-A-CB)
3 | 2023 | Residential | HVAC | Heat Pump | Air Source | Electricity | Air Source Heat Pump | 2023$ | Air Source Heat Pump - Centrally ducted | Residential Air Source Heat Pump | 640.4622 | 1067.437 | 1494.4118 | Cooling Capacity | Tons | 1.5 | 3 | 3 | 5 | 357.5665 | 595.9442 | 834.3219 | SEER1 | Unitless | 13.8 | 16.25 | 22.6 | 22.6 | -1377.3833 | -2295.6388 | -3213.8943 | 1 |  |  | 6354.4595 | 10590.7658 | 14827.0722 | 1.5 | 1.5 | -1575.55 | -1384 | 7956.1392 | 14310.5987 | 20665.0582 | 8147.6892 | 14502.1487 | 20856.6082 | 2030 | Intermediate | 15.3 | Prevailing local wages, drive time, local code requirements, access, need for condensate line/drain, condition of existing electrical system, need for additional wiring/switching, condition of existing duct system, type of equipment, incentive programs | 2 | 124 | 0.7148 | 2023 | Advanced case assumes efficiency improvements and greater incentives/adoption. All centrally ducted air-to-air heat pumps, including packaged, top-discharge, and side-discharge outdoor units (AHRI types: HSP-A, HRCU-A-C, and HRCU-A-CB)
3 | 2023 | Residential | HVAC | Heat Pump | Air Source | Electricity | Air Source Heat Pump | 2023$ | Air Source Heat Pump - Centrally ducted | Residential Air Source Heat Pump | 646.0811 | 1076.8018 | 1507.5225 | Cooling Capacity | Tons | 1.5 | 3 | 3 | 5 | 360.7035 | 601.1726 | 841.6416 | SEER1 | Unitless | 13.8 | 16.5 | 22.6 | 22.6 | -1389.4673 | -2315.7789 | -3242.0905 | 1 |  |  | 6500.3843 | 10833.9738 | 15167.5633 | 1.5 | 1.5 | -1575.55 | -1384 | 8175.0264 | 14675.4107 | 21175.795 | 8366.5764 | 14866.9607 | 21367.345 | 2035 | Intermediate | 15.3 | Prevailing local wages, drive time, local code requirements, access, need for condensate line/drain, condition of existing electrical system, need for additional wiring/switching, condition of existing duct system, type of equipment, incentive programs | 2 | 124 | 0.7148 | 2023 | Advanced case assumes efficiency improvements and greater incentives/adoption. All centrally ducted air-to-air heat pumps, including packaged, top-discharge, and side-discharge outdoor units (AHRI types: HSP-A, HRCU-A-C, and HRCU-A-CB)
3 | 2023 | Residential | HVAC | Heat Pump | Air Source | Electricity | Air Source Heat Pump | 2023$ | Air Source Heat Pump - Centrally ducted | Residential Air Source Heat Pump | 652.8395 | 1088.0659 | 1523.2922 | Cooling Capacity | Tons | 1.5 | 3 | 3 | 5 | 364.4767 | 607.4612 | 850.4457 | SEER1 | Unitless | 13.8 | 16.75 | 22.6 | 22.6 | -1404.0021 | -2340.0035 | -3276.0049 | 1 |  |  | 6659.5019 | 11099.1698 | 15538.8378 | 1.5 | 1.5 | -1575.55 | -1384 | 8413.7029 | 15073.2048 | 21732.7067 | 8605.2529 | 15264.7548 | 21924.2567 | 2040 | Intermediate | 15.3 | Prevailing local wages, drive time, local code requirements, access, need for condensate line/drain, condition of existing electrical system, need for additional wiring/switching, condition of existing duct system, type of equipment, incentive programs | 2 | 124 | 0.7148 | 2023 | Advanced case assumes efficiency improvements and greater incentives/adoption. All centrally ducted air-to-air heat pumps, including packaged, top-discharge, and side-discharge outdoor units (AHRI types: HSP-A, HRCU-A-C, and HRCU-A-CB)
3 | 2023 | Residential | HVAC | Heat Pump | Air Source | Electricity | Air Source Heat Pump | 2023$ | Air Source Heat Pump - Centrally ducted | Residential Air Source Heat Pump | 640.4503 | 1067.4171 | 1494.384 | Cooling Capacity | Tons | 1.5 | 3 | 3 | 5 | 357.5599 | 595.9332 | 834.3064 | SEER1 | Unitless | 13.8 | 17 | 22.6 | 22.6 | -1377.3577 | -2295.5962 | -3213.8346 | 1 |  |  | 6622.5113 | 11037.5189 | 15452.5265 | 1.5 | 1.5 | -1575.55 | -1384 | 8358.217 | 14980.7284 | 21603.2397 | 8549.767 | 15172.2784 | 21794.7897 | 2045 | Intermediate | 15.3 | Prevailing local wages, drive time, local code requirements, access, need for condensate line/drain, condition of existing electrical system, need for additional wiring/switching, condition of existing duct system, type of equipment, incentive programs | 2 | 124 | 0.7148 | 2023 | Advanced case assumes efficiency improvements and greater incentives/adoption. All centrally ducted air-to-air heat pumps, including packaged, top-discharge, and side-discharge outdoor units (AHRI types: HSP-A, HRCU-A-C, and HRCU-A-CB)
3 | 2023 | Residential | HVAC | Heat Pump | Air Source | Electricity | Air Source Heat Pump | 2023$ | Air Source Heat Pump - Centrally ducted | Residential Air Source Heat Pump | 629.0644 | 1048.4407 | 1467.817 | Cooling Capacity | Tons | 1.5 | 3 | 3 | 5 | 351.2032 | 585.3387 | 819.4742 | SEER1 | Unitless | 13.8 | 17.25 | 22.6 | 22.6 | -1352.8712 | -2254.7853 | -3156.6994 | 1 |  |  | 6592.5778 | 10987.6297 | 15382.6815 | 1.5 | 1.5 | -1575.55 | -1384 | 8313.3167 | 14905.8945 | 21498.4723 | 8504.8667 | 15097.4445 | 21690.0223 | 2050 | Intermediate | 15.3 | Prevailing local wages, drive time, local code requirements, access, need for condensate line/drain, condition of existing electrical system, need for additional wiring/switching, condition of existing duct system, type of equipment, incentive programs | 2 | 124 | 0.7148 | 2023 | Advanced case assumes efficiency improvements and greater incentives/adoption. All centrally ducted air-to-air heat pumps, including packaged, top-discharge, and side-discharge outdoor units (AHRI types: HSP-A, HRCU-A-C, and HRCU-A-CB)
3 | 2023 | Residential | HVAC | Heat Pump | Air Source | Electricity | Air Source Heat Pump | 2023$ | Air Source Heat Pump - Centrally ducted | Residential Air Source Heat Pump | 639.168 | 1065.28 | 1491.392 | Cooling Capacity | Tons | 1.5 | 3 | 3 | 5 | 356.844 | 594.74 | 832.636 | SEER1 | Unitless | 13.8 | 15 | 22.6 | 22.6 | -1374.6 | -2291 | -3207.4 | 1 |  |  | 5895.564 | 9825.94 | 13756.316 | 1.5 | 1.5 | -1575.55 | -1384 | 7267.796 | 13163.36 | 19058.924 | 7459.346 | 13354.91 | 19250.474 | 2023 | Advanced | 15.3 | Prevailing local wages, drive time, local code requirements, access, need for condensate line/drain, condition of existing electrical system, need for additional wiring/switching, condition of existing duct system, type of equipment, incentive programs | 2 | 124 | 0.7148 | 2023 | Advanced case assumes efficiency improvements and greater incentives/adoption. All centrally ducted air-to-air heat pumps, including packaged, top-discharge, and side-discharge outdoor units (AHRI types: HSP-A, HRCU-A-C, and HRCU-A-CB)
3 | 2023 | Residential | HVAC | Heat Pump | Air Source | Electricity | Air Source Heat Pump | 2023$ | Air Source Heat Pump - Centrally ducted | Residential Air Source Heat Pump | 599.7672 | 999.6121 | 1399.4569 | Cooling Capacity | Tons | 1.5 | 3 | 3 | 5 | 334.8468 | 558.0779 | 781.3091 | SEER1 | Unitless | 13.8 | 16.5 | 22.6 | 22.6 | -1289.8644 | -2149.774 | -3009.6836 | 1 |  |  | 6034.409 | 10057.3483 | 14080.2876 | 1.5 | 1.5 | -1575.55 | -1384 | 7476.0635 | 13510.4724 | 19544.8814 | 7667.6135 | 13702.0224 | 19736.4314 | 2030 | Advanced | 15.3 | Prevailing local wages, drive time, local code requirements, access, need for condensate line/drain, condition of existing electrical system, need for additional wiring/switching, condition of existing duct system, type of equipment, incentive programs | 2 | 124 | 0.7148 | 2023 | Advanced case assumes efficiency improvements and greater incentives/adoption. All centrally ducted air-to-air heat pumps, including packaged, top-discharge, and side-discharge outdoor units (AHRI types: HSP-A, HRCU-A-C, and HRCU-A-CB)
3 | 2023 | Residential | HVAC | Heat Pump | Air Source | Electricity | Air Source Heat Pump | 2023$ | Air Source Heat Pump - Centrally ducted | Residential Air Source Heat Pump | 562.7953 | 937.9921 | 1313.189 | Cooling Capacity | Tons | 1.5 | 3 | 3 | 5 | 314.2055 | 523.6759 | 733.1462 | SEER1 | Unitless | 13.8 | 16.75 | 22.6 | 22.6 | -1210.3522 | -2017.2537 | -2824.1551 | 1 |  |  | 5740.9762 | 9568.2937 | 13395.6112 | 1.5 | 1.5 | -1575.55 | -1384 | 7035.9144 | 12776.8906 | 18517.8668 | 7227.4644 | 12968.4406 | 18709.4168 | 2035 | Advanced | 15.3 | Prevailing local wages, drive time, local code requirements, access, need for condensate line/drain, condition of existing electrical system, need for additional wiring/switching, condition of existing duct system, type of equipment, incentive programs | 2 | 124 | 0.7148 | 2023 | Advanced case assumes efficiency improvements and greater incentives/adoption. All centrally ducted air-to-air heat pumps, including packaged, top-discharge, and side-discharge outdoor units (AHRI types: HSP-A, HRCU-A-C, and HRCU-A-CB)
3 | 2023 | Residential | HVAC | Heat Pump | Air Source | Electricity | Air Source Heat Pump | 2023$ | Air Source Heat Pump - Centrally ducted | Residential Air Source Heat Pump | 528.1024 | 880.1707 | 1232.239 | Cooling Capacity | Tons | 1.5 | 3 | 3 | 5 | 294.8367 | 491.3945 | 687.9523 | SEER1 | Unitless | 13.8 | 17 | 22.6 | 22.6 | -1135.7414 | -1892.9024 | -2650.0634 | 1 |  |  | 5460.7896 | 9101.316 | 12741.8424 | 1.5 | 1.5 | -1575.55 | -1384 | 6615.6344 | 12076.424 | 17537.2137 | 6807.1844 | 12267.974 | 17728.7637 | 2040 | Advanced | 15.3 | Prevailing local wages, drive time, local code requirements, access, need for condensate line/drain, condition of existing electrical system, need for additional wiring/switching, condition of existing duct system, type of equipment, incentive programs | 2 | 124 | 0.7148 | 2023 | Advanced case assumes efficiency improvements and greater incentives/adoption. All centrally ducted air-to-air heat pumps, including packaged, top-discharge, and side-discharge outdoor units (AHRI types: HSP-A, HRCU-A-C, and HRCU-A-CB)
3 | 2023 | Residential | HVAC | Heat Pump | Air Source | Electricity | Air Source Heat Pump | 2023$ | Air Source Heat Pump - Centrally ducted | Residential Air Source Heat Pump | 495.5482 | 825.9136 | 1156.279 | Cooling Capacity | Tons | 1.5 | 3 | 3 | 5 | 276.6618 | 461.103 | 645.5443 | SEER1 | Unitless | 13.8 | 17.25 | 22.6 | 22.6 | -1065.73 | -1776.2166 | -2486.7033 | 1 |  |  | 5193.3311 | 8655.5518 | 12117.7725 | 1.5 | 1.5 | -1575.55 | -1384 | 6214.4466 | 11407.7776 | 16601.1087 | 6405.9966 | 11599.3276 | 16792.6587 | 2045 | Advanced | 15.3 | Prevailing local wages, drive time, local code requirements, access, need for condensate line/drain, condition of existing electrical system, need for additional wiring/switching, condition of existing duct system, type of equipment, incentive programs | 2 | 124 | 0.7148 | 2023 | Advanced case assumes efficiency improvements and greater incentives/adoption. All centrally ducted air-to-air heat pumps, including packaged, top-discharge, and side-discharge outdoor units (AHRI types: HSP-A, HRCU-A-C, and HRCU-A-CB)
3 | 2023 | Residential | HVAC | Heat Pump | Air Source | Electricity | Air Source Heat Pump | 2023$ | Air Source Heat Pump - Centrally ducted | Residential Air Source Heat Pump | 465.0007 | 775.0011 | 1085.0016 | Cooling Capacity | Tons | 1.5 | 3 | 3 | 5 | 259.6073 | 432.6789 | 605.7504 | SEER1 | Unitless | 13.8 | 17.5 | 22.6 | 22.6 | -1000.0343 | -1666.7238 | -2333.4134 | 1 |  |  | 4938.096 | 8230.1601 | 11522.2241 | 1.5 | 1.5 | -1575.55 | -1384 | 5831.5941 | 10769.6901 | 15707.7862 | 6023.1441 | 10961.2401 | 15899.3362 | 2050 | Advanced | 15.3 | Prevailing local wages, drive time, local code requirements, access, need for condensate line/drain, condition of existing electrical system, need for additional wiring/switching, condition of existing duct system, type of equipment, incentive programs | 2 | 124 | 0.7148 | 2023 | Advanced case assumes efficiency improvements and greater incentives/adoption. All centrally ducted air-to-air heat pumps, including packaged, top-discharge, and side-discharge outdoor units (AHRI types: HSP-A, HRCU-A-C, and HRCU-A-CB)
4 | 2023 | Residential | HVAC | Air Source Heat Pumps | with New Circuit | Electricity | Air Source Heat Pump with New Circuit | 2023$ | Air Source Heat Pump - Centrally ducted, with new circuit | Residential Air Source Heat Pump | 639.168 | 1065.28 | 1491.392 | Cooling Capacity | Tons | 1.5 | 3 | 3 | 5 | 356.844 | 594.74 | 832.636 | SEER1 | Unitless | 13.8 | 15 | 22.6 | 22.6 | -1374.6 | -2291 | -3207.4 | 1 |  |  | 5895.564 | 9825.94 | 13756.316 | 1.5 | 1.5 | -191.55 | 0 | 8651.796 | 14547.36 | 20442.924 | 8843.346 | 14738.91 | 20634.474 | 2023 | Reference | 15.3 | Prevailing local wages, drive time, local code requirements, access, need for condensate line/drain, condition of existing electrical system, need for additional wiring/switching, condition of existing duct system, type of equipment, incentive programs | 2 | 124 | 0.7148 | 2023 | Advanced case assumes efficiency improvements and greater incentives/adoption. All centrally ducted air-to-air heat pumps, including packaged, top-discharge, and side-discharge outdoor units (AHRI types: HSP-A, HRCU-A-C, and HRCU-A-CB). Includes an extra $1,384 to represent cost of new 240v circuit(s), based on the average cost for ASHP projects involving fuel substitution, per LBNL database.
4 | 2023 | Residential | HVAC | Air Source Heat Pumps | with New Circuit | Electricity | Air Source Heat Pump with New Circuit | 2023$ | Air Source Heat Pump - Centrally ducted, with new circuit | Residential Air Source Heat Pump | 681.1571 | 1135.2619 | 1589.3667 | Cooling Capacity | Tons | 1.5 | 3 | 3 | 5 | 380.2863 | 633.8105 | 887.3347 | SEER1 | Unitless | 13.8 | 16 | 22.6 | 22.6 | -1464.9022 | -2441.5036 | -3418.1051 | 1 |  |  | 6663.1501 | 11105.2502 | 15547.3503 | 1.5 | 1.5 | -191.55 | 0 | 9803.1752 | 16466.3253 | 23129.4755 | 9994.7252 | 16657.8753 | 23321.0255 | 2030 | Reference | 15.3 | Prevailing local wages, drive time, local code requirements, access, need for condensate line/drain, condition of existing electrical system, need for additional wiring/switching, condition of existing duct system, type of equipment, incentive programs | 2 | 124 | 0.7148 | 2023 | Advanced case assumes efficiency improvements and greater incentives/adoption. All centrally ducted air-to-air heat pumps, including packaged, top-discharge, and side-discharge outdoor units (AHRI types: HSP-A, HRCU-A-C, and HRCU-A-CB). Includes an extra $1,384 to represent cost of new 240v circuit(s), based on the average cost for ASHP projects involving fuel substitution, per LBNL database.
4 | 2023 | Residential | HVAC | Air Source Heat Pumps | with New Circuit | Electricity | Air Source Heat Pump with New Circuit | 2023$ | Air Source Heat Pump - Centrally ducted, with new circuit | Residential Air Source Heat Pump | 729.3669 | 1215.6115 | 1701.8561 | Cooling Capacity | Tons | 1.5 | 3 | 3 | 5 | 407.2015 | 678.6692 | 950.1369 | SEER1 | Unitless | 13.8 | 16.25 | 22.6 | 22.6 | -1568.5825 | -2614.3041 | -3660.0258 | 1 |  |  | 7236.5433 | 12060.9056 | 16885.2678 | 1.5 | 1.5 | -191.55 | 0 | 10663.265 | 17899.8083 | 25136.3517 | 10854.815 | 18091.3583 | 25327.9017 | 2035 | Reference | 15.3 | Prevailing local wages, drive time, local code requirements, access, need for condensate line/drain, condition of existing electrical system, need for additional wiring/switching, condition of existing duct system, type of equipment, incentive programs | 2 | 124 | 0.7148 | 2023 | Advanced case assumes efficiency improvements and greater incentives/adoption. All centrally ducted air-to-air heat pumps, including packaged, top-discharge, and side-discharge outdoor units (AHRI types: HSP-A, HRCU-A-C, and HRCU-A-CB). Includes an extra $1,384 to represent cost of new 240v circuit(s), based on the average cost for ASHP projects involving fuel substitution, per LBNL database.
4 | 2023 | Residential | HVAC | Air Source Heat Pumps | with New Circuit | Electricity | Air Source Heat Pump with New Circuit | 2023$ | Air Source Heat Pump - Centrally ducted, with new circuit | Residential Air Source Heat Pump | 777.5766 | 1295.9611 | 1814.3455 | Cooling Capacity | Tons | 1.5 | 3 | 3 | 5 | 434.1168 | 723.528 | 1012.9392 | SEER1 | Unitless | 13.8 | 16.5 | 22.6 | 22.6 | -1672.2628 | -2787.1046 | -3901.9465 | 1 |  |  | 7823.3942 | 13038.9903 | 18254.5864 | 1.5 | 1.5 | -191.55 | 0 | 11543.5412 | 19366.9354 | 27190.3296 | 11735.0912 | 19558.4854 | 27381.8796 | 2040 | Reference | 15.3 | Prevailing local wages, drive time, local code requirements, access, need for condensate line/drain, condition of existing electrical system, need for additional wiring/switching, condition of existing duct system, type of equipment, incentive programs | 2 | 124 | 0.7148 | 2023 | Advanced case assumes efficiency improvements and greater incentives/adoption. All centrally ducted air-to-air heat pumps, including packaged, top-discharge, and side-discharge outdoor units (AHRI types: HSP-A, HRCU-A-C, and HRCU-A-CB). Includes an extra $1,384 to represent cost of new 240v circuit(s), based on the average cost for ASHP projects involving fuel substitution, per LBNL database.
4 | 2023 | Residential | HVAC | Air Source Heat Pumps | with New Circuit | Electricity | Air Source Heat Pump with New Circuit | 2023$ | Air Source Heat Pump - Centrally ducted, with new circuit | Residential Air Source Heat Pump | 785.3524 | 1308.9207 | 1832.489 | Cooling Capacity | Tons | 1.5 | 3 | 3 | 5 | 438.458 | 730.7633 | 1023.0686 | SEER1 | Unitless | 13.8 | 16.75 | 22.6 | 22.6 | -1688.9854 | -2814.9757 | -3940.9659 | 1 |  |  | 8011.2426 | 13352.071 | 18692.8994 | 1.5 | 1.5 | -191.55 | 0 | 11825.3139 | 19836.5565 | 27847.7991 | 12016.8639 | 20028.1065 | 28039.3491 | 2045 | Reference | 15.3 | Prevailing local wages, drive time, local code requirements, access, need for condensate line/drain, condition of existing electrical system, need for additional wiring/switching, condition of existing duct system, type of equipment, incentive programs | 2 | 124 | 0.7148 | 2023 | Advanced case assumes efficiency improvements and greater incentives/adoption. All centrally ducted air-to-air heat pumps, including packaged, top-discharge, and side-discharge outdoor units (AHRI types: HSP-A, HRCU-A-C, and HRCU-A-CB). Includes an extra $1,384 to represent cost of new 240v circuit(s), based on the average cost for ASHP projects involving fuel substitution, per LBNL database.
4 | 2023 | Residential | HVAC | Air Source Heat Pumps | with New Circuit | Electricity | Air Source Heat Pump with New Circuit | 2023$ | Air Source Heat Pump - Centrally ducted, with new circuit | Residential Air Source Heat Pump | 793.1282 | 1321.8803 | 1850.6324 | Cooling Capacity | Tons | 1.5 | 3 | 3 | 5 | 442.7991 | 737.9985 | 1033.198 | SEER1 | Unitless | 13.8 | 17 | 22.6 | 22.6 | -1705.708 | -2842.8467 | -3979.9854 | 1 |  |  | 8201.2616 | 13668.7693 | 19136.2771 | 1.5 | 1.5 | -191.55 | 0 | 12110.3424 | 20311.604 | 28512.8656 | 12301.8924 | 20503.154 | 28704.4156 | 2050 | Reference | 15.3 | Prevailing local wages, drive time, local code requirements, access, need for condensate line/drain, condition of existing electrical system, need for additional wiring/switching, condition of existing duct system, type of equipment, incentive programs | 2 | 124 | 0.7148 | 2023 | Advanced case assumes efficiency improvements and greater incentives/adoption. All centrally ducted air-to-air heat pumps, including packaged, top-discharge, and side-discharge outdoor units (AHRI types: HSP-A, HRCU-A-C, and HRCU-A-CB). Includes an extra $1,384 to represent cost of new 240v circuit(s), based on the average cost for ASHP projects involving fuel substitution, per LBNL database.
4 | 2023 | Residential | HVAC | Air Source Heat Pumps | with New Circuit | Electricity | Air Source Heat Pump with New Circuit | 2023$ | Air Source Heat Pump - Centrally ducted, with new circuit | Residential Air Source Heat Pump | 639.168 | 1065.28 | 1491.392 | Cooling Capacity | Tons | 1.5 | 3 | 3 | 5 | 356.844 | 594.74 | 832.636 | SEER1 | Unitless | 13.8 | 15 | 22.6 | 22.6 | -1374.6 | -2291 | -3207.4 | 1 |  |  | 5895.564 | 9825.94 | 13756.316 | 1.5 | 1.5 | -191.55 | 0 | 8651.796 | 14547.36 | 20442.924 | 8843.346 | 14738.91 | 20634.474 | 2023 | Intermediate | 15.3 | Prevailing local wages, drive time, local code requirements, access, need for condensate line/drain, condition of existing electrical system, need for additional wiring/switching, condition of existing duct system, type of equipment, incentive programs | 2 | 124 | 0.7148 | 2023 | Advanced case assumes efficiency improvements and greater incentives/adoption. All centrally ducted air-to-air heat pumps, including packaged, top-discharge, and side-discharge outdoor units (AHRI types: HSP-A, HRCU-A-C, and HRCU-A-CB). Includes an extra $1,384 to represent cost of new 240v circuit(s), based on the average cost for ASHP projects involving fuel substitution, per LBNL database.
4 | 2023 | Residential | HVAC | Air Source Heat Pumps | with New Circuit | Electricity | Air Source Heat Pump with New Circuit | 2023$ | Air Source Heat Pump - Centrally ducted, with new circuit | Residential Air Source Heat Pump | 640.4622 | 1067.437 | 1494.4118 | Cooling Capacity | Tons | 1.5 | 3 | 3 | 5 | 357.5665 | 595.9442 | 834.3219 | SEER1 | Unitless | 13.8 | 16.25 | 22.6 | 22.6 | -1377.3833 | -2295.6388 | -3213.8943 | 1 |  |  | 6354.4595 | 10590.7658 | 14827.0722 | 1.5 | 1.5 | -191.55 | 0 | 9340.1392 | 15694.5987 | 22049.0582 | 9531.6892 | 15886.1487 | 22240.6082 | 2030 | Intermediate | 15.3 | Prevailing local wages, drive time, local code requirements, access, need for condensate line/drain, condition of existing electrical system, need for additional wiring/switching, condition of existing duct system, type of equipment, incentive programs | 2 | 124 | 0.7148 | 2023 | Advanced case assumes efficiency improvements and greater incentives/adoption. All centrally ducted air-to-air heat pumps, including packaged, top-discharge, and side-discharge outdoor units (AHRI types: HSP-A, HRCU-A-C, and HRCU-A-CB). Includes an extra $1,384 to represent cost of new 240v circuit(s), based on the average cost for ASHP projects involving fuel substitution, per LBNL database.
4 | 2023 | Residential | HVAC | Air Source Heat Pumps | with New Circuit | Electricity | Air Source Heat Pump with New Circuit | 2023$ | Air Source Heat Pump - Centrally ducted, with new circuit | Residential Air Source Heat Pump | 646.0811 | 1076.8018 | 1507.5225 | Cooling Capacity | Tons | 1.5 | 3 | 3 | 5 | 360.7035 | 601.1726 | 841.6416 | SEER1 | Unitless | 13.8 | 16.5 | 22.6 | 22.6 | -1389.4673 | -2315.7789 | -3242.0905 | 1 |  |  | 6500.3843 | 10833.9738 | 15167.5633 | 1.5 | 1.5 | -191.55 | 0 | 9559.0264 | 16059.4107 | 22559.795 | 9750.5764 | 16250.9607 | 22751.345 | 2035 | Intermediate | 15.3 | Prevailing local wages, drive time, local code requirements, access, need for condensate line/drain, condition of existing electrical system, need for additional wiring/switching, condition of existing duct system, type of equipment, incentive programs | 2 | 124 | 0.7148 | 2023 | Advanced case assumes efficiency improvements and greater incentives/adoption. All centrally ducted air-to-air heat pumps, including packaged, top-discharge, and side-discharge outdoor units (AHRI types: HSP-A, HRCU-A-C, and HRCU-A-CB). Includes an extra $1,384 to represent cost of new 240v circuit(s), based on the average cost for ASHP projects involving fuel substitution, per LBNL database.
4 | 2023 | Residential | HVAC | Air Source Heat Pumps | with New Circuit | Electricity | Air Source Heat Pump with New Circuit | 2023$ | Air Source Heat Pump - Centrally ducted, with new circuit | Residential Air Source Heat Pump | 652.8395 | 1088.0659 | 1523.2922 | Cooling Capacity | Tons | 1.5 | 3 | 3 | 5 | 364.4767 | 607.4612 | 850.4457 | SEER1 | Unitless | 13.8 | 16.75 | 22.6 | 22.6 | -1404.0021 | -2340.0035 | -3276.0049 | 1 |  |  | 6659.5019 | 11099.1698 | 15538.8378 | 1.5 | 1.5 | -191.55 | 0 | 9797.7029 | 16457.2048 | 23116.7067 | 9989.2529 | 16648.7548 | 23308.2567 | 2040 | Intermediate | 15.3 | Prevailing local wages, drive time, local code requirements, access, need for condensate line/drain, condition of existing electrical system, need for additional wiring/switching, condition of existing duct system, type of equipment, incentive programs | 2 | 124 | 0.7148 | 2023 | Advanced case assumes efficiency improvements and greater incentives/adoption. All centrally ducted air-to-air heat pumps, including packaged, top-discharge, and side-discharge outdoor units (AHRI types: HSP-A, HRCU-A-C, and HRCU-A-CB). Includes an extra $1,384 to represent cost of new 240v circuit(s), based on the average cost for ASHP projects involving fuel substitution, per LBNL database.
4 | 2023 | Residential | HVAC | Air Source Heat Pumps | with New Circuit | Electricity | Air Source Heat Pump with New Circuit | 2023$ | Air Source Heat Pump - Centrally ducted, with new circuit | Residential Air Source Heat Pump | 640.4503 | 1067.4171 | 1494.384 | Cooling Capacity | Tons | 1.5 | 3 | 3 | 5 | 357.5599 | 595.9332 | 834.3064 | SEER1 | Unitless | 13.8 | 17 | 22.6 | 22.6 | -1377.3577 | -2295.5962 | -3213.8346 | 1 |  |  | 6622.5113 | 11037.5189 | 15452.5265 | 1.5 | 1.5 | -191.55 | 0 | 9742.217 | 16364.7284 | 22987.2397 | 9933.767 | 16556.2784 | 23178.7897 | 2045 | Intermediate | 15.3 | Prevailing local wages, drive time, local code requirements, access, need for condensate line/drain, condition of existing electrical system, need for additional wiring/switching, condition of existing duct system, type of equipment, incentive programs | 2 | 124 | 0.7148 | 2023 | Advanced case assumes efficiency improvements and greater incentives/adoption. All centrally ducted air-to-air heat pumps, including packaged, top-discharge, and side-discharge outdoor units (AHRI types: HSP-A, HRCU-A-C, and HRCU-A-CB). Includes an extra $1,384 to represent cost of new 240v circuit(s), based on the average cost for ASHP projects involving fuel substitution, per LBNL database.
4 | 2023 | Residential | HVAC | Air Source Heat Pumps | with New Circuit | Electricity | Air Source Heat Pump with New Circuit | 2023$ | Air Source Heat Pump - Centrally ducted, with new circuit | Residential Air Source Heat Pump | 629.0644 | 1048.4407 | 1467.817 | Cooling Capacity | Tons | 1.5 | 3 | 3 | 5 | 351.2032 | 585.3387 | 819.4742 | SEER1 | Unitless | 13.8 | 17.25 | 22.6 | 22.6 | -1352.8712 | -2254.7853 | -3156.6994 | 1 |  |  | 6592.5778 | 10987.6297 | 15382.6815 | 1.5 | 1.5 | -191.55 | 0 | 9697.3167 | 16289.8945 | 22882.4723 | 9888.8667 | 16481.4445 | 23074.0223 | 2050 | Intermediate | 15.3 | Prevailing local wages, drive time, local code requirements, access, need for condensate line/drain, condition of existing electrical system, need for additional wiring/switching, condition of existing duct system, type of equipment, incentive programs | 2 | 124 | 0.7148 | 2023 | Advanced case assumes efficiency improvements and greater incentives/adoption. All centrally ducted air-to-air heat pumps, including packaged, top-discharge, and side-discharge outdoor units (AHRI types: HSP-A, HRCU-A-C, and HRCU-A-CB). Includes an extra $1,384 to represent cost of new 240v circuit(s), based on the average cost for ASHP projects involving fuel substitution, per LBNL database.
4 | 2023 | Residential | HVAC | Air Source Heat Pumps | with New Circuit | Electricity | Air Source Heat Pump with New Circuit | 2023$ | Air Source Heat Pump - Centrally ducted, with new circuit | Residential Air Source Heat Pump | 639.168 | 1065.28 | 1491.392 | Cooling Capacity | Tons | 1.5 | 3 | 3 | 5 | 356.844 | 594.74 | 832.636 | SEER1 | Unitless | 13.8 | 15 | 22.6 | 22.6 | -1374.6 | -2291 | -3207.4 | 1 |  |  | 5895.564 | 9825.94 | 13756.316 | 1.5 | 1.5 | -191.55 | 0 | 8651.796 | 14547.36 | 20442.924 | 8843.346 | 14738.91 | 20634.474 | 2023 | Advanced | 15.3 | Prevailing local wages, drive time, local code requirements, access, need for condensate line/drain, condition of existing electrical system, need for additional wiring/switching, condition of existing duct system, type of equipment, incentive programs | 2 | 124 | 0.7148 | 2023 | Advanced case assumes efficiency improvements and greater incentives/adoption. All centrally ducted air-to-air heat pumps, including packaged, top-discharge, and side-discharge outdoor units (AHRI types: HSP-A, HRCU-A-C, and HRCU-A-CB). Includes an extra $1,384 to represent cost of new 240v circuit(s), based on the average cost for ASHP projects involving fuel substitution, per LBNL database.
4 | 2023 | Residential | HVAC | Air Source Heat Pumps | with New Circuit | Electricity | Air Source Heat Pump with New Circuit | 2023$ | Air Source Heat Pump - Centrally ducted, with new circuit | Residential Air Source Heat Pump | 599.7672 | 999.6121 | 1399.4569 | Cooling Capacity | Tons | 1.5 | 3 | 3 | 5 | 334.8468 | 558.0779 | 781.3091 | SEER1 | Unitless | 13.8 | 16.5 | 22.6 | 22.6 | -1289.8644 | -2149.774 | -3009.6836 | 1 |  |  | 6034.409 | 10057.3483 | 14080.2876 | 1.5 | 1.5 | -191.55 | 0 | 8860.0635 | 14894.4724 | 20928.8814 | 9051.6135 | 15086.0224 | 21120.4314 | 2030 | Advanced | 15.3 | Prevailing local wages, drive time, local code requirements, access, need for condensate line/drain, condition of existing electrical system, need for additional wiring/switching, condition of existing duct system, type of equipment, incentive programs | 2 | 124 | 0.7148 | 2023 | Advanced case assumes efficiency improvements and greater incentives/adoption. All centrally ducted air-to-air heat pumps, including packaged, top-discharge, and side-discharge outdoor units (AHRI types: HSP-A, HRCU-A-C, and HRCU-A-CB). Includes an extra $1,384 to represent cost of new 240v circuit(s), based on the average cost for ASHP projects involving fuel substitution, per LBNL database.
4 | 2023 | Residential | HVAC | Air Source Heat Pumps | with New Circuit | Electricity | Air Source Heat Pump with New Circuit | 2023$ | Air Source Heat Pump - Centrally ducted, with new circuit | Residential Air Source Heat Pump | 562.7953 | 937.9921 | 1313.189 | Cooling Capacity | Tons | 1.5 | 3 | 3 | 5 | 314.2055 | 523.6759 | 733.1462 | SEER1 | Unitless | 13.8 | 16.75 | 22.6 | 22.6 | -1210.3522 | -2017.2537 | -2824.1551 | 1 |  |  | 5740.9762 | 9568.2937 | 13395.6112 | 1.5 | 1.5 | -191.55 | 0 | 8419.9144 | 14160.8906 | 19901.8668 | 8611.4644 | 14352.4406 | 20093.4168 | 2035 | Advanced | 15.3 | Prevailing local wages, drive time, local code requirements, access, need for condensate line/drain, condition of existing electrical system, need for additional wiring/switching, condition of existing duct system, type of equipment, incentive programs | 2 | 124 | 0.7148 | 2023 | Advanced case assumes efficiency improvements and greater incentives/adoption. All centrally ducted air-to-air heat pumps, including packaged, top-discharge, and side-discharge outdoor units (AHRI types: HSP-A, HRCU-A-C, and HRCU-A-CB). Includes an extra $1,384 to represent cost of new 240v circuit(s), based on the average cost for ASHP projects involving fuel substitution, per LBNL database.
4 | 2023 | Residential | HVAC | Air Source Heat Pumps | with New Circuit | Electricity | Air Source Heat Pump with New Circuit | 2023$ | Air Source Heat Pump - Centrally ducted, with new circuit | Residential Air Source Heat Pump | 528.1024 | 880.1707 | 1232.239 | Cooling Capacity | Tons | 1.5 | 3 | 3 | 5 | 294.8367 | 491.3945 | 687.9523 | SEER1 | Unitless | 13.8 | 17 | 22.6 | 22.6 | -1135.7414 | -1892.9024 | -2650.0634 | 1 |  |  | 5460.7896 | 9101.316 | 12741.8424 | 1.5 | 1.5 | -191.55 | 0 | 7999.6344 | 13460.424 | 18921.2137 | 8191.1844 | 13651.974 | 19112.7637 | 2040 | Advanced | 15.3 | Prevailing local wages, drive time, local code requirements, access, need for condensate line/drain, condition of existing electrical system, need for additional wiring/switching, condition of existing duct system, type of equipment, incentive programs | 2 | 124 | 0.7148 | 2023 | Advanced case assumes efficiency improvements and greater incentives/adoption. All centrally ducted air-to-air heat pumps, including packaged, top-discharge, and side-discharge outdoor units (AHRI types: HSP-A, HRCU-A-C, and HRCU-A-CB). Includes an extra $1,384 to represent cost of new 240v circuit(s), based on the average cost for ASHP projects involving fuel substitution, per LBNL database.
4 | 2023 | Residential | HVAC | Air Source Heat Pumps | with New Circuit | Electricity | Air Source Heat Pump with New Circuit | 2023$ | Air Source Heat Pump - Centrally ducted, with new circuit | Residential Air Source Heat Pump | 495.5482 | 825.9136 | 1156.279 | Cooling Capacity | Tons | 1.5 | 3 | 3 | 5 | 276.6618 | 461.103 | 645.5443 | SEER1 | Unitless | 13.8 | 17.25 | 22.6 | 22.6 | -1065.73 | -1776.2166 | -2486.7033 | 1 |  |  | 5193.3311 | 8655.5518 | 12117.7725 | 1.5 | 1.5 | -191.55 | 0 | 7598.4466 | 12791.7776 | 17985.1087 | 7789.9966 | 12983.3276 | 18176.6587 | 2045 | Advanced | 15.3 | Prevailing local wages, drive time, local code requirements, access, need for condensate line/drain, condition of existing electrical system, need for additional wiring/switching, condition of existing duct system, type of equipment, incentive programs | 2 | 124 | 0.7148 | 2023 | Advanced case assumes efficiency improvements and greater incentives/adoption. All centrally ducted air-to-air heat pumps, including packaged, top-discharge, and side-discharge outdoor units (AHRI types: HSP-A, HRCU-A-C, and HRCU-A-CB). Includes an extra $1,384 to represent cost of new 240v circuit(s), based on the average cost for ASHP projects involving fuel substitution, per LBNL database.
4 | 2023 | Residential | HVAC | Air Source Heat Pumps | with New Circuit | Electricity | Air Source Heat Pump with New Circuit | 2023$ | Air Source Heat Pump - Centrally ducted, with new circuit | Residential Air Source Heat Pump | 465.0007 | 775.0011 | 1085.0016 | Cooling Capacity | Tons | 1.5 | 3 | 3 | 5 | 259.6073 | 432.6789 | 605.7504 | SEER1 | Unitless | 13.8 | 17.5 | 22.6 | 22.6 | -1000.0343 | -1666.7238 | -2333.4134 | 1 |  |  | 4938.096 | 8230.1601 | 11522.2241 | 1.5 | 1.5 | -191.55 | 0 | 7215.5941 | 12153.6901 | 17091.7862 | 7407.1441 | 12345.2401 | 17283.3362 | 2050 | Advanced | 15.3 | Prevailing local wages, drive time, local code requirements, access, need for condensate line/drain, condition of existing electrical system, need for additional wiring/switching, condition of existing duct system, type of equipment, incentive programs | 2 | 124 | 0.7148 | 2023 | Advanced case assumes efficiency improvements and greater incentives/adoption. All centrally ducted air-to-air heat pumps, including packaged, top-discharge, and side-discharge outdoor units (AHRI types: HSP-A, HRCU-A-C, and HRCU-A-CB). Includes an extra $1,384 to represent cost of new 240v circuit(s), based on the average cost for ASHP projects involving fuel substitution, per LBNL database.
5 | 2023 | Residential | Envelope | Automated Motorized Shade | Cellular | Electricity | Automated Motorized Cellular Shade | 2023$ |  |  | 0 | 0 | 0 | SHGC | Unitless | 0.03 | 0.11 | 0.19 | 0.19 | 0 | 0 | 0 | Efficiency | U-Factor | 0.03 | 0.04 | 0.05 | 0.05 | 677.248 | 846.56 | 1015.872 | 1 |  |  | 677.248 | 846.56 | 1015.872 | 1 | 1 | 328.8 | 328.8 | 1006.048 | 1175.36 | 1344.672 | 1006.048 | 1175.36 | 1344.672 | 2023 | Reference | 8.5 | Prevailing local wages, Drive time, Local code requirements, Existing construction and materials, Presence of hazardous materials | 1 | 5 | 0 | 2020 | New construction same as retro costs due to minimal costs. Low cost to remove blinds or shades and therefore can be ignored. Retail price assumes the size of the blinds are 19.8sqft.
5 | 2023 | Residential | Envelope | Automated Motorized Shade | Cellular | Electricity | Automated Motorized Cellular Shade | 2023$ |  |  | 0 | 0 | 0 | SHGC | Unitless | 0.03 | 0.11 | 0.19 | 0.19 | 0 | 0 | 0 | Efficiency | U-Factor | 0.03 | 0.04 | 0.05 | 0.05 | 584.6908 | 730.8635 | 877.0362 | 1 |  |  | 584.6908 | 730.8635 | 877.0362 | 1 | 1 | 328.8 | 328.8 | 913.4908 | 1059.6635 | 1205.8362 | 913.4908 | 1059.6635 | 1205.8362 | 2030 | Reference | 8.5 | Prevailing local wages, Drive time, Local code requirements, Existing construction and materials, Presence of hazardous materials | 1 | 5 | 0 | 2020 | New construction same as retro costs due to minimal costs. Low cost to remove blinds or shades and therefore can be ignored. Retail price assumes the size of the blinds are 19.8sqft.
5 | 2023 | Residential | Envelope | Automated Motorized Shade | Cellular | Electricity | Automated Motorized Cellular Shade | 2023$ |  |  | 0 | 0 | 0 | SHGC | Unitless | 0.03 | 0.11 | 0.19 | 0.19 | 0 | 0 | 0 | Efficiency | U-Factor | 0.03 | 0.04 | 0.05 | 0.05 | 556.9424 | 696.178 | 835.4136 | 1 |  |  | 556.9424 | 696.178 | 835.4136 | 1 | 1 | 328.8 | 328.8 | 885.7424 | 1024.978 | 1164.2136 | 885.7424 | 1024.978 | 1164.2136 | 2035 | Reference | 8.5 | Prevailing local wages, Drive time, Local code requirements, Existing construction and materials, Presence of hazardous materials | 1 | 5 | 0 | 2020 | New construction same as retro costs due to minimal costs. Low cost to remove blinds or shades and therefore can be ignored. Retail price assumes the size of the blinds are 19.8sqft.
5 | 2023 | Residential | Envelope | Automated Motorized Shade | Cellular | Electricity | Automated Motorized Cellular Shade | 2023$ |  |  | 0 | 0 | 0 | SHGC | Unitless | 0.03 | 0.11 | 0.19 | 0.19 | 0 | 0 | 0 | Efficiency | U-Factor | 0.03 | 0.04 | 0.05 | 0.05 | 529.1941 | 661.4926 | 793.7911 | 1 |  |  | 529.1941 | 661.4926 | 793.7911 | 1 | 1 | 328.8 | 328.8 | 857.9941 | 990.2926 | 1122.5911 | 857.9941 | 990.2926 | 1122.5911 | 2040 | Reference | 8.5 | Prevailing local wages, Drive time, Local code requirements, Existing construction and materials, Presence of hazardous materials | 1 | 5 | 0 | 2020 | New construction same as retro costs due to minimal costs. Low cost to remove blinds or shades and therefore can be ignored. Retail price assumes the size of the blinds are 19.8sqft.
5 | 2023 | Residential | Envelope | Automated Motorized Shade | Cellular | Electricity | Automated Motorized Cellular Shade | 2023$ |  |  | 0 | 0 | 0 | SHGC | Unitless | 0.03 | 0.11 | 0.19 | 0.19 | 0 | 0 | 0 | Efficiency | U-Factor | 0.03 | 0.04 | 0.05 | 0.05 | 529.1941 | 661.4926 | 793.7911 | 1 |  |  | 529.1941 | 661.4926 | 793.7911 | 1 | 1 | 328.8 | 328.8 | 857.9941 | 990.2926 | 1122.5911 | 857.9941 | 990.2926 | 1122.5911 | 2045 | Reference | 8.5 | Prevailing local wages, Drive time, Local code requirements, Existing construction and materials, Presence of hazardous materials | 1 | 5 | 0 | 2020 | New construction same as retro costs due to minimal costs. Low cost to remove blinds or shades and therefore can be ignored. Retail price assumes the size of the blinds are 19.8sqft.
5 | 2023 | Residential | Envelope | Automated Motorized Shade | Cellular | Electricity | Automated Motorized Cellular Shade | 2023$ |  |  | 0 | 0 | 0 | SHGC | Unitless | 0.03 | 0.11 | 0.19 | 0.19 | 0 | 0 | 0 | Efficiency | U-Factor | 0.03 | 0.04 | 0.05 | 0.05 | 529.1941 | 661.4926 | 793.7911 | 1 |  |  | 529.1941 | 661.4926 | 793.7911 | 1 | 1 | 328.8 | 328.8 | 857.9941 | 990.2926 | 1122.5911 | 857.9941 | 990.2926 | 1122.5911 | 2050 | Reference | 8.5 | Prevailing local wages, Drive time, Local code requirements, Existing construction and materials, Presence of hazardous materials | 1 | 5 | 0 | 2020 | New construction same as retro costs due to minimal costs. Low cost to remove blinds or shades and therefore can be ignored. Retail price assumes the size of the blinds are 19.8sqft.
5 | 2023 | Residential | Envelope | Automated Motorized Shade | Cellular | Electricity | Automated Motorized Cellular Shade | 2023$ |  |  | 0 | 0 | 0 | SHGC | Unitless | 0.03 | 0.11 | 0.19 | 0.19 | 0 | 0 | 0 | Efficiency | U-Factor | 0.03 | 0.04 | 0.05 | 0.05 | 677.248 | 846.56 | 1015.872 | 1 |  |  | 677.248 | 846.56 | 1015.872 | 1 | 1 | 328.8 | 328.8 | 1006.048 | 1175.36 | 1344.672 | 1006.048 | 1175.36 | 1344.672 | 2023 | Intermediate | 8.5 | Prevailing local wages, Drive time, Local code requirements, Existing construction and materials, Presence of hazardous materials | 1 | 5 | 0 | 2020 | New construction same as retro costs due to minimal costs. Low cost to remove blinds or shades and therefore can be ignored. Retail price assumes the size of the blinds are 19.8sqft.
5 | 2023 | Residential | Envelope | Automated Motorized Shade | Cellular | Electricity | Automated Motorized Cellular Shade | 2023$ |  |  | 0 | 0 | 0 | SHGC | Unitless | 0.03 | 0.11 | 0.19 | 0.19 | 0 | 0 | 0 | Efficiency | U-Factor | 0.03 | 0.04 | 0.05 | 0.05 | 584.6908 | 730.8635 | 877.0362 | 1 |  |  | 584.6908 | 730.8635 | 877.0362 | 1 | 1 | 328.8 | 328.8 | 913.4908 | 1059.6635 | 1205.8362 | 913.4908 | 1059.6635 | 1205.8362 | 2030 | Intermediate | 8.5 | Prevailing local wages, Drive time, Local code requirements, Existing construction and materials, Presence of hazardous materials | 1 | 5 | 0 | 2020 | New construction same as retro costs due to minimal costs. Low cost to remove blinds or shades and therefore can be ignored. Retail price assumes the size of the blinds are 19.8sqft.
5 | 2023 | Residential | Envelope | Automated Motorized Shade | Cellular | Electricity | Automated Motorized Cellular Shade | 2023$ |  |  | 0 | 0 | 0 | SHGC | Unitless | 0.03 | 0.11 | 0.19 | 0.19 | 0 | 0 | 0 | Efficiency | U-Factor | 0.03 | 0.04 | 0.05 | 0.05 | 556.9424 | 696.178 | 835.4136 | 1 |  |  | 556.9424 | 696.178 | 835.4136 | 1 | 1 | 328.8 | 328.8 | 885.7424 | 1024.978 | 1164.2136 | 885.7424 | 1024.978 | 1164.2136 | 2035 | Intermediate | 8.5 | Prevailing local wages, Drive time, Local code requirements, Existing construction and materials, Presence of hazardous materials | 1 | 5 | 0 | 2020 | New construction same as retro costs due to minimal costs. Low cost to remove blinds or shades and therefore can be ignored. Retail price assumes the size of the blinds are 19.8sqft.
5 | 2023 | Residential | Envelope | Automated Motorized Shade | Cellular | Electricity | Automated Motorized Cellular Shade | 2023$ |  |  | 0 | 0 | 0 | SHGC | Unitless | 0.03 | 0.11 | 0.19 | 0.19 | 0 | 0 | 0 | Efficiency | U-Factor | 0.03 | 0.04 | 0.05 | 0.05 | 529.1941 | 661.4926 | 793.7911 | 1 |  |  | 529.1941 | 661.4926 | 793.7911 | 1 | 1 | 328.8 | 328.8 | 857.9941 | 990.2926 | 1122.5911 | 857.9941 | 990.2926 | 1122.5911 | 2040 | Intermediate | 8.5 | Prevailing local wages, Drive time, Local code requirements, Existing construction and materials, Presence of hazardous materials | 1 | 5 | 0 | 2020 | New construction same as retro costs due to minimal costs. Low cost to remove blinds or shades and therefore can be ignored. Retail price assumes the size of the blinds are 19.8sqft.
5 | 2023 | Residential | Envelope | Automated Motorized Shade | Cellular | Electricity | Automated Motorized Cellular Shade | 2023$ |  |  | 0 | 0 | 0 | SHGC | Unitless | 0.03 | 0.11 | 0.19 | 0.19 | 0 | 0 | 0 | Efficiency | U-Factor | 0.03 | 0.04 | 0.05 | 0.05 | 529.1941 | 661.4926 | 793.7911 | 1 |  |  | 529.1941 | 661.4926 | 793.7911 | 1 | 1 | 328.8 | 328.8 | 857.9941 | 990.2926 | 1122.5911 | 857.9941 | 990.2926 | 1122.5911 | 2045 | Intermediate | 8.5 | Prevailing local wages, Drive time, Local code requirements, Existing construction and materials, Presence of hazardous materials | 1 | 5 | 0 | 2020 | New construction same as retro costs due to minimal costs. Low cost to remove blinds or shades and therefore can be ignored. Retail price assumes the size of the blinds are 19.8sqft.
5 | 2023 | Residential | Envelope | Automated Motorized Shade | Cellular | Electricity | Automated Motorized Cellular Shade | 2023$ |  |  | 0 | 0 | 0 | SHGC | Unitless | 0.03 | 0.11 | 0.19 | 0.19 | 0 | 0 | 0 | Efficiency | U-Factor | 0.03 | 0.04 | 0.05 | 0.05 | 529.1941 | 661.4926 | 793.7911 | 1 |  |  | 529.1941 | 661.4926 | 793.7911 | 1 | 1 | 328.8 | 328.8 | 857.9941 | 990.2926 | 1122.5911 | 857.9941 | 990.2926 | 1122.5911 | 2050 | Intermediate | 8.5 | Prevailing local wages, Drive time, Local code requirements, Existing construction and materials, Presence of hazardous materials | 1 | 5 | 0 | 2020 | New construction same as retro costs due to minimal costs. Low cost to remove blinds or shades and therefore can be ignored. Retail price assumes the size of the blinds are 19.8sqft.
5 | 2023 | Residential | Envelope | Automated Motorized Shade | Cellular | Electricity | Automated Motorized Cellular Shade | 2023$ |  |  | 0 | 0 | 0 | SHGC | Unitless | 0.03 | 0.11 | 0.19 | 0.19 | 0 | 0 | 0 | Efficiency | U-Factor | 0.03 | 0.04 | 0.05 | 0.05 | 677.248 | 846.56 | 1015.872 | 1 |  |  | 677.248 | 846.56 | 1015.872 | 1 | 1 | 328.8 | 328.8 | 1006.048 | 1175.36 | 1344.672 | 1006.048 | 1175.36 | 1344.672 | 2023 | Advanced | 8.5 | Prevailing local wages, Drive time, Local code requirements, Existing construction and materials, Presence of hazardous materials | 1 | 5 | 0 | 2020 | New construction same as retro costs due to minimal costs. Low cost to remove blinds or shades and therefore can be ignored. Retail price assumes the size of the blinds are 19.8sqft.
5 | 2023 | Residential | Envelope | Automated Motorized Shade | Cellular | Electricity | Automated Motorized Cellular Shade | 2023$ |  |  | 0 | 0 | 0 | SHGC | Unitless | 0.03 | 0.11 | 0.19 | 0.19 | 0 | 0 | 0 | Efficiency | U-Factor | 0.03 | 0.04 | 0.05 | 0.05 | 584.6908 | 730.8635 | 877.0362 | 1 |  |  | 584.6908 | 730.8635 | 877.0362 | 1 | 1 | 328.8 | 328.8 | 913.4908 | 1059.6635 | 1205.8362 | 913.4908 | 1059.6635 | 1205.8362 | 2030 | Advanced | 8.5 | Prevailing local wages, Drive time, Local code requirements, Existing construction and materials, Presence of hazardous materials | 1 | 5 | 0 | 2020 | New construction same as retro costs due to minimal costs. Low cost to remove blinds or shades and therefore can be ignored. Retail price assumes the size of the blinds are 19.8sqft.
5 | 2023 | Residential | Envelope | Automated Motorized Shade | Cellular | Electricity | Automated Motorized Cellular Shade | 2023$ |  |  | 0 | 0 | 0 | SHGC | Unitless | 0.03 | 0.11 | 0.19 | 0.19 | 0 | 0 | 0 | Efficiency | U-Factor | 0.03 | 0.04 | 0.05 | 0.05 | 556.9424 | 696.178 | 835.4136 | 1 |  |  | 556.9424 | 696.178 | 835.4136 | 1 | 1 | 328.8 | 328.8 | 885.7424 | 1024.978 | 1164.2136 | 885.7424 | 1024.978 | 1164.2136 | 2035 | Advanced | 8.5 | Prevailing local wages, Drive time, Local code requirements, Existing construction and materials, Presence of hazardous materials | 1 | 5 | 0 | 2020 | New construction same as retro costs due to minimal costs. Low cost to remove blinds or shades and therefore can be ignored. Retail price assumes the size of the blinds are 19.8sqft.
5 | 2023 | Residential | Envelope | Automated Motorized Shade | Cellular | Electricity | Automated Motorized Cellular Shade | 2023$ |  |  | 0 | 0 | 0 | SHGC | Unitless | 0.03 | 0.11 | 0.19 | 0.19 | 0 | 0 | 0 | Efficiency | U-Factor | 0.03 | 0.04 | 0.05 | 0.05 | 529.1941 | 661.4926 | 793.7911 | 1 |  |  | 529.1941 | 661.4926 | 793.7911 | 1 | 1 | 328.8 | 328.8 | 857.9941 | 990.2926 | 1122.5911 | 857.9941 | 990.2926 | 1122.5911 | 2040 | Advanced | 8.5 | Prevailing local wages, Drive time, Local code requirements, Existing construction and materials, Presence of hazardous materials | 1 | 5 | 0 | 2020 | New construction same as retro costs due to minimal costs. Low cost to remove blinds or shades and therefore can be ignored. Retail price assumes the size of the blinds are 19.8sqft.
5 | 2023 | Residential | Envelope | Automated Motorized Shade | Cellular | Electricity | Automated Motorized Cellular Shade | 2023$ |  |  | 0 | 0 | 0 | SHGC | Unitless | 0.03 | 0.11 | 0.19 | 0.19 | 0 | 0 | 0 | Efficiency | U-Factor | 0.03 | 0.04 | 0.05 | 0.05 | 529.1941 | 661.4926 | 793.7911 | 1 |  |  | 529.1941 | 661.4926 | 793.7911 | 1 | 1 | 328.8 | 328.8 | 857.9941 | 990.2926 | 1122.5911 | 857.9941 | 990.2926 | 1122.5911 | 2045 | Advanced | 8.5 | Prevailing local wages, Drive time, Local code requirements, Existing construction and materials, Presence of hazardous materials | 1 | 5 | 0 | 2020 | New construction same as retro costs due to minimal costs. Low cost to remove blinds or shades and therefore can be ignored. Retail price assumes the size of the blinds are 19.8sqft.
5 | 2023 | Residential | Envelope | Automated Motorized Shade | Cellular | Electricity | Automated Motorized Cellular Shade | 2023$ |  |  | 0 | 0 | 0 | SHGC | Unitless | 0.03 | 0.11 | 0.19 | 0.19 | 0 | 0 | 0 | Efficiency | U-Factor | 0.03 | 0.04 | 0.05 | 0.05 | 529.1941 | 661.4926 | 793.7911 | 1 |  |  | 529.1941 | 661.4926 | 793.7911 | 1 | 1 | 328.8 | 328.8 | 857.9941 | 990.2926 | 1122.5911 | 857.9941 | 990.2926 | 1122.5911 | 2050 | Advanced | 8.5 | Prevailing local wages, Drive time, Local code requirements, Existing construction and materials, Presence of hazardous materials | 1 | 5 | 0 | 2020 | New construction same as retro costs due to minimal costs. Low cost to remove blinds or shades and therefore can be ignored. Retail price assumes the size of the blinds are 19.8sqft.
6 | 2023 | Residential | Envelope | Automated Motorized Shade | Roller | Electricity | Automated Motorized Roller Shade | 2023$ |  |  | 0 | 0 | 0 | SHGC | Unitless | 0.01 | 0.105 | 0.2 | 0.2 | 0 | 0 | 0 | Efficiency | U-Factor | 0.01 | 0.075 | 0.14 | 0.14 | 697.928 | 872.41 | 1046.892 | 1 |  |  | 697.928 | 872.41 | 1046.892 | 1 | 1 | 328.795 | 328.795 | 1026.723 | 1201.205 | 1375.687 | 1026.723 | 1201.205 | 1375.687 | 2023 | Reference | 8.5 | Prevailing local wages, Drive time, Local code requirements, Existing construction and materials, Presence of hazardous materials | 1 | 7 | 0 | 2020 | New construction same as retro costs due to minimal costs. Low cost to remove blinds or shades and therefore can be ignored. Retail price assumes the size of the blinds are 19.8sqft.
6 | 2023 | Residential | Envelope | Automated Motorized Shade | Roller | Electricity | Automated Motorized Roller Shade | 2023$ |  |  | 0 | 0 | 0 | SHGC | Unitless | 0.01 | 0.105 | 0.2 | 0.2 | 0 | 0 | 0 | Efficiency | U-Factor | 0.01 | 0.075 | 0.14 | 0.14 | 607.6669 | 759.5836 | 911.5004 | 1 |  |  | 607.6669 | 759.5836 | 911.5004 | 1 | 1 | 328.795 | 328.795 | 936.4619 | 1088.3786 | 1240.2954 | 936.4619 | 1088.3786 | 1240.2954 | 2030 | Reference | 8.5 | Prevailing local wages, Drive time, Local code requirements, Existing construction and materials, Presence of hazardous materials | 1 | 7 | 0 | 2020 | New construction same as retro costs due to minimal costs. Low cost to remove blinds or shades and therefore can be ignored. Retail price assumes the size of the blinds are 19.8sqft.
6 | 2023 | Residential | Envelope | Automated Motorized Shade | Roller | Electricity | Automated Motorized Roller Shade | 2023$ |  |  | 0 | 0 | 0 | SHGC | Unitless | 0.01 | 0.105 | 0.2 | 0.2 | 0 | 0 | 0 | Efficiency | U-Factor | 0.01 | 0.075 | 0.14 | 0.14 | 581.3407 | 726.6759 | 872.0111 | 1 |  |  | 581.3407 | 726.6759 | 872.0111 | 1 | 1 | 328.795 | 328.795 | 910.1357 | 1055.4709 | 1200.8061 | 910.1357 | 1055.4709 | 1200.8061 | 2035 | Reference | 8.5 | Prevailing local wages, Drive time, Local code requirements, Existing construction and materials, Presence of hazardous materials | 1 | 7 | 0 | 2020 | New construction same as retro costs due to minimal costs. Low cost to remove blinds or shades and therefore can be ignored. Retail price assumes the size of the blinds are 19.8sqft.
6 | 2023 | Residential | Envelope | Automated Motorized Shade | Roller | Electricity | Automated Motorized Roller Shade | 2023$ |  |  | 0 | 0 | 0 | SHGC | Unitless | 0.01 | 0.105 | 0.2 | 0.2 | 0 | 0 | 0 | Efficiency | U-Factor | 0.01 | 0.075 | 0.14 | 0.14 | 555.0146 | 693.7682 | 832.5219 | 1 |  |  | 555.0146 | 693.7682 | 832.5219 | 1 | 1 | 328.795 | 328.795 | 883.8096 | 1022.5632 | 1161.3169 | 883.8096 | 1022.5632 | 1161.3169 | 2040 | Reference | 8.5 | Prevailing local wages, Drive time, Local code requirements, Existing construction and materials, Presence of hazardous materials | 1 | 7 | 0 | 2020 | New construction same as retro costs due to minimal costs. Low cost to remove blinds or shades and therefore can be ignored. Retail price assumes the size of the blinds are 19.8sqft.
6 | 2023 | Residential | Envelope | Automated Motorized Shade | Roller | Electricity | Automated Motorized Roller Shade | 2023$ |  |  | 0 | 0 | 0 | SHGC | Unitless | 0.01 | 0.105 | 0.2 | 0.2 | 0 | 0 | 0 | Efficiency | U-Factor | 0.01 | 0.075 | 0.14 | 0.14 | 555.0146 | 693.7682 | 832.5219 | 1 |  |  | 555.0146 | 693.7682 | 832.5219 | 1 | 1 | 328.795 | 328.795 | 883.8096 | 1022.5632 | 1161.3169 | 883.8096 | 1022.5632 | 1161.3169 | 2045 | Reference | 8.5 | Prevailing local wages, Drive time, Local code requirements, Existing construction and materials, Presence of hazardous materials | 1 | 7 | 0 | 2020 | New construction same as retro costs due to minimal costs. Low cost to remove blinds or shades and therefore can be ignored. Retail price assumes the size of the blinds are 19.8sqft.
6 | 2023 | Residential | Envelope | Automated Motorized Shade | Roller | Electricity | Automated Motorized Roller Shade | 2023$ |  |  | 0 | 0 | 0 | SHGC | Unitless | 0.01 | 0.105 | 0.2 | 0.2 | 0 | 0 | 0 | Efficiency | U-Factor | 0.01 | 0.075 | 0.14 | 0.14 | 555.0146 | 693.7682 | 832.5219 | 1 |  |  | 555.0146 | 693.7682 | 832.5219 | 1 | 1 | 328.795 | 328.795 | 883.8096 | 1022.5632 | 1161.3169 | 883.8096 | 1022.5632 | 1161.3169 | 2050 | Reference | 8.5 | Prevailing local wages, Drive time, Local code requirements, Existing construction and materials, Presence of hazardous materials | 1 | 7 | 0 | 2020 | New construction same as retro costs due to minimal costs. Low cost to remove blinds or shades and therefore can be ignored. Retail price assumes the size of the blinds are 19.8sqft.
6 | 2023 | Residential | Envelope | Automated Motorized Shade | Roller | Electricity | Automated Motorized Roller Shade | 2023$ |  |  | 0 | 0 | 0 | SHGC | Unitless | 0.01 | 0.105 | 0.2 | 0.2 | 0 | 0 | 0 | Efficiency | U-Factor | 0.01 | 0.075 | 0.14 | 0.14 | 697.928 | 872.41 | 1046.892 | 1 |  |  | 697.928 | 872.41 | 1046.892 | 1 | 1 | 328.795 | 328.795 | 1026.723 | 1201.205 | 1375.687 | 1026.723 | 1201.205 | 1375.687 | 2023 | Intermediate | 8.5 | Prevailing local wages, Drive time, Local code requirements, Existing construction and materials, Presence of hazardous materials | 1 | 7 | 0 | 2020 | New construction same as retro costs due to minimal costs. Low cost to remove blinds or shades and therefore can be ignored. Retail price assumes the size of the blinds are 19.8sqft.
6 | 2023 | Residential | Envelope | Automated Motorized Shade | Roller | Electricity | Automated Motorized Roller Shade | 2023$ |  |  | 0 | 0 | 0 | SHGC | Unitless | 0.01 | 0.105 | 0.2 | 0.2 | 0 | 0 | 0 | Efficiency | U-Factor | 0.01 | 0.075 | 0.14 | 0.14 | 607.6669 | 759.5836 | 911.5004 | 1 |  |  | 607.6669 | 759.5836 | 911.5004 | 1 | 1 | 328.795 | 328.795 | 936.4619 | 1088.3786 | 1240.2954 | 936.4619 | 1088.3786 | 1240.2954 | 2030 | Intermediate | 8.5 | Prevailing local wages, Drive time, Local code requirements, Existing construction and materials, Presence of hazardous materials | 1 | 7 | 0 | 2020 | New construction same as retro costs due to minimal costs. Low cost to remove blinds or shades and therefore can be ignored. Retail price assumes the size of the blinds are 19.8sqft.
6 | 2023 | Residential | Envelope | Automated Motorized Shade | Roller | Electricity | Automated Motorized Roller Shade | 2023$ |  |  | 0 | 0 | 0 | SHGC | Unitless | 0.01 | 0.105 | 0.2 | 0.2 | 0 | 0 | 0 | Efficiency | U-Factor | 0.01 | 0.075 | 0.14 | 0.14 | 581.3407 | 726.6759 | 872.0111 | 1 |  |  | 581.3407 | 726.6759 | 872.0111 | 1 | 1 | 328.795 | 328.795 | 910.1357 | 1055.4709 | 1200.8061 | 910.1357 | 1055.4709 | 1200.8061 | 2035 | Intermediate | 8.5 | Prevailing local wages, Drive time, Local code requirements, Existing construction and materials, Presence of hazardous materials | 1 | 7 | 0 | 2020 | New construction same as retro costs due to minimal costs. Low cost to remove blinds or shades and therefore can be ignored. Retail price assumes the size of the blinds are 19.8sqft.
6 | 2023 | Residential | Envelope | Automated Motorized Shade | Roller | Electricity | Automated Motorized Roller Shade | 2023$ |  |  | 0 | 0 | 0 | SHGC | Unitless | 0.01 | 0.105 | 0.2 | 0.2 | 0 | 0 | 0 | Efficiency | U-Factor | 0.01 | 0.075 | 0.14 | 0.14 | 555.0146 | 693.7682 | 832.5219 | 1 |  |  | 555.0146 | 693.7682 | 832.5219 | 1 | 1 | 328.795 | 328.795 | 883.8096 | 1022.5632 | 1161.3169 | 883.8096 | 1022.5632 | 1161.3169 | 2040 | Intermediate | 8.5 | Prevailing local wages, Drive time, Local code requirements, Existing construction and materials, Presence of hazardous materials | 1 | 7 | 0 | 2020 | New construction same as retro costs due to minimal costs. Low cost to remove blinds or shades and therefore can be ignored. Retail price assumes the size of the blinds are 19.8sqft.
6 | 2023 | Residential | Envelope | Automated Motorized Shade | Roller | Electricity | Automated Motorized Roller Shade | 2023$ |  |  | 0 | 0 | 0 | SHGC | Unitless | 0.01 | 0.105 | 0.2 | 0.2 | 0 | 0 | 0 | Efficiency | U-Factor | 0.01 | 0.075 | 0.14 | 0.14 | 555.0146 | 693.7682 | 832.5219 | 1 |  |  | 555.0146 | 693.7682 | 832.5219 | 1 | 1 | 328.795 | 328.795 | 883.8096 | 1022.5632 | 1161.3169 | 883.8096 | 1022.5632 | 1161.3169 | 2045 | Intermediate | 8.5 | Prevailing local wages, Drive time, Local code requirements, Existing construction and materials, Presence of hazardous materials | 1 | 7 | 0 | 2020 | New construction same as retro costs due to minimal costs. Low cost to remove blinds or shades and therefore can be ignored. Retail price assumes the size of the blinds are 19.8sqft.
6 | 2023 | Residential | Envelope | Automated Motorized Shade | Roller | Electricity | Automated Motorized Roller Shade | 2023$ |  |  | 0 | 0 | 0 | SHGC | Unitless | 0.01 | 0.105 | 0.2 | 0.2 | 0 | 0 | 0 | Efficiency | U-Factor | 0.01 | 0.075 | 0.14 | 0.14 | 555.0146 | 693.7682 | 832.5219 | 1 |  |  | 555.0146 | 693.7682 | 832.5219 | 1 | 1 | 328.795 | 328.795 | 883.8096 | 1022.5632 | 1161.3169 | 883.8096 | 1022.5632 | 1161.3169 | 2050 | Intermediate | 8.5 | Prevailing local wages, Drive time, Local code requirements, Existing construction and materials, Presence of hazardous materials | 1 | 7 | 0 | 2020 | New construction same as retro costs due to minimal costs. Low cost to remove blinds or shades and therefore can be ignored. Retail price assumes the size of the blinds are 19.8sqft.
6 | 2023 | Residential | Envelope | Automated Motorized Shade | Roller | Electricity | Automated Motorized Roller Shade | 2023$ |  |  | 0 | 0 | 0 | SHGC | Unitless | 0.01 | 0.105 | 0.2 | 0.2 | 0 | 0 | 0 | Efficiency | U-Factor | 0.01 | 0.075 | 0.14 | 0.14 | 697.928 | 872.41 | 1046.892 | 1 |  |  | 697.928 | 872.41 | 1046.892 | 1 | 1 | 328.795 | 328.795 | 1026.723 | 1201.205 | 1375.687 | 1026.723 | 1201.205 | 1375.687 | 2023 | Advanced | 8.5 | Prevailing local wages, Drive time, Local code requirements, Existing construction and materials, Presence of hazardous materials | 1 | 7 | 0 | 2020 | New construction same as retro costs due to minimal costs. Low cost to remove blinds or shades and therefore can be ignored. Retail price assumes the size of the blinds are 19.8sqft.
6 | 2023 | Residential | Envelope | Automated Motorized Shade | Roller | Electricity | Automated Motorized Roller Shade | 2023$ |  |  | 0 | 0 | 0 | SHGC | Unitless | 0.01 | 0.105 | 0.2 | 0.2 | 0 | 0 | 0 | Efficiency | U-Factor | 0.01 | 0.075 | 0.14 | 0.14 | 607.6669 | 759.5836 | 911.5004 | 1 |  |  | 607.6669 | 759.5836 | 911.5004 | 1 | 1 | 328.795 | 328.795 | 936.4619 | 1088.3786 | 1240.2954 | 936.4619 | 1088.3786 | 1240.2954 | 2030 | Advanced | 8.5 | Prevailing local wages, Drive time, Local code requirements, Existing construction and materials, Presence of hazardous materials | 1 | 7 | 0 | 2020 | New construction same as retro costs due to minimal costs. Low cost to remove blinds or shades and therefore can be ignored. Retail price assumes the size of the blinds are 19.8sqft.
6 | 2023 | Residential | Envelope | Automated Motorized Shade | Roller | Electricity | Automated Motorized Roller Shade | 2023$ |  |  | 0 | 0 | 0 | SHGC | Unitless | 0.01 | 0.105 | 0.2 | 0.2 | 0 | 0 | 0 | Efficiency | U-Factor | 0.01 | 0.075 | 0.14 | 0.14 | 581.3407 | 726.6759 | 872.0111 | 1 |  |  | 581.3407 | 726.6759 | 872.0111 | 1 | 1 | 328.795 | 328.795 | 910.1357 | 1055.4709 | 1200.8061 | 910.1357 | 1055.4709 | 1200.8061 | 2035 | Advanced | 8.5 | Prevailing local wages, Drive time, Local code requirements, Existing construction and materials, Presence of hazardous materials | 1 | 7 | 0 | 2020 | New construction same as retro costs due to minimal costs. Low cost to remove blinds or shades and therefore can be ignored. Retail price assumes the size of the blinds are 19.8sqft.
6 | 2023 | Residential | Envelope | Automated Motorized Shade | Roller | Electricity | Automated Motorized Roller Shade | 2023$ |  |  | 0 | 0 | 0 | SHGC | Unitless | 0.01 | 0.105 | 0.2 | 0.2 | 0 | 0 | 0 | Efficiency | U-Factor | 0.01 | 0.075 | 0.14 | 0.14 | 555.0146 | 693.7682 | 832.5219 | 1 |  |  | 555.0146 | 693.7682 | 832.5219 | 1 | 1 | 328.795 | 328.795 | 883.8096 | 1022.5632 | 1161.3169 | 883.8096 | 1022.5632 | 1161.3169 | 2040 | Advanced | 8.5 | Prevailing local wages, Drive time, Local code requirements, Existing construction and materials, Presence of hazardous materials | 1 | 7 | 0 | 2020 | New construction same as retro costs due to minimal costs. Low cost to remove blinds or shades and therefore can be ignored. Retail price assumes the size of the blinds are 19.8sqft.
6 | 2023 | Residential | Envelope | Automated Motorized Shade | Roller | Electricity | Automated Motorized Roller Shade | 2023$ |  |  | 0 | 0 | 0 | SHGC | Unitless | 0.01 | 0.105 | 0.2 | 0.2 | 0 | 0 | 0 | Efficiency | U-Factor | 0.01 | 0.075 | 0.14 | 0.14 | 555.0146 | 693.7682 | 832.5219 | 1 |  |  | 555.0146 | 693.7682 | 832.5219 | 1 | 1 | 328.795 | 328.795 | 883.8096 | 1022.5632 | 1161.3169 | 883.8096 | 1022.5632 | 1161.3169 | 2045 | Advanced | 8.5 | Prevailing local wages, Drive time, Local code requirements, Existing construction and materials, Presence of hazardous materials | 1 | 7 | 0 | 2020 | New construction same as retro costs due to minimal costs. Low cost to remove blinds or shades and therefore can be ignored. Retail price assumes the size of the blinds are 19.8sqft.
6 | 2023 | Residential | Envelope | Automated Motorized Shade | Roller | Electricity | Automated Motorized Roller Shade | 2023$ |  |  | 0 | 0 | 0 | SHGC | Unitless | 0.01 | 0.105 | 0.2 | 0.2 | 0 | 0 | 0 | Efficiency | U-Factor | 0.01 | 0.075 | 0.14 | 0.14 | 555.0146 | 693.7682 | 832.5219 | 1 |  |  | 555.0146 | 693.7682 | 832.5219 | 1 | 1 | 328.795 | 328.795 | 883.8096 | 1022.5632 | 1161.3169 | 883.8096 | 1022.5632 | 1161.3169 | 2050 | Advanced | 8.5 | Prevailing local wages, Drive time, Local code requirements, Existing construction and materials, Presence of hazardous materials | 1 | 7 | 0 | 2020 | New construction same as retro costs due to minimal costs. Low cost to remove blinds or shades and therefore can be ignored. Retail price assumes the size of the blinds are 19.8sqft.
7 | 2023 | Residential | Energy Storage | Batteries Electric |  | Electricity | Batteries Electric | 2023$ | Batteries Electric |  | 587.1808 | 1017.1955 | 2515.1613 | Energy Capacity | kWh | 1.2 | 6.3 | 20 | 20 | 0 | 0 | 0 | N/A | N/A | 0 | 0 | 0 | 0 | -821.7417 | -1180.553 | -2328.2258 | 1 |  |  | 2877.4972 | 5227.7788 | 13517.2903 | 1 | 1 | 2500 | 2500 | 5377.4972 | 7727.7788 | 16017.2903 | 5377.4972 | 7727.7788 | 16017.2903 | 2023 | Reference | 10 | Prevailing local wages, Drive time, Local code requirements, Access, Existing construction and materials, Condition of existing electrical system | 20 | 30 | 0.2069 | 2023 | Installation cost is not expected to scale with battery capacity. By 2050, our projected battery costs drop 51% to 56% below what they were in 2022, settling at a retail price equivalent of between $105 per kilowatt-hour (kWh) and $118/kWh in 2050. Most of this cost decline occurs before 2040 when battery production grows more quickly. Non-battery costs—such as for electric motors, power electronics, and wiring—continue to decline through 2050. Retrofit and new construction case are the same because batteries do not have a large share of installed base.
7 | 2023 | Residential | Energy Storage | Batteries Electric |  | Electricity | Batteries Electric | 2023$ | Batteries Electric |  | 587.1808 | 1017.1955 | 2515.1613 | Energy Capacity | kWh | 1.2 | 6.3 | 20 | 20 | 0 | 0 | 0 | N/A | N/A | 0 | 0 | 0 | 0 | -821.7417 | -1180.553 | -2328.2258 | 1 |  |  | 2877.4972 | 5227.7788 | 13517.2903 | 1 | 1 | 2500 | 2500 | 5377.4972 | 7727.7788 | 16017.2903 | 5377.4972 | 7727.7788 | 16017.2903 | 2030 | Reference | 10 | Prevailing local wages, Drive time, Local code requirements, Access, Existing construction and materials, Condition of existing electrical system | 20 | 30 | 0.2069 | 2023 | Installation cost is not expected to scale with battery capacity. By 2050, our projected battery costs drop 51% to 56% below what they were in 2022, settling at a retail price equivalent of between $105 per kilowatt-hour (kWh) and $118/kWh in 2050. Most of this cost decline occurs before 2040 when battery production grows more quickly. Non-battery costs—such as for electric motors, power electronics, and wiring—continue to decline through 2050. Retrofit and new construction case are the same because batteries do not have a large share of installed base.
7 | 2023 | Residential | Energy Storage | Batteries Electric |  | Electricity | Batteries Electric | 2023$ | Batteries Electric |  | 587.1808 | 1017.1955 | 2515.1613 | Energy Capacity | kWh | 1.2 | 6.3 | 20 | 20 | 0 | 0 | 0 | N/A | N/A | 0 | 0 | 0 | 0 | -821.7417 | -1180.553 | -2328.2258 | 1 |  |  | 2877.4972 | 5227.7788 | 13517.2903 | 1 | 1 | 2500 | 2500 | 5377.4972 | 7727.7788 | 16017.2903 | 5377.4972 | 7727.7788 | 16017.2903 | 2035 | Reference | 10 | Prevailing local wages, Drive time, Local code requirements, Access, Existing construction and materials, Condition of existing electrical system | 20 | 30 | 0.2069 | 2023 | Installation cost is not expected to scale with battery capacity. By 2050, our projected battery costs drop 51% to 56% below what they were in 2022, settling at a retail price equivalent of between $105 per kilowatt-hour (kWh) and $118/kWh in 2050. Most of this cost decline occurs before 2040 when battery production grows more quickly. Non-battery costs—such as for electric motors, power electronics, and wiring—continue to decline through 2050. Retrofit and new construction case are the same because batteries do not have a large share of installed base.
7 | 2023 | Residential | Energy Storage | Batteries Electric |  | Electricity | Batteries Electric | 2023$ | Batteries Electric |  | 587.1808 | 1017.1955 | 2515.1613 | Energy Capacity | kWh | 1.2 | 6.3 | 20 | 20 | 0 | 0 | 0 | N/A | N/A | 0 | 0 | 0 | 0 | -821.7417 | -1180.553 | -2328.2258 | 1 |  |  | 2877.4972 | 5227.7788 | 13517.2903 | 1 | 1 | 2500 | 2500 | 5377.4972 | 7727.7788 | 16017.2903 | 5377.4972 | 7727.7788 | 16017.2903 | 2040 | Reference | 10 | Prevailing local wages, Drive time, Local code requirements, Access, Existing construction and materials, Condition of existing electrical system | 20 | 30 | 0.2069 | 2023 | Installation cost is not expected to scale with battery capacity. By 2050, our projected battery costs drop 51% to 56% below what they were in 2022, settling at a retail price equivalent of between $105 per kilowatt-hour (kWh) and $118/kWh in 2050. Most of this cost decline occurs before 2040 when battery production grows more quickly. Non-battery costs—such as for electric motors, power electronics, and wiring—continue to decline through 2050. Retrofit and new construction case are the same because batteries do not have a large share of installed base.
7 | 2023 | Residential | Energy Storage | Batteries Electric |  | Electricity | Batteries Electric | 2023$ | Batteries Electric |  | 587.1808 | 1017.1955 | 2515.1613 | Energy Capacity | kWh | 1.2 | 6.3 | 20 | 20 | 0 | 0 | 0 | N/A | N/A | 0 | 0 | 0 | 0 | -821.7417 | -1180.553 | -2328.2258 | 1 |  |  | 2877.4972 | 5227.7788 | 13517.2903 | 1 | 1 | 2500 | 2500 | 5377.4972 | 7727.7788 | 16017.2903 | 5377.4972 | 7727.7788 | 16017.2903 | 2045 | Reference | 10 | Prevailing local wages, Drive time, Local code requirements, Access, Existing construction and materials, Condition of existing electrical system | 20 | 30 | 0.2069 | 2023 | Installation cost is not expected to scale with battery capacity. By 2050, our projected battery costs drop 51% to 56% below what they were in 2022, settling at a retail price equivalent of between $105 per kilowatt-hour (kWh) and $118/kWh in 2050. Most of this cost decline occurs before 2040 when battery production grows more quickly. Non-battery costs—such as for electric motors, power electronics, and wiring—continue to decline through 2050. Retrofit and new construction case are the same because batteries do not have a large share of installed base.
7 | 2023 | Residential | Energy Storage | Batteries Electric |  | Electricity | Batteries Electric | 2023$ | Batteries Electric |  | 587.1808 | 1017.1955 | 2515.1613 | Energy Capacity | kWh | 1.2 | 6.3 | 20 | 20 | 0 | 0 | 0 | N/A | N/A | 0 | 0 | 0 | 0 | -821.7417 | -1180.553 | -2328.2258 | 1 |  |  | 2877.4972 | 5227.7788 | 13517.2903 | 1 | 1 | 2500 | 2500 | 5377.4972 | 7727.7788 | 16017.2903 | 5377.4972 | 7727.7788 | 16017.2903 | 2050 | Reference | 10 | Prevailing local wages, Drive time, Local code requirements, Access, Existing construction and materials, Condition of existing electrical system | 20 | 30 | 0.2069 | 2023 | Installation cost is not expected to scale with battery capacity. By 2050, our projected battery costs drop 51% to 56% below what they were in 2022, settling at a retail price equivalent of between $105 per kilowatt-hour (kWh) and $118/kWh in 2050. Most of this cost decline occurs before 2040 when battery production grows more quickly. Non-battery costs—such as for electric motors, power electronics, and wiring—continue to decline through 2050. Retrofit and new construction case are the same because batteries do not have a large share of installed base.
7 | 2023 | Residential | Energy Storage | Batteries Electric |  | Electricity | Batteries Electric | 2023$ | Batteries Electric |  | 587.1808 | 1017.1955 | 2515.1613 | Energy Capacity | kWh | 1.2 | 6.3 | 20 | 20 | 0 | 0 | 0 | N/A | N/A | 0 | 0 | 0 | 0 | -821.7417 | -1180.553 | -2328.2258 | 1 |  |  | 2877.4972 | 5227.7788 | 13517.2903 | 1 | 1 | 2500 | 2500 | 5377.4972 | 7727.7788 | 16017.2903 | 5377.4972 | 7727.7788 | 16017.2903 | 2023 | Intermediate | 10 | Prevailing local wages, Drive time, Local code requirements, Access, Existing construction and materials, Condition of existing electrical system | 20 | 30 | 0.2069 | 2023 | Installation cost is not expected to scale with battery capacity. By 2050, our projected battery costs drop 51% to 56% below what they were in 2022, settling at a retail price equivalent of between $105 per kilowatt-hour (kWh) and $118/kWh in 2050. Most of this cost decline occurs before 2040 when battery production grows more quickly. Non-battery costs—such as for electric motors, power electronics, and wiring—continue to decline through 2050. Retrofit and new construction case are the same because batteries do not have a large share of installed base.
7 | 2023 | Residential | Energy Storage | Batteries Electric |  | Electricity | Batteries Electric | 2023$ | Batteries Electric |  | 528.4627 | 915.476 | 2263.6452 | Energy Capacity | kWh | 1.2 | 6.3 | 20 | 20 | 0 | 0 | 0 | N/A | N/A | 0 | 0 | 0 | 0 | -739.5676 | -1062.4977 | -2095.4032 | 1 |  |  | 2589.7474 | 4705.0009 | 12165.5613 | 1 | 1 | 2500 | 2500 | 5089.7474 | 7205.0009 | 14665.5613 | 5089.7474 | 7205.0009 | 14665.5613 | 2030 | Intermediate | 10 | Prevailing local wages, Drive time, Local code requirements, Access, Existing construction and materials, Condition of existing electrical system | 20 | 30 | 0.2069 | 2023 | Installation cost is not expected to scale with battery capacity. By 2050, our projected battery costs drop 51% to 56% below what they were in 2022, settling at a retail price equivalent of between $105 per kilowatt-hour (kWh) and $118/kWh in 2050. Most of this cost decline occurs before 2040 when battery production grows more quickly. Non-battery costs—such as for electric motors, power electronics, and wiring—continue to decline through 2050. Retrofit and new construction case are the same because batteries do not have a large share of installed base.
7 | 2023 | Residential | Energy Storage | Batteries Electric |  | Electricity | Batteries Electric | 2023$ | Batteries Electric |  | 513.7832 | 890.0461 | 2200.7661 | Energy Capacity | kWh | 1.2 | 6.3 | 20 | 20 | 0 | 0 | 0 | N/A | N/A | 0 | 0 | 0 | 0 | -719.024 | -1032.9839 | -2037.1976 | 1 |  |  | 2517.81 | 4574.3065 | 11827.629 | 1 | 1 | 2500 | 2500 | 5017.81 | 7074.3065 | 14327.629 | 5017.81 | 7074.3065 | 14327.629 | 2035 | Intermediate | 10 | Prevailing local wages, Drive time, Local code requirements, Access, Existing construction and materials, Condition of existing electrical system | 20 | 30 | 0.2069 | 2023 | Installation cost is not expected to scale with battery capacity. By 2050, our projected battery costs drop 51% to 56% below what they were in 2022, settling at a retail price equivalent of between $105 per kilowatt-hour (kWh) and $118/kWh in 2050. Most of this cost decline occurs before 2040 when battery production grows more quickly. Non-battery costs—such as for electric motors, power electronics, and wiring—continue to decline through 2050. Retrofit and new construction case are the same because batteries do not have a large share of installed base.
7 | 2023 | Residential | Energy Storage | Batteries Electric |  | Electricity | Batteries Electric | 2023$ | Batteries Electric |  | 499.1037 | 864.6162 | 2137.8871 | Energy Capacity | kWh | 1.2 | 6.3 | 20 | 20 | 0 | 0 | 0 | N/A | N/A | 0 | 0 | 0 | 0 | -698.4805 | -1003.47 | -1978.9919 | 1 |  |  | 2445.8726 | 4443.612 | 11489.6968 | 1 | 1 | 2500 | 2500 | 4945.8726 | 6943.612 | 13989.6968 | 4945.8726 | 6943.612 | 13989.6968 | 2040 | Intermediate | 10 | Prevailing local wages, Drive time, Local code requirements, Access, Existing construction and materials, Condition of existing electrical system | 20 | 30 | 0.2069 | 2023 | Installation cost is not expected to scale with battery capacity. By 2050, our projected battery costs drop 51% to 56% below what they were in 2022, settling at a retail price equivalent of between $105 per kilowatt-hour (kWh) and $118/kWh in 2050. Most of this cost decline occurs before 2040 when battery production grows more quickly. Non-battery costs—such as for electric motors, power electronics, and wiring—continue to decline through 2050. Retrofit and new construction case are the same because batteries do not have a large share of installed base.
7 | 2023 | Residential | Energy Storage | Batteries Electric |  | Electricity | Batteries Electric | 2023$ | Batteries Electric |  | 478.5523 | 829.0144 | 2049.8565 | Energy Capacity | kWh | 1.2 | 6.3 | 20 | 20 | 0 | 0 | 0 | N/A | N/A | 0 | 0 | 0 | 0 | -669.7195 | -962.1507 | -1897.504 | 1 |  |  | 2345.1602 | 4260.6397 | 11016.5916 | 1 | 1 | 2500 | 2500 | 4845.1602 | 6760.6397 | 13516.5916 | 4845.1602 | 6760.6397 | 13516.5916 | 2045 | Intermediate | 10 | Prevailing local wages, Drive time, Local code requirements, Access, Existing construction and materials, Condition of existing electrical system | 20 | 30 | 0.2069 | 2023 | Installation cost is not expected to scale with battery capacity. By 2050, our projected battery costs drop 51% to 56% below what they were in 2022, settling at a retail price equivalent of between $105 per kilowatt-hour (kWh) and $118/kWh in 2050. Most of this cost decline occurs before 2040 when battery production grows more quickly. Non-battery costs—such as for electric motors, power electronics, and wiring—continue to decline through 2050. Retrofit and new construction case are the same because batteries do not have a large share of installed base.
7 | 2023 | Residential | Energy Storage | Batteries Electric |  | Electricity | Batteries Electric | 2023$ | Batteries Electric |  | 458.001 | 793.4125 | 1961.8258 | Energy Capacity | kWh | 1.2 | 6.3 | 20 | 20 | 0 | 0 | 0 | N/A | N/A | 0 | 0 | 0 | 0 | -640.9586 | -920.8313 | -1816.0161 | 1 |  |  | 2244.4478 | 4077.6675 | 10543.4864 | 1 | 1 | 2500 | 2500 | 4744.4478 | 6577.6675 | 13043.4864 | 4744.4478 | 6577.6675 | 13043.4864 | 2050 | Intermediate | 10 | Prevailing local wages, Drive time, Local code requirements, Access, Existing construction and materials, Condition of existing electrical system | 20 | 30 | 0.2069 | 2023 | Installation cost is not expected to scale with battery capacity. By 2050, our projected battery costs drop 51% to 56% below what they were in 2022, settling at a retail price equivalent of between $105 per kilowatt-hour (kWh) and $118/kWh in 2050. Most of this cost decline occurs before 2040 when battery production grows more quickly. Non-battery costs—such as for electric motors, power electronics, and wiring—continue to decline through 2050. Retrofit and new construction case are the same because batteries do not have a large share of installed base.
7 | 2023 | Residential | Energy Storage | Batteries Electric |  | Electricity | Batteries Electric | 2023$ | Batteries Electric |  | 587.1808 | 1017.1955 | 2515.1613 | Energy Capacity | kWh | 1.2 | 6.3 | 20 | 20 | 0 | 0 | 0 | N/A | N/A | 0 | 0 | 0 | 0 | -821.7417 | -1180.553 | -2328.2258 | 1 |  |  | 2877.4972 | 5227.7788 | 13517.2903 | 1 | 1 | 2500 | 2500 | 5377.4972 | 7727.7788 | 16017.2903 | 5377.4972 | 7727.7788 | 16017.2903 | 2023 | Advanced | 10 | Prevailing local wages, Drive time, Local code requirements, Access, Existing construction and materials, Condition of existing electrical system | 20 | 30 | 0.2069 | 2023 | Installation cost is not expected to scale with battery capacity. By 2050, our projected battery costs drop 51% to 56% below what they were in 2022, settling at a retail price equivalent of between $105 per kilowatt-hour (kWh) and $118/kWh in 2050. Most of this cost decline occurs before 2040 when battery production grows more quickly. Non-battery costs—such as for electric motors, power electronics, and wiring—continue to decline through 2050. Retrofit and new construction case are the same because batteries do not have a large share of installed base.
7 | 2023 | Residential | Energy Storage | Batteries Electric |  | Electricity | Batteries Electric | 2023$ | Batteries Electric |  | 469.7446 | 813.7564 | 2012.129 | Energy Capacity | kWh | 1.2 | 6.3 | 20 | 20 | 0 | 0 | 0 | N/A | N/A | 0 | 0 | 0 | 0 | -657.3934 | -944.4424 | -1862.5806 | 1 |  |  | 2301.9977 | 4182.223 | 10813.8323 | 1 | 1 | 2500 | 2500 | 4801.9977 | 6682.223 | 13313.8323 | 4801.9977 | 6682.223 | 13313.8323 | 2030 | Advanced | 10 | Prevailing local wages, Drive time, Local code requirements, Access, Existing construction and materials, Condition of existing electrical system | 20 | 30 | 0.2069 | 2023 | Installation cost is not expected to scale with battery capacity. By 2050, our projected battery costs drop 51% to 56% below what they were in 2022, settling at a retail price equivalent of between $105 per kilowatt-hour (kWh) and $118/kWh in 2050. Most of this cost decline occurs before 2040 when battery production grows more quickly. Non-battery costs—such as for electric motors, power electronics, and wiring—continue to decline through 2050. Retrofit and new construction case are the same because batteries do not have a large share of installed base.
7 | 2023 | Residential | Energy Storage | Batteries Electric |  | Electricity | Batteries Electric | 2023$ | Batteries Electric |  | 440.3856 | 762.8966 | 1886.371 | Energy Capacity | kWh | 1.2 | 6.3 | 20 | 20 | 0 | 0 | 0 | N/A | N/A | 0 | 0 | 0 | 0 | -616.3063 | -885.4147 | -1746.1694 | 1 |  |  | 2158.1229 | 3920.8341 | 10137.9677 | 1 | 1 | 2500 | 2500 | 4658.1229 | 6420.8341 | 12637.9677 | 4658.1229 | 6420.8341 | 12637.9677 | 2035 | Advanced | 10 | Prevailing local wages, Drive time, Local code requirements, Access, Existing construction and materials, Condition of existing electrical system | 20 | 30 | 0.2069 | 2023 | Installation cost is not expected to scale with battery capacity. By 2050, our projected battery costs drop 51% to 56% below what they were in 2022, settling at a retail price equivalent of between $105 per kilowatt-hour (kWh) and $118/kWh in 2050. Most of this cost decline occurs before 2040 when battery production grows more quickly. Non-battery costs—such as for electric motors, power electronics, and wiring—continue to decline through 2050. Retrofit and new construction case are the same because batteries do not have a large share of installed base.
7 | 2023 | Residential | Energy Storage | Batteries Electric |  | Electricity | Batteries Electric | 2023$ | Batteries Electric |  | 411.0265 | 712.0369 | 1760.6129 | Energy Capacity | kWh | 1.2 | 6.3 | 20 | 20 | 0 | 0 | 0 | N/A | N/A | 0 | 0 | 0 | 0 | -575.2192 | -826.3871 | -1629.7581 | 1 |  |  | 2014.248 | 3659.4452 | 9462.1032 | 1 | 1 | 2500 | 2500 | 4514.248 | 6159.4452 | 11962.1032 | 4514.248 | 6159.4452 | 11962.1032 | 2040 | Advanced | 10 | Prevailing local wages, Drive time, Local code requirements, Access, Existing construction and materials, Condition of existing electrical system | 20 | 30 | 0.2069 | 2023 | Installation cost is not expected to scale with battery capacity. By 2050, our projected battery costs drop 51% to 56% below what they were in 2022, settling at a retail price equivalent of between $105 per kilowatt-hour (kWh) and $118/kWh in 2050. Most of this cost decline occurs before 2040 when battery production grows more quickly. Non-battery costs—such as for electric motors, power electronics, and wiring—continue to decline through 2050. Retrofit and new construction case are the same because batteries do not have a large share of installed base.
7 | 2023 | Residential | Energy Storage | Batteries Electric |  | Electricity | Batteries Electric | 2023$ | Batteries Electric |  | 369.9239 | 640.8332 | 1584.5516 | Energy Capacity | kWh | 1.2 | 6.3 | 20 | 20 | 0 | 0 | 0 | N/A | N/A | 0 | 0 | 0 | 0 | -517.6973 | -743.7484 | -1466.7823 | 1 |  |  | 1812.8232 | 3293.5006 | 8515.8929 | 1 | 1 | 2500 | 2500 | 4312.8232 | 5793.5006 | 11015.8929 | 4312.8232 | 5793.5006 | 11015.8929 | 2045 | Advanced | 10 | Prevailing local wages, Drive time, Local code requirements, Access, Existing construction and materials, Condition of existing electrical system | 20 | 30 | 0.2069 | 2023 | Installation cost is not expected to scale with battery capacity. By 2050, our projected battery costs drop 51% to 56% below what they were in 2022, settling at a retail price equivalent of between $105 per kilowatt-hour (kWh) and $118/kWh in 2050. Most of this cost decline occurs before 2040 when battery production grows more quickly. Non-battery costs—such as for electric motors, power electronics, and wiring—continue to decline through 2050. Retrofit and new construction case are the same because batteries do not have a large share of installed base.
7 | 2023 | Residential | Energy Storage | Batteries Electric |  | Electricity | Batteries Electric | 2023$ | Batteries Electric |  | 328.8212 | 569.6295 | 1408.4903 | Energy Capacity | kWh | 1.2 | 6.3 | 20 | 20 | 0 | 0 | 0 | N/A | N/A | 0 | 0 | 0 | 0 | -460.1754 | -661.1097 | -1303.8064 | 1 |  |  | 1611.3984 | 2927.5561 | 7569.6826 | 1 | 1 | 2500 | 2500 | 4111.3984 | 5427.5561 | 10069.6826 | 4111.3984 | 5427.5561 | 10069.6826 | 2050 | Advanced | 10 | Prevailing local wages, Drive time, Local code requirements, Access, Existing construction and materials, Condition of existing electrical system | 20 | 30 | 0.2069 | 2023 | Installation cost is not expected to scale with battery capacity. By 2050, our projected battery costs drop 51% to 56% below what they were in 2022, settling at a retail price equivalent of between $105 per kilowatt-hour (kWh) and $118/kWh in 2050. Most of this cost decline occurs before 2040 when battery production grows more quickly. Non-battery costs—such as for electric motors, power electronics, and wiring—continue to decline through 2050. Retrofit and new construction case are the same because batteries do not have a large share of installed base.
8 | 2023 | Residential | HVAC | Boiler | Oil | Oil | Boiler Oil | 2023$ | Boilers Oil | Oil-Fired Boilers | 0.013617 | 0.01846 | 0.020154 | Heating Capacity | Btu/hr | 27000 | 140000 | 140000 | 416000 | 616.5737 | -1045.4933 | 13306.8881 | AFUE | Unitless | 0.8 | 0.86 | 0.88 | 0.95 | 713.3084 | 2081.5398 | -9055.6063 | 1 |  |  | 3149.9418 | 3766.8155 | 5209.8774 | 1 | 1 | 3450.3454 | 4040.3454 | 6600.2872 | 7217.1609 | 8660.2228 | 7190.2872 | 7807.1609 | 9250.2228 | 2023 | Reference | 22 | Prevailing local wages, drive time, local code requirements, existing construction and materials, moisture issues present, condition of existing flue, need for condensate line/drain, need to bring in combustion air, condition of existing electrical system, condition of existing plumbing, condition of existing gas line, presence of hazardous materials, need for controls and/or zoning | 5 | 120 | 0.2808 | 2023
8 | 2023 | Residential | Water Heating | Boiler | Oil | Oil | Boiler Oil | 2023$ | Boilers Oil | Oil-Fired Boilers | 0.013617 | 0.01846 | 0.020154 | Heating Capacity | BTU/hr | 27000 | 140000 | 140000 | 416000 | 616.5737 | -1045.4933 | 13306.8881 | AFUE | Unitless | 0.8 | 0.86 | 0.88 | 0.95 | 713.3084 | 2081.5398 | -9055.6063 | 1 |  |  | 3149.9418 | 3766.8155 | 5209.8774 | 1 | 1 | 3450.3454 | 4040.3454 | 6600.2872 | 7217.1609 | 8660.2228 | 7190.2872 | 7807.1609 | 9250.2228 | 2030 | Reference | 22 | Prevailing local wages, drive time, local code requirements, existing construction and materials, moisture issues present, condition of existing flue, need for condensate line/drain, need to bring in combustion air, condition of existing electrical system, condition of existing plumbing, condition of existing gas line, presence of hazardous materials, need for controls and/or zoning | 5 | 120 | 0.2808 | 2023 | 0
8 | 2023 | Residential | Water Heating | Boiler | Oil | Oil | Boiler Oil | 2023$ | Boilers Oil | Oil-Fired Boilers | 0.013617 | 0.01846 | 0.020154 | Heating Capacity | BTU/hr | 27000 | 140000 | 140000 | 416000 | 616.5737 | -1045.4933 | 13306.8881 | AFUE | Unitless | 0.8 | 0.86 | 0.88 | 0.95 | 713.3084 | 2081.5398 | -9055.6063 | 1 |  |  | 3149.9418 | 3766.8155 | 5209.8774 | 1 | 1 | 3450.3454 | 4040.3454 | 6600.2872 | 7217.1609 | 8660.2228 | 7190.2872 | 7807.1609 | 9250.2228 | 2035 | Reference | 22 | Prevailing local wages, drive time, local code requirements, existing construction and materials, moisture issues present, condition of existing flue, need for condensate line/drain, need to bring in combustion air, condition of existing electrical system, condition of existing plumbing, condition of existing gas line, presence of hazardous materials, need for controls and/or zoning | 5 | 120 | 0.2808 | 2023 | 0
8 | 2023 | Residential | Water Heating | Boiler | Oil | Oil | Boiler Oil | 2023$ | Boilers Oil | Oil-Fired Boilers | 0.013617 | 0.01846 | 0.020154 | Heating Capacity | BTU/hr | 27000 | 140000 | 140000 | 416000 | 616.5737 | -1045.4933 | 13306.8881 | AFUE | Unitless | 0.8 | 0.86 | 0.88 | 0.95 | 713.3084 | 2081.5398 | -9055.6063 | 1 |  |  | 3149.9418 | 3766.8155 | 5209.8774 | 1 | 1 | 3450.3454 | 4040.3454 | 6600.2872 | 7217.1609 | 8660.2228 | 7190.2872 | 7807.1609 | 9250.2228 | 2040 | Reference | 22 | Prevailing local wages, drive time, local code requirements, existing construction and materials, moisture issues present, condition of existing flue, need for condensate line/drain, need to bring in combustion air, condition of existing electrical system, condition of existing plumbing, condition of existing gas line, presence of hazardous materials, need for controls and/or zoning | 5 | 120 | 0.2808 | 2023 | 0
8 | 2023 | Residential | Water Heating | Boiler | Oil | Oil | Boiler Oil | 2023$ | Boilers Oil | Oil-Fired Boilers | 0.013617 | 0.01846 | 0.020154 | Heating Capacity | BTU/hr | 27000 | 140000 | 140000 | 416000 | 616.5737 | -1045.4933 | 13306.8881 | AFUE | Unitless | 0.8 | 0.86 | 0.88 | 0.95 | 713.3084 | 2081.5398 | -9055.6063 | 1 |  |  | 3149.9418 | 3766.8155 | 5209.8774 | 1 | 1 | 3450.3454 | 4040.3454 | 6600.2872 | 7217.1609 | 8660.2228 | 7190.2872 | 7807.1609 | 9250.2228 | 2045 | Reference | 22 | Prevailing local wages, drive time, local code requirements, existing construction and materials, moisture issues present, condition of existing flue, need for condensate line/drain, need to bring in combustion air, condition of existing electrical system, condition of existing plumbing, condition of existing gas line, presence of hazardous materials, need for controls and/or zoning | 5 | 120 | 0.2808 | 2023 | 0
8 | 2023 | Residential | Water Heating | Boiler | Oil | Oil | Boiler Oil | 2023$ | Boilers Oil | Oil-Fired Boilers | 0.013617 | 0.01846 | 0.020154 | Heating Capacity | BTU/hr | 27000 | 140000 | 140000 | 416000 | 616.5737 | -1045.4933 | 13306.8881 | AFUE | Unitless | 0.8 | 0.86 | 0.88 | 0.95 | 713.3084 | 2081.5398 | -9055.6063 | 1 |  |  | 3149.9418 | 3766.8155 | 5209.8774 | 1 | 1 | 3450.3454 | 4040.3454 | 6600.2872 | 7217.1609 | 8660.2228 | 7190.2872 | 7807.1609 | 9250.2228 | 2050 | Reference | 22 | Prevailing local wages, drive time, local code requirements, existing construction and materials, moisture issues present, condition of existing flue, need for condensate line/drain, need to bring in combustion air, condition of existing electrical system, condition of existing plumbing, condition of existing gas line, presence of hazardous materials, need for controls and/or zoning | 5 | 120 | 0.2808 | 2023 | 0
8 | 2023 | Residential | Water Heating | Boiler | Oil | Oil | Boiler Oil | 2023$ | Boilers Oil | Oil-Fired Boilers | 0.013617 | 0.01846 | 0.020154 | Heating Capacity | BTU/hr | 27000 | 140000 | 140000 | 416000 | 616.5737 | -1045.4933 | 13306.8881 | AFUE | Unitless | 0.8 | 0.86 | 0.88 | 0.95 | 713.3084 | 2081.5398 | -9055.6063 | 1 |  |  | 3149.9418 | 3766.8155 | 5209.8774 | 1 | 1 | 3450.3454 | 4040.3454 | 6600.2872 | 7217.1609 | 8660.2228 | 7190.2872 | 7807.1609 | 9250.2228 | 2023 | Intermediate | 22 | Prevailing local wages, drive time, local code requirements, existing construction and materials, moisture issues present, condition of existing flue, need for condensate line/drain, need to bring in combustion air, condition of existing electrical system, condition of existing plumbing, condition of existing gas line, presence of hazardous materials, need for controls and/or zoning | 5 | 120 | 0.2808 | 2023 | 0
8 | 2023 | Residential | Water Heating | Boiler | Oil | Oil | Boiler Oil | 2023$ | Boilers Oil | Oil-Fired Boilers | 0.013617 | 0.01846 | 0.020154 | Heating Capacity | BTU/hr | 27000 | 140000 | 140000 | 416000 | 616.5737 | -1045.4933 | 13306.8881 | AFUE | Unitless | 0.8 | 0.865 | 0.915 | 0.95 | 713.3084 | 2081.5398 | -9055.6063 | 1 |  |  | 3153.0246 | 3761.5881 | 5276.4119 | 1 | 1 | 3450.3454 | 4040.3454 | 6603.3701 | 7211.9335 | 8726.7573 | 7193.3701 | 7801.9335 | 9316.7573 | 2030 | Intermediate | 22 | Prevailing local wages, drive time, local code requirements, existing construction and materials, moisture issues present, condition of existing flue, need for condensate line/drain, need to bring in combustion air, condition of existing electrical system, condition of existing plumbing, condition of existing gas line, presence of hazardous materials, need for controls and/or zoning | 5 | 120 | 0.2808 | 2023 | 0
8 | 2023 | Residential | Water Heating | Boiler | Oil | Oil | Boiler Oil | 2023$ | Boilers Oil | Oil-Fired Boilers | 0.013617 | 0.01846 | 0.020154 | Heating Capacity | BTU/hr | 27000 | 140000 | 140000 | 416000 | 616.5737 | -1045.4933 | 13306.8881 | AFUE | Unitless | 0.8 | 0.865 | 0.915 | 0.95 | 713.3084 | 2081.5398 | -9055.6063 | 1 |  |  | 3153.0246 | 3761.5881 | 5276.4119 | 1 | 1 | 3450.3454 | 4040.3454 | 6603.3701 | 7211.9335 | 8726.7573 | 7193.3701 | 7801.9335 | 9316.7573 | 2035 | Intermediate | 22 | Prevailing local wages, drive time, local code requirements, existing construction and materials, moisture issues present, condition of existing flue, need for condensate line/drain, need to bring in combustion air, condition of existing electrical system, condition of existing plumbing, condition of existing gas line, presence of hazardous materials, need for controls and/or zoning | 5 | 120 | 0.2808 | 2023 | 0
8 | 2023 | Residential | Water Heating | Boiler | Oil | Oil | Boiler Oil | 2023$ | Boilers Oil | Oil-Fired Boilers | 0.013617 | 0.01846 | 0.020154 | Heating Capacity | BTU/hr | 27000 | 140000 | 140000 | 416000 | 616.5737 | -1045.4933 | 13306.8881 | AFUE | Unitless | 0.8 | 0.865 | 0.915 | 0.95 | 713.3084 | 2081.5398 | -9055.6063 | 1 |  |  | 3153.0246 | 3761.5881 | 5276.4119 | 1 | 1 | 3450.3454 | 4040.3454 | 6603.3701 | 7211.9335 | 8726.7573 | 7193.3701 | 7801.9335 | 9316.7573 | 2040 | Intermediate | 22 | Prevailing local wages, drive time, local code requirements, existing construction and materials, moisture issues present, condition of existing flue, need for condensate line/drain, need to bring in combustion air, condition of existing electrical system, condition of existing plumbing, condition of existing gas line, presence of hazardous materials, need for controls and/or zoning | 5 | 120 | 0.2808 | 2023 | 0
8 | 2023 | Residential | Water Heating | Boiler | Oil | Oil | Boiler Oil | 2023$ | Boilers Oil | Oil-Fired Boilers | 0.013617 | 0.01846 | 0.020154 | Heating Capacity | BTU/hr | 27000 | 140000 | 140000 | 416000 | 616.5737 | -1045.4933 | 13306.8881 | AFUE | Unitless | 0.8 | 0.865 | 0.915 | 0.95 | 713.3084 | 2081.5398 | -9055.6063 | 1 |  |  | 3153.0246 | 3761.5881 | 5276.4119 | 1 | 1 | 3450.3454 | 4040.3454 | 6603.3701 | 7211.9335 | 8726.7573 | 7193.3701 | 7801.9335 | 9316.7573 | 2045 | Intermediate | 22 | Prevailing local wages, drive time, local code requirements, existing construction and materials, moisture issues present, condition of existing flue, need for condensate line/drain, need to bring in combustion air, condition of existing electrical system, condition of existing plumbing, condition of existing gas line, presence of hazardous materials, need for controls and/or zoning | 5 | 120 | 0.2808 | 2023 | 0
8 | 2023 | Residential | Water Heating | Boiler | Oil | Oil | Boiler Oil | 2023$ | Boilers Oil | Oil-Fired Boilers | 0.013617 | 0.01846 | 0.020154 | Heating Capacity | BTU/hr | 27000 | 140000 | 140000 | 416000 | 616.5737 | -1045.4933 | 13306.8881 | AFUE | Unitless | 0.8 | 0.865 | 0.915 | 0.95 | 713.3084 | 2081.5398 | -9055.6063 | 1 |  |  | 3153.0246 | 3761.5881 | 5276.4119 | 1 | 1 | 3450.3454 | 4040.3454 | 6603.3701 | 7211.9335 | 8726.7573 | 7193.3701 | 7801.9335 | 9316.7573 | 2050 | Intermediate | 22 | Prevailing local wages, drive time, local code requirements, existing construction and materials, moisture issues present, condition of existing flue, need for condensate line/drain, need to bring in combustion air, condition of existing electrical system, condition of existing plumbing, condition of existing gas line, presence of hazardous materials, need for controls and/or zoning | 5 | 120 | 0.2808 | 2023 | 0
8 | 2023 | Residential | Water Heating | Boiler | Oil | Oil | Boiler Oil | 2023$ | Boilers Oil | Oil-Fired Boilers | 0.013617 | 0.01846 | 0.020154 | Heating Capacity | BTU/hr | 27000 | 140000 | 140000 | 416000 | 616.5737 | -1045.4933 | 13306.8881 | AFUE | Unitless | 0.8 | 0.86 | 0.88 | 0.95 | 713.3084 | 2081.5398 | -9055.6063 | 1 |  |  | 3149.9418 | 3766.8155 | 5209.8774 | 1 | 1 | 3450.3454 | 4040.3454 | 6600.2872 | 7217.1609 | 8660.2228 | 7190.2872 | 7807.1609 | 9250.2228 | 2023 | Advanced | 22 | Prevailing local wages, drive time, local code requirements, existing construction and materials, moisture issues present, condition of existing flue, need for condensate line/drain, need to bring in combustion air, condition of existing electrical system, condition of existing plumbing, condition of existing gas line, presence of hazardous materials, need for controls and/or zoning | 5 | 120 | 0.2808 | 2023 | 0
8 | 2023 | Residential | Water Heating | Boiler | Oil | Oil | Boiler Oil | 2023$ | Boilers Oil | Oil-Fired Boilers | 0.013617 | 0.01846 | 0.020154 | Heating Capacity | BTU/hr | 27000 | 140000 | 140000 | 416000 | 616.5737 | -1045.4933 | 13306.8881 | AFUE | Unitless | 0.8 | 0.87 | 0.95 | 0.95 | 713.3084 | 2081.5398 | -9055.6063 | 1 |  |  | 3156.1075 | 3756.3606 | 5342.9463 | 1 | 1 | 3450.3454 | 4040.3454 | 6606.4529 | 7206.706 | 8793.2917 | 7196.4529 | 7796.706 | 9383.2917 | 2030 | Advanced | 22 | Prevailing local wages, drive time, local code requirements, existing construction and materials, moisture issues present, condition of existing flue, need for condensate line/drain, need to bring in combustion air, condition of existing electrical system, condition of existing plumbing, condition of existing gas line, presence of hazardous materials, need for controls and/or zoning | 5 | 120 | 0.2808 | 2023 | 0
8 | 2023 | Residential | Water Heating | Boiler | Oil | Oil | Boiler Oil | 2023$ | Boilers Oil | Oil-Fired Boilers | 0.013617 | 0.01846 | 0.020154 | Heating Capacity | BTU/hr | 27000 | 140000 | 140000 | 416000 | 616.5737 | -1045.4933 | 13306.8881 | AFUE | Unitless | 0.8 | 0.87 | 0.95 | 0.95 | 713.3084 | 2081.5398 | -9055.6063 | 1 |  |  | 3156.1075 | 3756.3606 | 5342.9463 | 1 | 1 | 3450.3454 | 4040.3454 | 6606.4529 | 7206.706 | 8793.2917 | 7196.4529 | 7796.706 | 9383.2917 | 2035 | Advanced | 22 | Prevailing local wages, drive time, local code requirements, existing construction and materials, moisture issues present, condition of existing flue, need for condensate line/drain, need to bring in combustion air, condition of existing electrical system, condition of existing plumbing, condition of existing gas line, presence of hazardous materials, need for controls and/or zoning | 5 | 120 | 0.2808 | 2023 | 0
8 | 2023 | Residential | Water Heating | Boiler | Oil | Oil | Boiler Oil | 2023$ | Boilers Oil | Oil-Fired Boilers | 0.013617 | 0.01846 | 0.020154 | Heating Capacity | BTU/hr | 27000 | 140000 | 140000 | 416000 | 616.5737 | -1045.4933 | 13306.8881 | AFUE | Unitless | 0.8 | 0.87 | 0.95 | 0.95 | 713.3084 | 2081.5398 | -9055.6063 | 1 |  |  | 3156.1075 | 3756.3606 | 5342.9463 | 1 | 1 | 3450.3454 | 4040.3454 | 6606.4529 | 7206.706 | 8793.2917 | 7196.4529 | 7796.706 | 9383.2917 | 2040 | Advanced | 22 | Prevailing local wages, drive time, local code requirements, existing construction and materials, moisture issues present, condition of existing flue, need for condensate line/drain, need to bring in combustion air, condition of existing electrical system, condition of existing plumbing, condition of existing gas line, presence of hazardous materials, need for controls and/or zoning | 5 | 120 | 0.2808 | 2023 | 0
8 | 2023 | Residential | Water Heating | Boiler | Oil | Oil | Boiler Oil | 2023$ | Boilers Oil | Oil-Fired Boilers | 0.013617 | 0.01846 | 0.020154 | Heating Capacity | BTU/hr | 27000 | 140000 | 140000 | 416000 | 616.5737 | -1045.4933 | 13306.8881 | AFUE | Unitless | 0.8 | 0.87 | 0.95 | 0.95 | 713.3084 | 2081.5398 | -9055.6063 | 1 |  |  | 3156.1075 | 3756.3606 | 5342.9463 | 1 | 1 | 3450.3454 | 4040.3454 | 6606.4529 | 7206.706 | 8793.2917 | 7196.4529 | 7796.706 | 9383.2917 | 2045 | Advanced | 22 | Prevailing local wages, drive time, local code requirements, existing construction and materials, moisture issues present, condition of existing flue, need for condensate line/drain, need to bring in combustion air, condition of existing electrical system, condition of existing plumbing, condition of existing gas line, presence of hazardous materials, need for controls and/or zoning | 5 | 120 | 0.2808 | 2023 | 0
8 | 2023 | Residential | Water Heating | Boiler | Oil | Oil | Boiler Oil | 2023$ | Boilers Oil | Oil-Fired Boilers | 0.013617 | 0.01846 | 0.020154 | Heating Capacity | BTU/hr | 27000 | 140000 | 140000 | 416000 | 616.5737 | -1045.4933 | 13306.8881 | AFUE | Unitless | 0.8 | 0.87 | 0.95 | 0.95 | 713.3084 | 2081.5398 | -9055.6063 | 1 |  |  | 3156.1075 | 3756.3606 | 5342.9463 | 1 | 1 | 3450.3454 | 4040.3454 | 6606.4529 | 7206.706 | 8793.2917 | 7196.4529 | 7796.706 | 9383.2917 | 2050 | Advanced | 22 | Prevailing local wages, drive time, local code requirements, existing construction and materials, moisture issues present, condition of existing flue, need for condensate line/drain, need to bring in combustion air, condition of existing electrical system, condition of existing plumbing, condition of existing gas line, presence of hazardous materials, need for controls and/or zoning | 5 | 120 | 0.2808 | 2023 | 0
9 | 2023 | Residential | HVAC | Boiler | Gas (Condensing) | Gas | Boilers Gas (Condensing) | 2023$ | Boilers Gas (Condensing) | Residential Gas-Fired Boilers | 0.02039 | 0.030098 | 0.027623 | Heating Capacity | Btu/hr | 45000 | 100000 | 200000 | 387000 | 51.9533 | 51.9533 | 1208.113 | AFUE | Unitless | 0.91 | 0.95 | 0.96 | 0.97 | 1721.1496 | 1055.1505 | 2311.3353 | 1 |  |  | 3809.5052 | 4114.3061 | 6221.3426 | 1 | 1 | 4007.2214 | 4234.8123 | 7816.7266 | 8121.5275 | 10228.564 | 8044.3175 | 8349.1184 | 10456.1549 | 2023 | Reference | 24 | Prevailing local wages, drive time, local code requirements, existing construction and materials, moisture issues present, condition of existing flue, need for condensate line/drain, need to bring in combustion air, condition of existing electrical system, condition of existing plumbing, condition of existing gas line, presence of hazardous materials, need for controls and/or zoning | 5 | 121 | 0.2379 | 2023
9 | 2023 | Residential | Water Heating | Boiler | Gas (Condensing) | Gas | Boilers Gas (Condensing) | 2023$ | Boilers Gas (Condensing) | Residential Gas-Fired Boilers | 0.02039 | 0.030098 | 0.027623 | Heating Capacity | BTU/hr | 45000 | 100000 | 200000 | 387000 | 51.9533 | 51.9533 | 1208.113 | AFUE | Unitless | 0.91 | 0.95 | 0.96 | 0.97 | 1721.1496 | 1055.1505 | 2311.3353 | 1 |  |  | 3809.5052 | 4114.3061 | 6221.3426 | 1 | 1 | 4007.2214 | 4234.8123 | 7816.7266 | 8121.5275 | 10228.564 | 8044.3175 | 8349.1184 | 10456.1549 | 2030 | Reference | 24 | Prevailing local wages, drive time, local code requirements, existing construction and materials, moisture issues present, condition of existing flue, need for condensate line/drain, need to bring in combustion air, condition of existing electrical system, condition of existing plumbing, condition of existing gas line, presence of hazardous materials, need for controls and/or zoning | 5 | 121 | 0.2379 | 2023 | 0
9 | 2023 | Residential | Water Heating | Boiler | Gas (Condensing) | Gas | Boilers Gas (Condensing) | 2023$ | Boilers Gas (Condensing) | Residential Gas-Fired Boilers | 0.02039 | 0.030098 | 0.027623 | Heating Capacity | BTU/hr | 45000 | 100000 | 200000 | 387000 | 51.9533 | 51.9533 | 1208.113 | AFUE | Unitless | 0.91 | 0.95 | 0.96 | 0.97 | 1721.1496 | 1055.1505 | 2311.3353 | 1 |  |  | 3809.5052 | 4114.3061 | 6221.3426 | 1 | 1 | 4007.2214 | 4234.8123 | 7816.7266 | 8121.5275 | 10228.564 | 8044.3175 | 8349.1184 | 10456.1549 | 2035 | Reference | 24 | Prevailing local wages, drive time, local code requirements, existing construction and materials, moisture issues present, condition of existing flue, need for condensate line/drain, need to bring in combustion air, condition of existing electrical system, condition of existing plumbing, condition of existing gas line, presence of hazardous materials, need for controls and/or zoning | 5 | 121 | 0.2379 | 2023 | 0
9 | 2023 | Residential | Water Heating | Boiler | Gas (Condensing) | Gas | Boilers Gas (Condensing) | 2023$ | Boilers Gas (Condensing) | Residential Gas-Fired Boilers | 0.02039 | 0.030098 | 0.027623 | Heating Capacity | BTU/hr | 45000 | 100000 | 200000 | 387000 | 51.9533 | 51.9533 | 1208.113 | AFUE | Unitless | 0.91 | 0.95 | 0.96 | 0.97 | 1721.1496 | 1055.1505 | 2311.3353 | 1 |  |  | 3809.5052 | 4114.3061 | 6221.3426 | 1 | 1 | 4007.2214 | 4234.8123 | 7816.7266 | 8121.5275 | 10228.564 | 8044.3175 | 8349.1184 | 10456.1549 | 2040 | Reference | 24 | Prevailing local wages, drive time, local code requirements, existing construction and materials, moisture issues present, condition of existing flue, need for condensate line/drain, need to bring in combustion air, condition of existing electrical system, condition of existing plumbing, condition of existing gas line, presence of hazardous materials, need for controls and/or zoning | 5 | 121 | 0.2379 | 2023 | 0
9 | 2023 | Residential | Water Heating | Boiler | Gas (Condensing) | Gas | Boilers Gas (Condensing) | 2023$ | Boilers Gas (Condensing) | Residential Gas-Fired Boilers | 0.02039 | 0.030098 | 0.027623 | Heating Capacity | BTU/hr | 45000 | 100000 | 200000 | 387000 | 51.9533 | 51.9533 | 1208.113 | AFUE | Unitless | 0.91 | 0.95 | 0.96 | 0.97 | 1721.1496 | 1055.1505 | 2311.3353 | 1 |  |  | 3809.5052 | 4114.3061 | 6221.3426 | 1 | 1 | 4007.2214 | 4234.8123 | 7816.7266 | 8121.5275 | 10228.564 | 8044.3175 | 8349.1184 | 10456.1549 | 2045 | Reference | 24 | Prevailing local wages, drive time, local code requirements, existing construction and materials, moisture issues present, condition of existing flue, need for condensate line/drain, need to bring in combustion air, condition of existing electrical system, condition of existing plumbing, condition of existing gas line, presence of hazardous materials, need for controls and/or zoning | 5 | 121 | 0.2379 | 2023 | 0
9 | 2023 | Residential | Water Heating | Boiler | Gas (Condensing) | Gas | Boilers Gas (Condensing) | 2023$ | Boilers Gas (Condensing) | Residential Gas-Fired Boilers | 0.02039 | 0.030098 | 0.027623 | Heating Capacity | BTU/hr | 45000 | 100000 | 200000 | 387000 | 51.9533 | 51.9533 | 1208.113 | AFUE | Unitless | 0.91 | 0.95 | 0.96 | 0.97 | 1721.1496 | 1055.1505 | 2311.3353 | 1 |  |  | 3809.5052 | 4114.3061 | 6221.3426 | 1 | 1 | 4007.2214 | 4234.8123 | 7816.7266 | 8121.5275 | 10228.564 | 8044.3175 | 8349.1184 | 10456.1549 | 2050 | Reference | 24 | Prevailing local wages, drive time, local code requirements, existing construction and materials, moisture issues present, condition of existing flue, need for condensate line/drain, need to bring in combustion air, condition of existing electrical system, condition of existing plumbing, condition of existing gas line, presence of hazardous materials, need for controls and/or zoning | 5 | 121 | 0.2379 | 2023 | 0
9 | 2023 | Residential | Water Heating | Boiler | Gas (Condensing) | Gas | Boilers Gas (Condensing) | 2023$ | Boilers Gas (Condensing) | Residential Gas-Fired Boilers | 0.02039 | 0.030098 | 0.027623 | Heating Capacity | BTU/hr | 45000 | 100000 | 200000 | 387000 | 51.9533 | 51.9533 | 1208.113 | AFUE | Unitless | 0.91 | 0.95 | 0.96 | 0.97 | 1721.1496 | 1055.1505 | 2311.3353 | 1 |  |  | 3809.5052 | 4114.3061 | 6221.3426 | 1 | 1 | 4007.2214 | 4234.8123 | 7816.7266 | 8121.5275 | 10228.564 | 8044.3175 | 8349.1184 | 10456.1549 | 2023 | Intermediate | 24 | Prevailing local wages, drive time, local code requirements, existing construction and materials, moisture issues present, condition of existing flue, need for condensate line/drain, need to bring in combustion air, condition of existing electrical system, condition of existing plumbing, condition of existing gas line, presence of hazardous materials, need for controls and/or zoning | 5 | 121 | 0.2379 | 2023 | 0
9 | 2023 | Residential | Water Heating | Boiler | Gas (Condensing) | Gas | Boilers Gas (Condensing) | 2023$ | Boilers Gas (Condensing) | Residential Gas-Fired Boilers | 0.02039 | 0.030098 | 0.027623 | Heating Capacity | BTU/hr | 45000 | 100000 | 200000 | 387000 | 51.9533 | 51.9533 | 1208.113 | AFUE | Unitless | 0.91 | 0.95 | 0.96 | 0.97 | 1721.1496 | 1055.1505 | 2311.3353 | 1 |  |  | 3809.5052 | 4114.3061 | 6221.3426 | 1 | 1 | 4007.2214 | 4234.8123 | 7816.7266 | 8121.5275 | 10228.564 | 8044.3175 | 8349.1184 | 10456.1549 | 2030 | Intermediate | 24 | Prevailing local wages, drive time, local code requirements, existing construction and materials, moisture issues present, condition of existing flue, need for condensate line/drain, need to bring in combustion air, condition of existing electrical system, condition of existing plumbing, condition of existing gas line, presence of hazardous materials, need for controls and/or zoning | 5 | 121 | 0.2379 | 2023 | 0
9 | 2023 | Residential | Water Heating | Boiler | Gas (Condensing) | Gas | Boilers Gas (Condensing) | 2023$ | Boilers Gas (Condensing) | Residential Gas-Fired Boilers | 0.02039 | 0.030098 | 0.027623 | Heating Capacity | BTU/hr | 45000 | 100000 | 200000 | 387000 | 51.9533 | 51.9533 | 1208.113 | AFUE | Unitless | 0.91 | 0.95 | 0.96 | 0.97 | 1721.1496 | 1055.1505 | 2311.3353 | 1 |  |  | 3809.5052 | 4114.3061 | 6221.3426 | 1 | 1 | 4007.2214 | 4234.8123 | 7816.7266 | 8121.5275 | 10228.564 | 8044.3175 | 8349.1184 | 10456.1549 | 2035 | Intermediate | 24 | Prevailing local wages, drive time, local code requirements, existing construction and materials, moisture issues present, condition of existing flue, need for condensate line/drain, need to bring in combustion air, condition of existing electrical system, condition of existing plumbing, condition of existing gas line, presence of hazardous materials, need for controls and/or zoning | 5 | 121 | 0.2379 | 2023 | 0
9 | 2023 | Residential | Water Heating | Boiler | Gas (Condensing) | Gas | Boilers Gas (Condensing) | 2023$ | Boilers Gas (Condensing) | Residential Gas-Fired Boilers | 0.02039 | 0.030098 | 0.027623 | Heating Capacity | BTU/hr | 45000 | 100000 | 200000 | 387000 | 51.9533 | 51.9533 | 1208.113 | AFUE | Unitless | 0.91 | 0.95 | 0.96 | 0.97 | 1721.1496 | 1055.1505 | 2311.3353 | 1 |  |  | 3809.5052 | 4114.3061 | 6221.3426 | 1 | 1 | 4007.2214 | 4234.8123 | 7816.7266 | 8121.5275 | 10228.564 | 8044.3175 | 8349.1184 | 10456.1549 | 2040 | Intermediate | 24 | Prevailing local wages, drive time, local code requirements, existing construction and materials, moisture issues present, condition of existing flue, need for condensate line/drain, need to bring in combustion air, condition of existing electrical system, condition of existing plumbing, condition of existing gas line, presence of hazardous materials, need for controls and/or zoning | 5 | 121 | 0.2379 | 2023 | 0
9 | 2023 | Residential | Water Heating | Boiler | Gas (Condensing) | Gas | Boilers Gas (Condensing) | 2023$ | Boilers Gas (Condensing) | Residential Gas-Fired Boilers | 0.02039 | 0.030098 | 0.027623 | Heating Capacity | BTU/hr | 45000 | 100000 | 200000 | 387000 | 51.9533 | 51.9533 | 1208.113 | AFUE | Unitless | 0.91 | 0.95 | 0.96 | 0.97 | 1721.1496 | 1055.1505 | 2311.3353 | 1 |  |  | 3809.5052 | 4114.3061 | 6221.3426 | 1 | 1 | 4007.2214 | 4234.8123 | 7816.7266 | 8121.5275 | 10228.564 | 8044.3175 | 8349.1184 | 10456.1549 | 2045 | Intermediate | 24 | Prevailing local wages, drive time, local code requirements, existing construction and materials, moisture issues present, condition of existing flue, need for condensate line/drain, need to bring in combustion air, condition of existing electrical system, condition of existing plumbing, condition of existing gas line, presence of hazardous materials, need for controls and/or zoning | 5 | 121 | 0.2379 | 2023 | 0
9 | 2023 | Residential | Water Heating | Boiler | Gas (Condensing) | Gas | Boilers Gas (Condensing) | 2023$ | Boilers Gas (Condensing) | Residential Gas-Fired Boilers | 0.02039 | 0.030098 | 0.027623 | Heating Capacity | BTU/hr | 45000 | 100000 | 200000 | 387000 | 51.9533 | 51.9533 | 1208.113 | AFUE | Unitless | 0.91 | 0.95 | 0.96 | 0.97 | 1721.1496 | 1055.1505 | 2311.3353 | 1 |  |  | 3809.5052 | 4114.3061 | 6221.3426 | 1 | 1 | 4007.2214 | 4234.8123 | 7816.7266 | 8121.5275 | 10228.564 | 8044.3175 | 8349.1184 | 10456.1549 | 2050 | Intermediate | 24 | Prevailing local wages, drive time, local code requirements, existing construction and materials, moisture issues present, condition of existing flue, need for condensate line/drain, need to bring in combustion air, condition of existing electrical system, condition of existing plumbing, condition of existing gas line, presence of hazardous materials, need for controls and/or zoning | 5 | 121 | 0.2379 | 2023 | 0
9 | 2023 | Residential | Water Heating | Boiler | Gas (Condensing) | Gas | Boilers Gas (Condensing) | 2023$ | Boilers Gas (Condensing) | Residential Gas-Fired Boilers | 0.02039 | 0.030098 | 0.027623 | Heating Capacity | BTU/hr | 45000 | 100000 | 200000 | 387000 | 51.9533 | 51.9533 | 1208.113 | AFUE | Unitless | 0.91 | 0.95 | 0.96 | 0.97 | 1721.1496 | 1055.1505 | 2311.3353 | 1 |  |  | 3809.5052 | 4114.3061 | 6221.3426 | 1 | 1 | 4007.2214 | 4234.8123 | 7816.7266 | 8121.5275 | 10228.564 | 8044.3175 | 8349.1184 | 10456.1549 | 2023 | Advanced | 24 | Prevailing local wages, drive time, local code requirements, existing construction and materials, moisture issues present, condition of existing flue, need for condensate line/drain, need to bring in combustion air, condition of existing electrical system, condition of existing plumbing, condition of existing gas line, presence of hazardous materials, need for controls and/or zoning | 5 | 121 | 0.2379 | 2023 | 0
9 | 2023 | Residential | Water Heating | Boiler | Gas (Condensing) | Gas | Boilers Gas (Condensing) | 2023$ | Boilers Gas (Condensing) | Residential Gas-Fired Boilers | 0.02039 | 0.030098 | 0.027623 | Heating Capacity | BTU/hr | 45000 | 100000 | 200000 | 387000 | 51.9533 | 51.9533 | 1208.113 | AFUE | Unitless | 0.91 | 0.95 | 0.96 | 0.97 | 1721.1496 | 1055.1505 | 2311.3353 | 1 |  |  | 3809.5052 | 4114.3061 | 6221.3426 | 1 | 1 | 4007.2214 | 4234.8123 | 7816.7266 | 8121.5275 | 10228.564 | 8044.3175 | 8349.1184 | 10456.1549 | 2030 | Advanced | 24 | Prevailing local wages, drive time, local code requirements, existing construction and materials, moisture issues present, condition of existing flue, need for condensate line/drain, need to bring in combustion air, condition of existing electrical system, condition of existing plumbing, condition of existing gas line, presence of hazardous materials, need for controls and/or zoning | 5 | 121 | 0.2379 | 2023 | 0
9 | 2023 | Residential | Water Heating | Boiler | Gas (Condensing) | Gas | Boilers Gas (Condensing) | 2023$ | Boilers Gas (Condensing) | Residential Gas-Fired Boilers | 0.02039 | 0.030098 | 0.027623 | Heating Capacity | BTU/hr | 45000 | 100000 | 200000 | 387000 | 51.9533 | 51.9533 | 1208.113 | AFUE | Unitless | 0.91 | 0.95 | 0.96 | 0.97 | 1721.1496 | 1055.1505 | 2311.3353 | 1 |  |  | 3809.5052 | 4114.3061 | 6221.3426 | 1 | 1 | 4007.2214 | 4234.8123 | 7816.7266 | 8121.5275 | 10228.564 | 8044.3175 | 8349.1184 | 10456.1549 | 2035 | Advanced | 24 | Prevailing local wages, drive time, local code requirements, existing construction and materials, moisture issues present, condition of existing flue, need for condensate line/drain, need to bring in combustion air, condition of existing electrical system, condition of existing plumbing, condition of existing gas line, presence of hazardous materials, need for controls and/or zoning | 5 | 121 | 0.2379 | 2023 | 0
9 | 2023 | Residential | Water Heating | Boiler | Gas (Condensing) | Gas | Boilers Gas (Condensing) | 2023$ | Boilers Gas (Condensing) | Residential Gas-Fired Boilers | 0.02039 | 0.030098 | 0.027623 | Heating Capacity | BTU/hr | 45000 | 100000 | 200000 | 387000 | 51.9533 | 51.9533 | 1208.113 | AFUE | Unitless | 0.91 | 0.95 | 0.96 | 0.97 | 1721.1496 | 1055.1505 | 2311.3353 | 1 |  |  | 3809.5052 | 4114.3061 | 6221.3426 | 1 | 1 | 4007.2214 | 4234.8123 | 7816.7266 | 8121.5275 | 10228.564 | 8044.3175 | 8349.1184 | 10456.1549 | 2040 | Advanced | 24 | Prevailing local wages, drive time, local code requirements, existing construction and materials, moisture issues present, condition of existing flue, need for condensate line/drain, need to bring in combustion air, condition of existing electrical system, condition of existing plumbing, condition of existing gas line, presence of hazardous materials, need for controls and/or zoning | 5 | 121 | 0.2379 | 2023 | 0
9 | 2023 | Residential | Water Heating | Boiler | Gas (Condensing) | Gas | Boilers Gas (Condensing) | 2023$ | Boilers Gas (Condensing) | Residential Gas-Fired Boilers | 0.02039 | 0.030098 | 0.027623 | Heating Capacity | BTU/hr | 45000 | 100000 | 200000 | 387000 | 51.9533 | 51.9533 | 1208.113 | AFUE | Unitless | 0.91 | 0.95 | 0.96 | 0.97 | 1721.1496 | 1055.1505 | 2311.3353 | 1 |  |  | 3809.5052 | 4114.3061 | 6221.3426 | 1 | 1 | 4007.2214 | 4234.8123 | 7816.7266 | 8121.5275 | 10228.564 | 8044.3175 | 8349.1184 | 10456.1549 | 2045 | Advanced | 24 | Prevailing local wages, drive time, local code requirements, existing construction and materials, moisture issues present, condition of existing flue, need for condensate line/drain, need to bring in combustion air, condition of existing electrical system, condition of existing plumbing, condition of existing gas line, presence of hazardous materials, need for controls and/or zoning | 5 | 121 | 0.2379 | 2023 | 0
9 | 2023 | Residential | Water Heating | Boiler | Gas (Condensing) | Gas | Boilers Gas (Condensing) | 2023$ | Boilers Gas (Condensing) | Residential Gas-Fired Boilers | 0.02039 | 0.030098 | 0.027623 | Heating Capacity | BTU/hr | 45000 | 100000 | 200000 | 387000 | 51.9533 | 51.9533 | 1208.113 | AFUE | Unitless | 0.91 | 0.95 | 0.96 | 0.97 | 1721.1496 | 1055.1505 | 2311.3353 | 1 |  |  | 3809.5052 | 4114.3061 | 6221.3426 | 1 | 1 | 4007.2214 | 4234.8123 | 7816.7266 | 8121.5275 | 10228.564 | 8044.3175 | 8349.1184 | 10456.1549 | 2050 | Advanced | 24 | Prevailing local wages, drive time, local code requirements, existing construction and materials, moisture issues present, condition of existing flue, need for condensate line/drain, need to bring in combustion air, condition of existing electrical system, condition of existing plumbing, condition of existing gas line, presence of hazardous materials, need for controls and/or zoning | 5 | 121 | 0.2379 | 2023 | 0
10 | 2023 | Residential | HVAC | Boiler | Gas (Non-Condensing) | Gas | Boilers Gas (Non-Condensing) | 2023$ | Boilers Gas (Non-Condensing) | Residential Gas-Fired Boilers | 0.013611 | 0.01747 | 0.020046 | Heating Capacity | Btu/hr | 27000 | 100000 | 200000 | 416000 | 425.2236 | 774.6435 | 986.1361 | AFUE | Unitless | 0.8 | 0.84 | 0.87 | 0.87 | 505.791 | 922.1947 | 1150.2736 | 1 |  |  | 2224.0788 | 3319.8953 | 3983.2279 | 1 | 1 | 4696.5632 | 4924.1541 | 6920.642 | 8016.4585 | 8679.7911 | 7148.2329 | 8244.0494 | 8907.382 | 2023 | Reference | 24 | Prevailing local wages, drive time, local code requirements, existing construction and materials, moisture issues present, condition of existing flue, need for condensate line/drain, need to bring in combustion air, condition of existing electrical system, condition of existing plumbing, condition of existing gas line, presence of hazardous materials, need for controls and/or zoning | 5 | 128 | 0.46209 | 2023
10 | 2023 | Residential | Water Heating | Boiler | Gas (Non-Condensing) | Gas | Boilers Gas (Non-Condensing) | 2023$ | Boilers Gas (Non-Condensing) | Residential Gas-Fired Boilers | 0.013611 | 0.01747 | 0.020046 | Heating Capacity | BTU/hr | 27000 | 100000 | 200000 | 416000 | 425.2236 | 774.6435 | 986.1361 | AFUE | Unitless | 0.8 | 0.84 | 0.87 | 0.87 | 505.791 | 922.1947 | 1150.2736 | 1 |  |  | 2224.0788 | 3319.8953 | 3983.2279 | 1 | 1 | 4696.5632 | 4924.1541 | 6920.642 | 8016.4585 | 8679.7911 | 7148.2329 | 8244.0494 | 8907.382 | 2030 | Reference | 24 | Prevailing local wages, drive time, local code requirements, existing construction and materials, moisture issues present, condition of existing flue, need for condensate line/drain, need to bring in combustion air, condition of existing electrical system, condition of existing plumbing, condition of existing gas line, presence of hazardous materials, need for controls and/or zoning | 5 | 128 | 0.46209 | 2023 | 0
10 | 2023 | Residential | Water Heating | Boiler | Gas (Non-Condensing) | Gas | Boilers Gas (Non-Condensing) | 2023$ | Boilers Gas (Non-Condensing) | Residential Gas-Fired Boilers | 0.013611 | 0.01747 | 0.020046 | Heating Capacity | BTU/hr | 27000 | 100000 | 200000 | 416000 | 425.2236 | 774.6435 | 986.1361 | AFUE | Unitless | 0.8 | 0.84 | 0.87 | 0.87 | 505.791 | 922.1947 | 1150.2736 | 1 |  |  | 2224.0788 | 3319.8953 | 3983.2279 | 1 | 1 | 4696.5632 | 4924.1541 | 6920.642 | 8016.4585 | 8679.7911 | 7148.2329 | 8244.0494 | 8907.382 | 2035 | Reference | 24 | Prevailing local wages, drive time, local code requirements, existing construction and materials, moisture issues present, condition of existing flue, need for condensate line/drain, need to bring in combustion air, condition of existing electrical system, condition of existing plumbing, condition of existing gas line, presence of hazardous materials, need for controls and/or zoning | 5 | 128 | 0.46209 | 2023 | 0
10 | 2023 | Residential | Water Heating | Boiler | Gas (Non-Condensing) | Gas | Boilers Gas (Non-Condensing) | 2023$ | Boilers Gas (Non-Condensing) | Residential Gas-Fired Boilers | 0.013611 | 0.01747 | 0.020046 | Heating Capacity | BTU/hr | 27000 | 100000 | 200000 | 416000 | 425.2236 | 774.6435 | 986.1361 | AFUE | Unitless | 0.8 | 0.84 | 0.87 | 0.87 | 505.791 | 922.1947 | 1150.2736 | 1 |  |  | 2224.0788 | 3319.8953 | 3983.2279 | 1 | 1 | 4696.5632 | 4924.1541 | 6920.642 | 8016.4585 | 8679.7911 | 7148.2329 | 8244.0494 | 8907.382 | 2040 | Reference | 24 | Prevailing local wages, drive time, local code requirements, existing construction and materials, moisture issues present, condition of existing flue, need for condensate line/drain, need to bring in combustion air, condition of existing electrical system, condition of existing plumbing, condition of existing gas line, presence of hazardous materials, need for controls and/or zoning | 5 | 128 | 0.46209 | 2023 | 0
10 | 2023 | Residential | Water Heating | Boiler | Gas (Non-Condensing) | Gas | Boilers Gas (Non-Condensing) | 2023$ | Boilers Gas (Non-Condensing) | Residential Gas-Fired Boilers | 0.013611 | 0.01747 | 0.020046 | Heating Capacity | BTU/hr | 27000 | 100000 | 200000 | 416000 | 425.2236 | 774.6435 | 986.1361 | AFUE | Unitless | 0.8 | 0.84 | 0.87 | 0.87 | 505.791 | 922.1947 | 1150.2736 | 1 |  |  | 2224.0788 | 3319.8953 | 3983.2279 | 1 | 1 | 4696.5632 | 4924.1541 | 6920.642 | 8016.4585 | 8679.7911 | 7148.2329 | 8244.0494 | 8907.382 | 2045 | Reference | 24 | Prevailing local wages, drive time, local code requirements, existing construction and materials, moisture issues present, condition of existing flue, need for condensate line/drain, need to bring in combustion air, condition of existing electrical system, condition of existing plumbing, condition of existing gas line, presence of hazardous materials, need for controls and/or zoning | 5 | 128 | 0.46209 | 2023 | 0
10 | 2023 | Residential | Water Heating | Boiler | Gas (Non-Condensing) | Gas | Boilers Gas (Non-Condensing) | 2023$ | Boilers Gas (Non-Condensing) | Residential Gas-Fired Boilers | 0.013611 | 0.01747 | 0.020046 | Heating Capacity | BTU/hr | 27000 | 100000 | 200000 | 416000 | 425.2236 | 774.6435 | 986.1361 | AFUE | Unitless | 0.8 | 0.84 | 0.87 | 0.87 | 505.791 | 922.1947 | 1150.2736 | 1 |  |  | 2224.0788 | 3319.8953 | 3983.2279 | 1 | 1 | 4696.5632 | 4924.1541 | 6920.642 | 8016.4585 | 8679.7911 | 7148.2329 | 8244.0494 | 8907.382 | 2050 | Reference | 24 | Prevailing local wages, drive time, local code requirements, existing construction and materials, moisture issues present, condition of existing flue, need for condensate line/drain, need to bring in combustion air, condition of existing electrical system, condition of existing plumbing, condition of existing gas line, presence of hazardous materials, need for controls and/or zoning | 5 | 128 | 0.46209 | 2023 | 0
10 | 2023 | Residential | Water Heating | Boiler | Gas (Non-Condensing) | Gas | Boilers Gas (Non-Condensing) | 2023$ | Boilers Gas (Non-Condensing) | Residential Gas-Fired Boilers | 0.013611 | 0.01747 | 0.020046 | Heating Capacity | BTU/hr | 27000 | 100000 | 200000 | 416000 | 425.2236 | 774.6435 | 986.1361 | AFUE | Unitless | 0.8 | 0.84 | 0.87 | 0.87 | 505.791 | 922.1947 | 1150.2736 | 1 |  |  | 2224.0788 | 3319.8953 | 3983.2279 | 1 | 1 | 4696.5632 | 4924.1541 | 6920.642 | 8016.4585 | 8679.7911 | 7148.2329 | 8244.0494 | 8907.382 | 2023 | Intermediate | 24 | Prevailing local wages, drive time, local code requirements, existing construction and materials, moisture issues present, condition of existing flue, need for condensate line/drain, need to bring in combustion air, condition of existing electrical system, condition of existing plumbing, condition of existing gas line, presence of hazardous materials, need for controls and/or zoning | 5 | 128 | 0.46209 | 2023 | 0
10 | 2023 | Residential | Water Heating | Boiler | Gas (Non-Condensing) | Gas | Boilers Gas (Non-Condensing) | 2023$ | Boilers Gas (Non-Condensing) | Residential Gas-Fired Boilers | 0.013611 | 0.01747 | 0.020046 | Heating Capacity | BTU/hr | 27000 | 100000 | 200000 | 416000 | 425.2236 | 774.6435 | 986.1361 | AFUE | Unitless | 0.8 | 0.84 | 0.87 | 0.87 | 505.791 | 922.1947 | 1150.2736 | 1 |  |  | 2224.0788 | 3319.8953 | 3983.2279 | 1 | 1 | 4696.5632 | 4924.1541 | 6920.642 | 8016.4585 | 8679.7911 | 7148.2329 | 8244.0494 | 8907.382 | 2030 | Intermediate | 24 | Prevailing local wages, drive time, local code requirements, existing construction and materials, moisture issues present, condition of existing flue, need for condensate line/drain, need to bring in combustion air, condition of existing electrical system, condition of existing plumbing, condition of existing gas line, presence of hazardous materials, need for controls and/or zoning | 5 | 128 | 0.46209 | 2023 | 0
10 | 2023 | Residential | Water Heating | Boiler | Gas (Non-Condensing) | Gas | Boilers Gas (Non-Condensing) | 2023$ | Boilers Gas (Non-Condensing) | Residential Gas-Fired Boilers | 0.013611 | 0.01747 | 0.020046 | Heating Capacity | BTU/hr | 27000 | 100000 | 200000 | 416000 | 425.2236 | 774.6435 | 986.1361 | AFUE | Unitless | 0.8 | 0.84 | 0.87 | 0.87 | 505.791 | 922.1947 | 1150.2736 | 1 |  |  | 2224.0788 | 3319.8953 | 3983.2279 | 1 | 1 | 4696.5632 | 4924.1541 | 6920.642 | 8016.4585 | 8679.7911 | 7148.2329 | 8244.0494 | 8907.382 | 2035 | Intermediate | 24 | Prevailing local wages, drive time, local code requirements, existing construction and materials, moisture issues present, condition of existing flue, need for condensate line/drain, need to bring in combustion air, condition of existing electrical system, condition of existing plumbing, condition of existing gas line, presence of hazardous materials, need for controls and/or zoning | 5 | 128 | 0.46209 | 2023 | 0
10 | 2023 | Residential | Water Heating | Boiler | Gas (Non-Condensing) | Gas | Boilers Gas (Non-Condensing) | 2023$ | Boilers Gas (Non-Condensing) | Residential Gas-Fired Boilers | 0.013611 | 0.01747 | 0.020046 | Heating Capacity | BTU/hr | 27000 | 100000 | 200000 | 416000 | 425.2236 | 774.6435 | 986.1361 | AFUE | Unitless | 0.8 | 0.84 | 0.87 | 0.87 | 505.791 | 922.1947 | 1150.2736 | 1 |  |  | 2224.0788 | 3319.8953 | 3983.2279 | 1 | 1 | 4696.5632 | 4924.1541 | 6920.642 | 8016.4585 | 8679.7911 | 7148.2329 | 8244.0494 | 8907.382 | 2040 | Intermediate | 24 | Prevailing local wages, drive time, local code requirements, existing construction and materials, moisture issues present, condition of existing flue, need for condensate line/drain, need to bring in combustion air, condition of existing electrical system, condition of existing plumbing, condition of existing gas line, presence of hazardous materials, need for controls and/or zoning | 5 | 128 | 0.46209 | 2023 | 0
10 | 2023 | Residential | Water Heating | Boiler | Gas (Non-Condensing) | Gas | Boilers Gas (Non-Condensing) | 2023$ | Boilers Gas (Non-Condensing) | Residential Gas-Fired Boilers | 0.013611 | 0.01747 | 0.020046 | Heating Capacity | BTU/hr | 27000 | 100000 | 200000 | 416000 | 425.2236 | 774.6435 | 986.1361 | AFUE | Unitless | 0.8 | 0.84 | 0.87 | 0.87 | 505.791 | 922.1947 | 1150.2736 | 1 |  |  | 2224.0788 | 3319.8953 | 3983.2279 | 1 | 1 | 4696.5632 | 4924.1541 | 6920.642 | 8016.4585 | 8679.7911 | 7148.2329 | 8244.0494 | 8907.382 | 2045 | Intermediate | 24 | Prevailing local wages, drive time, local code requirements, existing construction and materials, moisture issues present, condition of existing flue, need for condensate line/drain, need to bring in combustion air, condition of existing electrical system, condition of existing plumbing, condition of existing gas line, presence of hazardous materials, need for controls and/or zoning | 5 | 128 | 0.46209 | 2023 | 0
10 | 2023 | Residential | Water Heating | Boiler | Gas (Non-Condensing) | Gas | Boilers Gas (Non-Condensing) | 2023$ | Boilers Gas (Non-Condensing) | Residential Gas-Fired Boilers | 0.013611 | 0.01747 | 0.020046 | Heating Capacity | BTU/hr | 27000 | 100000 | 200000 | 416000 | 425.2236 | 774.6435 | 986.1361 | AFUE | Unitless | 0.8 | 0.84 | 0.87 | 0.87 | 505.791 | 922.1947 | 1150.2736 | 1 |  |  | 2224.0788 | 3319.8953 | 3983.2279 | 1 | 1 | 4696.5632 | 4924.1541 | 6920.642 | 8016.4585 | 8679.7911 | 7148.2329 | 8244.0494 | 8907.382 | 2050 | Intermediate | 24 | Prevailing local wages, drive time, local code requirements, existing construction and materials, moisture issues present, condition of existing flue, need for condensate line/drain, need to bring in combustion air, condition of existing electrical system, condition of existing plumbing, condition of existing gas line, presence of hazardous materials, need for controls and/or zoning | 5 | 128 | 0.46209 | 2023 | 0
10 | 2023 | Residential | Water Heating | Boiler | Gas (Non-Condensing) | Gas | Boilers Gas (Non-Condensing) | 2023$ | Boilers Gas (Non-Condensing) | Residential Gas-Fired Boilers | 0.013611 | 0.01747 | 0.020046 | Heating Capacity | BTU/hr | 27000 | 100000 | 200000 | 416000 | 425.2236 | 774.6435 | 986.1361 | AFUE | Unitless | 0.8 | 0.84 | 0.87 | 0.87 | 505.791 | 922.1947 | 1150.2736 | 1 |  |  | 2224.0788 | 3319.8953 | 3983.2279 | 1 | 1 | 4696.5632 | 4924.1541 | 6920.642 | 8016.4585 | 8679.7911 | 7148.2329 | 8244.0494 | 8907.382 | 2023 | Advanced | 24 | Prevailing local wages, drive time, local code requirements, existing construction and materials, moisture issues present, condition of existing flue, need for condensate line/drain, need to bring in combustion air, condition of existing electrical system, condition of existing plumbing, condition of existing gas line, presence of hazardous materials, need for controls and/or zoning | 5 | 128 | 0.46209 | 2023 | 0
10 | 2023 | Residential | Water Heating | Boiler | Gas (Non-Condensing) | Gas | Boilers Gas (Non-Condensing) | 2023$ | Boilers Gas (Non-Condensing) | Residential Gas-Fired Boilers | 0.013611 | 0.01747 | 0.020046 | Heating Capacity | BTU/hr | 27000 | 100000 | 200000 | 416000 | 425.2236 | 774.6435 | 986.1361 | AFUE | Unitless | 0.8 | 0.84 | 0.87 | 0.87 | 505.791 | 922.1947 | 1150.2736 | 1 |  |  | 2224.0788 | 3319.8953 | 3983.2279 | 1 | 1 | 4696.5632 | 4924.1541 | 6920.642 | 8016.4585 | 8679.7911 | 7148.2329 | 8244.0494 | 8907.382 | 2030 | Advanced | 24 | Prevailing local wages, drive time, local code requirements, existing construction and materials, moisture issues present, condition of existing flue, need for condensate line/drain, need to bring in combustion air, condition of existing electrical system, condition of existing plumbing, condition of existing gas line, presence of hazardous materials, need for controls and/or zoning | 5 | 128 | 0.46209 | 2023 | 0
10 | 2023 | Residential | Water Heating | Boiler | Gas (Non-Condensing) | Gas | Boilers Gas (Non-Condensing) | 2023$ | Boilers Gas (Non-Condensing) | Residential Gas-Fired Boilers | 0.013611 | 0.01747 | 0.020046 | Heating Capacity | BTU/hr | 27000 | 100000 | 200000 | 416000 | 425.2236 | 774.6435 | 986.1361 | AFUE | Unitless | 0.8 | 0.84 | 0.87 | 0.87 | 505.791 | 922.1947 | 1150.2736 | 1 |  |  | 2224.0788 | 3319.8953 | 3983.2279 | 1 | 1 | 4696.5632 | 4924.1541 | 6920.642 | 8016.4585 | 8679.7911 | 7148.2329 | 8244.0494 | 8907.382 | 2035 | Advanced | 24 | Prevailing local wages, drive time, local code requirements, existing construction and materials, moisture issues present, condition of existing flue, need for condensate line/drain, need to bring in combustion air, condition of existing electrical system, condition of existing plumbing, condition of existing gas line, presence of hazardous materials, need for controls and/or zoning | 5 | 128 | 0.46209 | 2023 | 0
10 | 2023 | Residential | Water Heating | Boiler | Gas (Non-Condensing) | Gas | Boilers Gas (Non-Condensing) | 2023$ | Boilers Gas (Non-Condensing) | Residential Gas-Fired Boilers | 0.013611 | 0.01747 | 0.020046 | Heating Capacity | BTU/hr | 27000 | 100000 | 200000 | 416000 | 425.2236 | 774.6435 | 986.1361 | AFUE | Unitless | 0.8 | 0.84 | 0.87 | 0.87 | 505.791 | 922.1947 | 1150.2736 | 1 |  |  | 2224.0788 | 3319.8953 | 3983.2279 | 1 | 1 | 4696.5632 | 4924.1541 | 6920.642 | 8016.4585 | 8679.7911 | 7148.2329 | 8244.0494 | 8907.382 | 2040 | Advanced | 24 | Prevailing local wages, drive time, local code requirements, existing construction and materials, moisture issues present, condition of existing flue, need for condensate line/drain, need to bring in combustion air, condition of existing electrical system, condition of existing plumbing, condition of existing gas line, presence of hazardous materials, need for controls and/or zoning | 5 | 128 | 0.46209 | 2023 | 0
10 | 2023 | Residential | Water Heating | Boiler | Gas (Non-Condensing) | Gas | Boilers Gas (Non-Condensing) | 2023$ | Boilers Gas (Non-Condensing) | Residential Gas-Fired Boilers | 0.013611 | 0.01747 | 0.020046 | Heating Capacity | BTU/hr | 27000 | 100000 | 200000 | 416000 | 425.2236 | 774.6435 | 986.1361 | AFUE | Unitless | 0.8 | 0.84 | 0.87 | 0.87 | 505.791 | 922.1947 | 1150.2736 | 1 |  |  | 2224.0788 | 3319.8953 | 3983.2279 | 1 | 1 | 4696.5632 | 4924.1541 | 6920.642 | 8016.4585 | 8679.7911 | 7148.2329 | 8244.0494 | 8907.382 | 2045 | Advanced | 24 | Prevailing local wages, drive time, local code requirements, existing construction and materials, moisture issues present, condition of existing flue, need for condensate line/drain, need to bring in combustion air, condition of existing electrical system, condition of existing plumbing, condition of existing gas line, presence of hazardous materials, need for controls and/or zoning | 5 | 128 | 0.46209 | 2023 | 0
10 | 2023 | Residential | Water Heating | Boiler | Gas (Non-Condensing) | Gas | Boilers Gas (Non-Condensing) | 2023$ | Boilers Gas (Non-Condensing) | Residential Gas-Fired Boilers | 0.013611 | 0.01747 | 0.020046 | Heating Capacity | BTU/hr | 27000 | 100000 | 200000 | 416000 | 425.2236 | 774.6435 | 986.1361 | AFUE | Unitless | 0.8 | 0.84 | 0.87 | 0.87 | 505.791 | 922.1947 | 1150.2736 | 1 |  |  | 2224.0788 | 3319.8953 | 3983.2279 | 1 | 1 | 4696.5632 | 4924.1541 | 6920.642 | 8016.4585 | 8679.7911 | 7148.2329 | 8244.0494 | 8907.382 | 2050 | Advanced | 24 | Prevailing local wages, drive time, local code requirements, existing construction and materials, moisture issues present, condition of existing flue, need for condensate line/drain, need to bring in combustion air, condition of existing electrical system, condition of existing plumbing, condition of existing gas line, presence of hazardous materials, need for controls and/or zoning | 5 | 128 | 0.46209 | 2023 | 0
11 | 2023 | Residential | Space Conditioning | Ceiling Fan |  | Electricity | Ceiling Fan | 2023$ |  |  | 0 | 0 | 0 | N/A | N/A | 0 | 0 | 0 | 0 | 0 | 0 | 0 | N/A | N/A | 0 | 0 | 0 | 0 | 151.5859 | 168.9647 | 262.5412 | 1 |  |  | 151.5859 | 168.9647 | 262.5412 | 1 | 1 | 150 | 300 | 301.5859 | 318.9647 | 412.5412 | 451.5859 | 468.9647 | 562.5412 | 2023 | Reference | 14 | Prevailing local wages, Drive time, Local code requirements, Access, Incentive programs, Existing construction and materials, Brand recognition, Need for additional wiring / switching, Site assessment, Ceiling height | 2 | 10 | 0 | 2020 | Advanced Case assumes energy savings over the coming decades due to the implementation of DC motors. This assumes 20-30% increase in price for DC motors, but efficiency improvements along with the increased price. The price is expected to fall after reaching a peak in 2030 due to higher adoption.
11 | 2023 | Residential | Space Conditioning | Ceiling Fan |  | Electricity | Ceiling Fan | 2023$ |  |  | 0 | 0 | 0 | N/A | N/A | 0 | 0 | 0 | 0 | 0 | 0 | 0 | N/A | N/A | 0 | 0 | 0 | 0 | 151.5859 | 168.9647 | 262.5412 | 1 |  |  | 151.5859 | 168.9647 | 262.5412 | 1 | 1 | 150 | 300 | 301.5859 | 318.9647 | 412.5412 | 451.5859 | 468.9647 | 562.5412 | 2030 | Reference | 14 | Prevailing local wages, Drive time, Local code requirements, Access, Incentive programs, Existing construction and materials, Brand recognition, Need for additional wiring / switching, Site assessment, Ceiling height | 2 | 10 | 0 | 2020 | Advanced Case assumes energy savings over the coming decades due to the implementation of DC motors. This assumes 20-30% increase in price for DC motors, but efficiency improvements along with the increased price. The price is expected to fall after reaching a peak in 2030 due to higher adoption.
11 | 2023 | Residential | Space Conditioning | Ceiling Fan |  | Electricity | Ceiling Fan | 2023$ |  |  | 0 | 0 | 0 | N/A | N/A | 0 | 0 | 0 | 0 | 0 | 0 | 0 | N/A | N/A | 0 | 0 | 0 | 0 | 151.5859 | 168.9647 | 262.5412 | 1 |  |  | 151.5859 | 168.9647 | 262.5412 | 1 | 1 | 150 | 300 | 301.5859 | 318.9647 | 412.5412 | 451.5859 | 468.9647 | 562.5412 | 2035 | Reference | 14 | Prevailing local wages, Drive time, Local code requirements, Access, Incentive programs, Existing construction and materials, Brand recognition, Need for additional wiring / switching, Site assessment, Ceiling height | 2 | 10 | 0 | 2020 | Advanced Case assumes energy savings over the coming decades due to the implementation of DC motors. This assumes 20-30% increase in price for DC motors, but efficiency improvements along with the increased price. The price is expected to fall after reaching a peak in 2030 due to higher adoption.
11 | 2023 | Residential | Space Conditioning | Ceiling Fan |  | Electricity | Ceiling Fan | 2023$ |  |  | 0 | 0 | 0 | N/A | N/A | 0 | 0 | 0 | 0 | 0 | 0 | 0 | N/A | N/A | 0 | 0 | 0 | 0 | 151.5859 | 168.9647 | 262.5412 | 1 |  |  | 151.5859 | 168.9647 | 262.5412 | 1 | 1 | 150 | 300 | 301.5859 | 318.9647 | 412.5412 | 451.5859 | 468.9647 | 562.5412 | 2040 | Reference | 14 | Prevailing local wages, Drive time, Local code requirements, Access, Incentive programs, Existing construction and materials, Brand recognition, Need for additional wiring / switching, Site assessment, Ceiling height | 2 | 10 | 0 | 2020 | Advanced Case assumes energy savings over the coming decades due to the implementation of DC motors. This assumes 20-30% increase in price for DC motors, but efficiency improvements along with the increased price. The price is expected to fall after reaching a peak in 2030 due to higher adoption.
11 | 2023 | Residential | Space Conditioning | Ceiling Fan |  | Electricity | Ceiling Fan | 2023$ |  |  | 0 | 0 | 0 | N/A | N/A | 0 | 0 | 0 | 0 | 0 | 0 | 0 | N/A | N/A | 0 | 0 | 0 | 0 | 151.5859 | 168.9647 | 262.5412 | 1 |  |  | 151.5859 | 168.9647 | 262.5412 | 1 | 1 | 150 | 300 | 301.5859 | 318.9647 | 412.5412 | 451.5859 | 468.9647 | 562.5412 | 2045 | Reference | 14 | Prevailing local wages, Drive time, Local code requirements, Access, Incentive programs, Existing construction and materials, Brand recognition, Need for additional wiring / switching, Site assessment, Ceiling height | 2 | 10 | 0 | 2020 | Advanced Case assumes energy savings over the coming decades due to the implementation of DC motors. This assumes 20-30% increase in price for DC motors, but efficiency improvements along with the increased price. The price is expected to fall after reaching a peak in 2030 due to higher adoption.
11 | 2023 | Residential | Space Conditioning | Ceiling Fan |  | Electricity | Ceiling Fan | 2023$ |  |  | 0 | 0 | 0 | N/A | N/A | 0 | 0 | 0 | 0 | 0 | 0 | 0 | N/A | N/A | 0 | 0 | 0 | 0 | 151.5859 | 168.9647 | 262.5412 | 1 |  |  | 151.5859 | 168.9647 | 262.5412 | 1 | 1 | 150 | 300 | 301.5859 | 318.9647 | 412.5412 | 451.5859 | 468.9647 | 562.5412 | 2050 | Reference | 14 | Prevailing local wages, Drive time, Local code requirements, Access, Incentive programs, Existing construction and materials, Brand recognition, Need for additional wiring / switching, Site assessment, Ceiling height | 2 | 10 | 0 | 2020 | Advanced Case assumes energy savings over the coming decades due to the implementation of DC motors. This assumes 20-30% increase in price for DC motors, but efficiency improvements along with the increased price. The price is expected to fall after reaching a peak in 2030 due to higher adoption.
11 | 2023 | Residential | Space Conditioning | Ceiling Fan |  | Electricity | Ceiling Fan | 2023$ |  |  | 0 | 0 | 0 | N/A | N/A | 0 | 0 | 0 | 0 | 0 | 0 | 0 | N/A | N/A | 0 | 0 | 0 | 0 | 151.5859 | 168.9647 | 262.5412 | 1 |  |  | 151.5859 | 168.9647 | 262.5412 | 1 | 1 | 150 | 300 | 301.5859 | 318.9647 | 412.5412 | 451.5859 | 468.9647 | 562.5412 | 2023 | Intermediate | 14 | Prevailing local wages, Drive time, Local code requirements, Access, Incentive programs, Existing construction and materials, Brand recognition, Need for additional wiring / switching, Site assessment, Ceiling height | 2 | 10 | 0 | 2020 | Advanced Case assumes energy savings over the coming decades due to the implementation of DC motors. This assumes 20-30% increase in price for DC motors, but efficiency improvements along with the increased price. The price is expected to fall after reaching a peak in 2030 due to higher adoption.
11 | 2023 | Residential | Space Conditioning | Ceiling Fan |  | Electricity | Ceiling Fan | 2023$ |  |  | 0 | 0 | 0 | N/A | N/A | 0 | 0 | 0 | 0 | 0 | 0 | 0 | N/A | N/A | 0 | 0 | 0 | 0 | 170.5341 | 190.0853 | 295.3588 | 1 |  |  | 170.5341 | 190.0853 | 295.3588 | 1 | 1 | 150 | 300 | 320.5341 | 340.0853 | 445.3588 | 470.5341 | 490.0853 | 595.3588 | 2030 | Intermediate | 14 | Prevailing local wages, Drive time, Local code requirements, Access, Incentive programs, Existing construction and materials, Brand recognition, Need for additional wiring / switching, Site assessment, Ceiling height | 2 | 10 | 0 | 2020 | Advanced Case assumes energy savings over the coming decades due to the implementation of DC motors. This assumes 20-30% increase in price for DC motors, but efficiency improvements along with the increased price. The price is expected to fall after reaching a peak in 2030 due to higher adoption.
11 | 2023 | Residential | Space Conditioning | Ceiling Fan |  | Electricity | Ceiling Fan | 2023$ |  |  | 0 | 0 | 0 | N/A | N/A | 0 | 0 | 0 | 0 | 0 | 0 | 0 | N/A | N/A | 0 | 0 | 0 | 0 | 169.2646 | 188.6702 | 293.16 | 1 |  |  | 169.2646 | 188.6702 | 293.16 | 1 | 1 | 150 | 300 | 319.2646 | 338.6702 | 443.16 | 469.2646 | 488.6702 | 593.16 | 2035 | Intermediate | 14 | Prevailing local wages, Drive time, Local code requirements, Access, Incentive programs, Existing construction and materials, Brand recognition, Need for additional wiring / switching, Site assessment, Ceiling height | 2 | 10 | 0 | 2020 | Advanced Case assumes energy savings over the coming decades due to the implementation of DC motors. This assumes 20-30% increase in price for DC motors, but efficiency improvements along with the increased price. The price is expected to fall after reaching a peak in 2030 due to higher adoption.
11 | 2023 | Residential | Space Conditioning | Ceiling Fan |  | Electricity | Ceiling Fan | 2023$ |  |  | 0 | 0 | 0 | N/A | N/A | 0 | 0 | 0 | 0 | 0 | 0 | 0 | N/A | N/A | 0 | 0 | 0 | 0 | 167.9951 | 187.2551 | 290.9613 | 1 |  |  | 167.9951 | 187.2551 | 290.9613 | 1 | 1 | 150 | 300 | 317.9951 | 337.2551 | 440.9613 | 467.9951 | 487.2551 | 590.9613 | 2040 | Intermediate | 14 | Prevailing local wages, Drive time, Local code requirements, Access, Incentive programs, Existing construction and materials, Brand recognition, Need for additional wiring / switching, Site assessment, Ceiling height | 2 | 10 | 0 | 2020 | Advanced Case assumes energy savings over the coming decades due to the implementation of DC motors. This assumes 20-30% increase in price for DC motors, but efficiency improvements along with the increased price. The price is expected to fall after reaching a peak in 2030 due to higher adoption.
11 | 2023 | Residential | Space Conditioning | Ceiling Fan |  | Electricity | Ceiling Fan | 2023$ |  |  | 0 | 0 | 0 | N/A | N/A | 0 | 0 | 0 | 0 | 0 | 0 | 0 | N/A | N/A | 0 | 0 | 0 | 0 | 166.7255 | 185.8401 | 288.7625 | 1 |  |  | 166.7255 | 185.8401 | 288.7625 | 1 | 1 | 150 | 300 | 316.7255 | 335.8401 | 438.7625 | 466.7255 | 485.8401 | 588.7625 | 2045 | Intermediate | 14 | Prevailing local wages, Drive time, Local code requirements, Access, Incentive programs, Existing construction and materials, Brand recognition, Need for additional wiring / switching, Site assessment, Ceiling height | 2 | 10 | 0 | 2020 | Advanced Case assumes energy savings over the coming decades due to the implementation of DC motors. This assumes 20-30% increase in price for DC motors, but efficiency improvements along with the increased price. The price is expected to fall after reaching a peak in 2030 due to higher adoption.
11 | 2023 | Residential | Space Conditioning | Ceiling Fan |  | Electricity | Ceiling Fan | 2023$ |  |  | 0 | 0 | 0 | N/A | N/A | 0 | 0 | 0 | 0 | 0 | 0 | 0 | N/A | N/A | 0 | 0 | 0 | 0 | 165.456 | 184.425 | 286.5637 | 1 |  |  | 165.456 | 184.425 | 286.5637 | 1 | 1 | 150 | 300 | 315.456 | 334.425 | 436.5637 | 465.456 | 484.425 | 586.5637 | 2050 | Intermediate | 14 | Prevailing local wages, Drive time, Local code requirements, Access, Incentive programs, Existing construction and materials, Brand recognition, Need for additional wiring / switching, Site assessment, Ceiling height | 2 | 10 | 0 | 2020 | Advanced Case assumes energy savings over the coming decades due to the implementation of DC motors. This assumes 20-30% increase in price for DC motors, but efficiency improvements along with the increased price. The price is expected to fall after reaching a peak in 2030 due to higher adoption.
11 | 2023 | Residential | Space Conditioning | Ceiling Fan |  | Electricity | Ceiling Fan | 2023$ |  |  | 0 | 0 | 0 | N/A | N/A | 0 | 0 | 0 | 0 | 0 | 0 | 0 | N/A | N/A | 0 | 0 | 0 | 0 | 151.5859 | 168.9647 | 262.5412 | 1 |  |  | 151.5859 | 168.9647 | 262.5412 | 1 | 1 | 150 | 300 | 301.5859 | 318.9647 | 412.5412 | 451.5859 | 468.9647 | 562.5412 | 2023 | Advanced | 14 | Prevailing local wages, Drive time, Local code requirements, Access, Incentive programs, Existing construction and materials, Brand recognition, Need for additional wiring / switching, Site assessment, Ceiling height | 2 | 10 | 0 | 2020 | Advanced Case assumes energy savings over the coming decades due to the implementation of DC motors. This assumes 20-30% increase in price for DC motors, but efficiency improvements along with the increased price. The price is expected to fall after reaching a peak in 2030 due to higher adoption.
11 | 2023 | Residential | Space Conditioning | Ceiling Fan |  | Electricity | Ceiling Fan | 2023$ |  |  | 0 | 0 | 0 | N/A | N/A | 0 | 0 | 0 | 0 | 0 | 0 | 0 | N/A | N/A | 0 | 0 | 0 | 0 | 189.4824 | 211.2059 | 328.1765 | 1 |  |  | 189.4824 | 211.2059 | 328.1765 | 1 | 1 | 150 | 300 | 339.4824 | 361.2059 | 478.1765 | 489.4824 | 511.2059 | 628.1765 | 2030 | Advanced | 14 | Prevailing local wages, Drive time, Local code requirements, Access, Incentive programs, Existing construction and materials, Brand recognition, Need for additional wiring / switching, Site assessment, Ceiling height | 2 | 10 | 0 | 2020 | Advanced Case assumes energy savings over the coming decades due to the implementation of DC motors. This assumes 20-30% increase in price for DC motors, but efficiency improvements along with the increased price. The price is expected to fall after reaching a peak in 2030 due to higher adoption.
11 | 2023 | Residential | Space Conditioning | Ceiling Fan |  | Electricity | Ceiling Fan | 2023$ |  |  | 0 | 0 | 0 | N/A | N/A | 0 | 0 | 0 | 0 | 0 | 0 | 0 | N/A | N/A | 0 | 0 | 0 | 0 | 186.9433 | 208.3757 | 323.7789 | 1 |  |  | 186.9433 | 208.3757 | 323.7789 | 1 | 1 | 150 | 300 | 336.9433 | 358.3757 | 473.7789 | 486.9433 | 508.3757 | 623.7789 | 2035 | Advanced | 14 | Prevailing local wages, Drive time, Local code requirements, Access, Incentive programs, Existing construction and materials, Brand recognition, Need for additional wiring / switching, Site assessment, Ceiling height | 2 | 10 | 0 | 2020 | Advanced Case assumes energy savings over the coming decades due to the implementation of DC motors. This assumes 20-30% increase in price for DC motors, but efficiency improvements along with the increased price. The price is expected to fall after reaching a peak in 2030 due to higher adoption.
11 | 2023 | Residential | Space Conditioning | Ceiling Fan |  | Electricity | Ceiling Fan | 2023$ |  |  | 0 | 0 | 0 | N/A | N/A | 0 | 0 | 0 | 0 | 0 | 0 | 0 | N/A | N/A | 0 | 0 | 0 | 0 | 184.4042 | 205.5456 | 319.3813 | 1 |  |  | 184.4042 | 205.5456 | 319.3813 | 1 | 1 | 150 | 300 | 334.4042 | 355.5456 | 469.3813 | 484.4042 | 505.5456 | 619.3813 | 2040 | Advanced | 14 | Prevailing local wages, Drive time, Local code requirements, Access, Incentive programs, Existing construction and materials, Brand recognition, Need for additional wiring / switching, Site assessment, Ceiling height | 2 | 10 | 0 | 2020 | Advanced Case assumes energy savings over the coming decades due to the implementation of DC motors. This assumes 20-30% increase in price for DC motors, but efficiency improvements along with the increased price. The price is expected to fall after reaching a peak in 2030 due to higher adoption.
11 | 2023 | Residential | Space Conditioning | Ceiling Fan |  | Electricity | Ceiling Fan | 2023$ |  |  | 0 | 0 | 0 | N/A | N/A | 0 | 0 | 0 | 0 | 0 | 0 | 0 | N/A | N/A | 0 | 0 | 0 | 0 | 181.8652 | 202.7154 | 314.9838 | 1 |  |  | 181.8652 | 202.7154 | 314.9838 | 1 | 1 | 150 | 300 | 331.8652 | 352.7154 | 464.9838 | 481.8652 | 502.7154 | 614.9838 | 2045 | Advanced | 14 | Prevailing local wages, Drive time, Local code requirements, Access, Incentive programs, Existing construction and materials, Brand recognition, Need for additional wiring / switching, Site assessment, Ceiling height | 2 | 10 | 0 | 2020 | Advanced Case assumes energy savings over the coming decades due to the implementation of DC motors. This assumes 20-30% increase in price for DC motors, but efficiency improvements along with the increased price. The price is expected to fall after reaching a peak in 2030 due to higher adoption.
11 | 2023 | Residential | Space Conditioning | Ceiling Fan |  | Electricity | Ceiling Fan | 2023$ |  |  | 0 | 0 | 0 | N/A | N/A | 0 | 0 | 0 | 0 | 0 | 0 | 0 | N/A | N/A | 0 | 0 | 0 | 0 | 179.3261 | 199.8852 | 310.5862 | 1 |  |  | 179.3261 | 199.8852 | 310.5862 | 1 | 1 | 150 | 300 | 329.3261 | 349.8852 | 460.5862 | 479.3261 | 499.8852 | 610.5862 | 2050 | Advanced | 14 | Prevailing local wages, Drive time, Local code requirements, Access, Incentive programs, Existing construction and materials, Brand recognition, Need for additional wiring / switching, Site assessment, Ceiling height | 2 | 10 | 0 | 2020 | Advanced Case assumes energy savings over the coming decades due to the implementation of DC motors. This assumes 20-30% increase in price for DC motors, but efficiency improvements along with the increased price. The price is expected to fall after reaching a peak in 2030 due to higher adoption.
12 | 2023 | Residential | HVAC | Central Air Conditioner |  | Electricity | Central Air Conditioner | 2023$ | Residential Central Air Conditioner |  | 477.506 | 375 | 514.638 | Cooling Capacity | Tons | 2 | 3 | 3 | 5 | 385 | 782.321 | 1379.276 | SEER1 | Unitless | 13 | 14.6 | 17 | 28 | -4558.77 | -8929.993 | -15706.247 | 1 |  |  | 2494.748 | 3616.8936 | 5975.0966 | 1 | 1 | 1982.3056 | 2309.713 | 4477.0536 | 5599.1992 | 7957.4022 | 4804.461 | 5926.6066 | 8284.8096 | 2023 | Reference | 18 | Prevailing local wages, Drive time, Local code requirements, Need for condensate line/drain, Condition of existing electrical system, Need for additional wiring/switching, Type of equipment | 3 | 120 | 0.2356 | 2023 | This analysis represents an average of both North and South units.
12 | 2023 | Residential | HVAC | Central Air Conditioner |  | Electricity | Central Air Conditioner | 2023$ | Residential Central Air Conditioner |  | 477.506 | 375 | 514.638 | Cooling Capacity | Tons | 2 | 3 | 3 | 5 | 385 | 782.321 | 1379.276 | SEER1 | Unitless | 13 | 14.7 | 17 | 28 | -4558.77 | -8929.993 | -15706.247 | 1 |  |  | 2533.248 | 3695.1257 | 6113.0242 | 1 | 1 | 1982.3056 | 2309.713 | 4515.5536 | 5677.4313 | 8095.3298 | 4842.961 | 6004.8387 | 8422.7372 | 2030 | Reference | 18 | Prevailing local wages, Drive time, Local code requirements, Need for condensate line/drain, Condition of existing electrical system, Need for additional wiring/switching, Type of equipment | 3 | 120 | 0.2356 | 2023 | This analysis represents an average of both North and South units.
12 | 2023 | Residential | HVAC | Central Air Conditioner |  | Electricity | Central Air Conditioner | 2023$ | Residential Central Air Conditioner |  | 477.506 | 375 | 514.638 | Cooling Capacity | Tons | 2 | 3 | 3 | 5 | 385 | 782.321 | 1379.276 | SEER1 | Unitless | 13 | 14.7 | 17 | 28 | -4558.77 | -8929.993 | -15706.247 | 1 |  |  | 2533.248 | 3695.1257 | 6113.0242 | 1 | 1 | 1982.3056 | 2309.713 | 4515.5536 | 5677.4313 | 8095.3298 | 4842.961 | 6004.8387 | 8422.7372 | 2035 | Reference | 18 | Prevailing local wages, Drive time, Local code requirements, Need for condensate line/drain, Condition of existing electrical system, Need for additional wiring/switching, Type of equipment | 3 | 120 | 0.2356 | 2023 | This analysis represents an average of both North and South units.
12 | 2023 | Residential | HVAC | Central Air Conditioner |  | Electricity | Central Air Conditioner | 2023$ | Residential Central Air Conditioner |  | 477.506 | 375 | 514.638 | Cooling Capacity | Tons | 2 | 3 | 3 | 5 | 385 | 782.321 | 1379.276 | SEER1 | Unitless | 13 | 14.7 | 17 | 28 | -4558.77 | -8929.993 | -15706.247 | 1 |  |  | 2533.248 | 3695.1257 | 6113.0242 | 1 | 1 | 1982.3056 | 2309.713 | 4515.5536 | 5677.4313 | 8095.3298 | 4842.961 | 6004.8387 | 8422.7372 | 2040 | Reference | 18 | Prevailing local wages, Drive time, Local code requirements, Need for condensate line/drain, Condition of existing electrical system, Need for additional wiring/switching, Type of equipment | 3 | 120 | 0.2356 | 2023 | This analysis represents an average of both North and South units.
12 | 2023 | Residential | HVAC | Central Air Conditioner |  | Electricity | Central Air Conditioner | 2023$ | Residential Central Air Conditioner |  | 477.506 | 375 | 514.638 | Cooling Capacity | Tons | 2 | 3 | 3 | 5 | 385 | 782.321 | 1379.276 | SEER1 | Unitless | 13 | 14.7 | 17 | 28 | -4558.77 | -8929.993 | -15706.247 | 1 |  |  | 2533.248 | 3695.1257 | 6113.0242 | 1 | 1 | 1982.3056 | 2309.713 | 4515.5536 | 5677.4313 | 8095.3298 | 4842.961 | 6004.8387 | 8422.7372 | 2045 | Reference | 18 | Prevailing local wages, Drive time, Local code requirements, Need for condensate line/drain, Condition of existing electrical system, Need for additional wiring/switching, Type of equipment | 3 | 120 | 0.2356 | 2023 | This analysis represents an average of both North and South units.
12 | 2023 | Residential | HVAC | Central Air Conditioner |  | Electricity | Central Air Conditioner | 2023$ | Residential Central Air Conditioner |  | 477.506 | 375 | 514.638 | Cooling Capacity | Tons | 2 | 3 | 3 | 5 | 385 | 782.321 | 1379.276 | SEER1 | Unitless | 13 | 14.7 | 17 | 28 | -4558.77 | -8929.993 | -15706.247 | 1 |  |  | 2533.248 | 3695.1257 | 6113.0242 | 1 | 1 | 1982.3056 | 2309.713 | 4515.5536 | 5677.4313 | 8095.3298 | 4842.961 | 6004.8387 | 8422.7372 | 2050 | Reference | 18 | Prevailing local wages, Drive time, Local code requirements, Need for condensate line/drain, Condition of existing electrical system, Need for additional wiring/switching, Type of equipment | 3 | 120 | 0.2356 | 2023 | This analysis represents an average of both North and South units.
12 | 2023 | Residential | HVAC | Central Air Conditioner |  | Electricity | Central Air Conditioner | 2023$ | Residential Central Air Conditioner |  | 477.506 | 375 | 514.638 | Cooling Capacity | Tons | 2 | 3 | 3 | 5 | 385 | 782.321 | 1379.276 | SEER1 | Unitless | 13 | 14.6 | 17 | 28 | -4558.77 | -8929.993 | -15706.247 | 1 |  |  | 2494.748 | 3616.8936 | 5975.0966 | 1 | 1 | 1982.3056 | 2309.713 | 4477.0536 | 5599.1992 | 7957.4022 | 4804.461 | 5926.6066 | 8284.8096 | 2023 | Intermediate | 18 | Prevailing local wages, Drive time, Local code requirements, Need for condensate line/drain, Condition of existing electrical system, Need for additional wiring/switching, Type of equipment | 3 | 120 | 0.2356 | 2023 | This analysis represents an average of both North and South units.
12 | 2023 | Residential | HVAC | Central Air Conditioner |  | Electricity | Central Air Conditioner | 2023$ | Residential Central Air Conditioner |  | 477.506 | 375 | 514.638 | Cooling Capacity | Tons | 2 | 3 | 3 | 5 | 375.3589 | 762.7303 | 1344.7365 | SEER1 | Unitless | 13 | 14.975 | 17 | 28 | -4558.77 | -8929.993 | -15706.247 | 1 |  |  | 2494.748 | 3616.8936 | 5975.0966 | 1 | 1 | 1982.3056 | 2309.713 | 4477.0536 | 5599.1992 | 7957.4022 | 4804.461 | 5926.6066 | 8284.8096 | 2030 | Intermediate | 18 | Prevailing local wages, Drive time, Local code requirements, Need for condensate line/drain, Condition of existing electrical system, Need for additional wiring/switching, Type of equipment | 3 | 120 | 0.2356 | 2023 | This analysis represents an average of both North and South units.
12 | 2023 | Residential | HVAC | Central Air Conditioner |  | Electricity | Central Air Conditioner | 2023$ | Residential Central Air Conditioner |  | 477.506 | 375 | 514.638 | Cooling Capacity | Tons | 2 | 3 | 3 | 5 | 372.2517 | 756.4163 | 1333.6046 | SEER1 | Unitless | 13 | 15.1 | 17 | 28 | -4558.77 | -8929.993 | -15706.247 | 1 |  |  | 2494.748 | 3616.8936 | 5975.0966 | 1 | 1 | 1982.3056 | 2309.713 | 4477.0536 | 5599.1992 | 7957.4022 | 4804.461 | 5926.6066 | 8284.8096 | 2035 | Intermediate | 18 | Prevailing local wages, Drive time, Local code requirements, Need for condensate line/drain, Condition of existing electrical system, Need for additional wiring/switching, Type of equipment | 3 | 120 | 0.2356 | 2023 | This analysis represents an average of both North and South units.
12 | 2023 | Residential | HVAC | Central Air Conditioner |  | Electricity | Central Air Conditioner | 2023$ | Residential Central Air Conditioner |  | 477.506 | 375 | 514.638 | Cooling Capacity | Tons | 2 | 3 | 3 | 5 | 369.1954 | 750.206 | 1322.6555 | SEER1 | Unitless | 13 | 15.225 | 17 | 28 | -4558.77 | -8929.993 | -15706.247 | 1 |  |  | 2494.748 | 3616.8936 | 5975.0966 | 1 | 1 | 1982.3056 | 2309.713 | 4477.0536 | 5599.1992 | 7957.4022 | 4804.461 | 5926.6066 | 8284.8096 | 2040 | Intermediate | 18 | Prevailing local wages, Drive time, Local code requirements, Need for condensate line/drain, Condition of existing electrical system, Need for additional wiring/switching, Type of equipment | 3 | 120 | 0.2356 | 2023 | This analysis represents an average of both North and South units.
12 | 2023 | Residential | HVAC | Central Air Conditioner |  | Electricity | Central Air Conditioner | 2023$ | Residential Central Air Conditioner |  | 477.506 | 375 | 514.638 | Cooling Capacity | Tons | 2 | 3 | 3 | 5 | 369.1954 | 750.206 | 1322.6555 | SEER1 | Unitless | 13 | 15.225 | 17 | 28 | -4558.77 | -8929.993 | -15706.247 | 1 |  |  | 2494.748 | 3616.8936 | 5975.0966 | 1 | 1 | 1982.3056 | 2309.713 | 4477.0536 | 5599.1992 | 7957.4022 | 4804.461 | 5926.6066 | 8284.8096 | 2045 | Intermediate | 18 | Prevailing local wages, Drive time, Local code requirements, Need for condensate line/drain, Condition of existing electrical system, Need for additional wiring/switching, Type of equipment | 3 | 120 | 0.2356 | 2023 | This analysis represents an average of both North and South units.
12 | 2023 | Residential | HVAC | Central Air Conditioner |  | Electricity | Central Air Conditioner | 2023$ | Residential Central Air Conditioner |  | 477.506 | 375 | 514.638 | Cooling Capacity | Tons | 2 | 3 | 3 | 5 | 369.1954 | 750.206 | 1322.6555 | SEER1 | Unitless | 13 | 15.225 | 17 | 28 | -4558.77 | -8929.993 | -15706.247 | 1 |  |  | 2494.748 | 3616.8936 | 5975.0966 | 1 | 1 | 1982.3056 | 2309.713 | 4477.0536 | 5599.1992 | 7957.4022 | 4804.461 | 5926.6066 | 8284.8096 | 2050 | Intermediate | 18 | Prevailing local wages, Drive time, Local code requirements, Need for condensate line/drain, Condition of existing electrical system, Need for additional wiring/switching, Type of equipment | 3 | 120 | 0.2356 | 2023 | This analysis represents an average of both North and South units.
12 | 2023 | Residential | HVAC | Central Air Conditioner |  | Electricity | Central Air Conditioner | 2023$ | Residential Central Air Conditioner |  | 477.506 | 375 | 514.638 | Cooling Capacity | Tons | 2 | 3 | 3 | 5 | 385 | 782.321 | 1379.276 | SEER1 | Unitless | 13 | 14.6 | 17 | 28 | -4558.77 | -8929.993 | -15706.247 | 1 |  |  | 2494.748 | 3616.8936 | 5975.0966 | 1 | 1 | 1982.3056 | 2309.713 | 4477.0536 | 5599.1992 | 7957.4022 | 4804.461 | 5926.6066 | 8284.8096 | 2023 | Advanced | 18 | Prevailing local wages, Drive time, Local code requirements, Need for condensate line/drain, Condition of existing electrical system, Need for additional wiring/switching, Type of equipment | 3 | 120 | 0.2356 | 2023 | This analysis represents an average of both North and South units.
12 | 2023 | Residential | HVAC | Central Air Conditioner |  | Electricity | Central Air Conditioner | 2023$ | Residential Central Air Conditioner |  | 477.506 | 375 | 514.638 | Cooling Capacity | Tons | 2 | 3 | 3 | 5 | 368.5902 | 748.9762 | 1320.4872 | SEER1 | Unitless | 13 | 15.25 | 17 | 28 | -4558.77 | -8929.993 | -15706.247 | 1 |  |  | 2494.748 | 3616.8936 | 5975.0966 | 1 | 1 | 1982.3056 | 2309.713 | 4477.0536 | 5599.1992 | 7957.4022 | 4804.461 | 5926.6066 | 8284.8096 | 2030 | Advanced | 18 | Prevailing local wages, Drive time, Local code requirements, Need for condensate line/drain, Condition of existing electrical system, Need for additional wiring/switching, Type of equipment | 3 | 120 | 0.2356 | 2023 | This analysis represents an average of both North and South units.
12 | 2023 | Residential | HVAC | Central Air Conditioner |  | Electricity | Central Air Conditioner | 2023$ | Residential Central Air Conditioner |  | 477.506 | 375 | 514.638 | Cooling Capacity | Tons | 2 | 3 | 3 | 5 | 362.6452 | 736.8959 | 1299.189 | SEER1 | Unitless | 13 | 15.5 | 17 | 28 | -4558.77 | -8929.993 | -15706.247 | 1 |  |  | 2494.748 | 3616.8936 | 5975.0966 | 1 | 1 | 1982.3056 | 2309.713 | 4477.0536 | 5599.1992 | 7957.4022 | 4804.461 | 5926.6066 | 8284.8096 | 2035 | Advanced | 18 | Prevailing local wages, Drive time, Local code requirements, Need for condensate line/drain, Condition of existing electrical system, Need for additional wiring/switching, Type of equipment | 3 | 120 | 0.2356 | 2023 | This analysis represents an average of both North and South units.
12 | 2023 | Residential | HVAC | Central Air Conditioner |  | Electricity | Central Air Conditioner | 2023$ | Residential Central Air Conditioner |  | 477.506 | 375 | 514.638 | Cooling Capacity | Tons | 2 | 3 | 3 | 5 | 356.8889 | 725.1991 | 1278.567 | SEER1 | Unitless | 13 | 15.75 | 17 | 28 | -4558.77 | -8929.993 | -15706.247 | 1 |  |  | 2494.748 | 3616.8936 | 5975.0966 | 1 | 1 | 1982.3056 | 2309.713 | 4477.0536 | 5599.1992 | 7957.4022 | 4804.461 | 5926.6066 | 8284.8096 | 2040 | Advanced | 18 | Prevailing local wages, Drive time, Local code requirements, Need for condensate line/drain, Condition of existing electrical system, Need for additional wiring/switching, Type of equipment | 3 | 120 | 0.2356 | 2023 | This analysis represents an average of both North and South units.
12 | 2023 | Residential | HVAC | Central Air Conditioner |  | Electricity | Central Air Conditioner | 2023$ | Residential Central Air Conditioner |  | 477.506 | 375 | 514.638 | Cooling Capacity | Tons | 2 | 3 | 3 | 5 | 356.8889 | 725.1991 | 1278.567 | SEER1 | Unitless | 13 | 15.75 | 17 | 28 | -4558.77 | -8929.993 | -15706.247 | 1 |  |  | 2494.748 | 3616.8936 | 5975.0966 | 1 | 1 | 1982.3056 | 2309.713 | 4477.0536 | 5599.1992 | 7957.4022 | 4804.461 | 5926.6066 | 8284.8096 | 2045 | Advanced | 18 | Prevailing local wages, Drive time, Local code requirements, Need for condensate line/drain, Condition of existing electrical system, Need for additional wiring/switching, Type of equipment | 3 | 120 | 0.2356 | 2023 | This analysis represents an average of both North and South units.
12 | 2023 | Residential | HVAC | Central Air Conditioner |  | Electricity | Central Air Conditioner | 2023$ | Residential Central Air Conditioner |  | 477.506 | 375 | 514.638 | Cooling Capacity | Tons | 2 | 3 | 3 | 5 | 356.8889 | 725.1991 | 1278.567 | SEER1 | Unitless | 13 | 15.75 | 17 | 28 | -4558.77 | -8929.993 | -15706.247 | 1 |  |  | 2494.748 | 3616.8936 | 5975.0966 | 1 | 1 | 1982.3056 | 2309.713 | 4477.0536 | 5599.1992 | 7957.4022 | 4804.461 | 5926.6066 | 8284.8096 | 2050 | Advanced | 18 | Prevailing local wages, Drive time, Local code requirements, Need for condensate line/drain, Condition of existing electrical system, Need for additional wiring/switching, Type of equipment | 3 | 120 | 0.2356 | 2023 | This analysis represents an average of both North and South units.
13 | 2023 | Residential | HVAC | Central Air Conditioner | with Gas Furnace | Electricity | Central Air Conditioner with Gas Furnace | 2023$ | Residential Central Air Conditioner w/ Gas Furnace | Central Air Conditioner | 477.506 | 375 | 514.638 | Cooling Capacity | Tons | 2 | 3 | 3 | 5 | 385 | 782.321 | 1379.276 | SEER1 | Unitless | 13 | 14.6 | 17 | 28 | -4558.77 | -8929.993 | -15706.247 | 1 |  |  | 2494.748 | 3616.8936 | 5975.0966 | 1 | 1 | 1982.3056 | 2309.713 | 4477.0536 | 5599.1992 | 7957.4022 | 4804.461 | 5926.6066 | 8284.8096 | 2023 | Reference | 18 | Prevailing local wages, Drive time, Local code requirements, Need for condensate line/drain, Condition of existing electrical system, Need for additional wiring/switching, Type of equipment | 2 | 120 | 0.2356 | 2023 | This analysis represents an average of both North and South units. Includes a $1200 additional cost for the furnace compared to the regular Central AC.
13 | 2023 | Residential | HVAC | Central Air Conditioner | with Gas Furnace | Electricity | Central Air Conditioner with Gas Furnace | 2023$ | Residential Central Air Conditioner w/ Gas Furnace | Central Air Conditioner | 477.506 | 375 | 514.638 | Cooling Capacity | Tons | 2 | 3 | 3 | 5 | 385 | 782.321 | 1379.276 | SEER1 | Unitless | 13 | 14.7 | 17 | 28 | -4558.77 | -8929.993 | -15706.247 | 1 |  |  | 2533.248 | 3695.1257 | 6113.0242 | 1 | 1 | 1982.3056 | 2309.713 | 4515.5536 | 5677.4313 | 8095.3298 | 4842.961 | 6004.8387 | 8422.7372 | 2030 | Reference | 18 | Prevailing local wages, Drive time, Local code requirements, Need for condensate line/drain, Condition of existing electrical system, Need for additional wiring/switching, Type of equipment | 2 | 120 | 0.2356 | 2023 | This analysis represents an average of both North and South units. Includes a $1200 additional cost for the furnace compared to the regular Central AC.
13 | 2023 | Residential | HVAC | Central Air Conditioner | with Gas Furnace | Electricity | Central Air Conditioner with Gas Furnace | 2023$ | Residential Central Air Conditioner w/ Gas Furnace | Central Air Conditioner | 477.506 | 375 | 514.638 | Cooling Capacity | Tons | 2 | 3 | 3 | 5 | 385 | 782.321 | 1379.276 | SEER1 | Unitless | 13 | 14.7 | 17 | 28 | -4558.77 | -8929.993 | -15706.247 | 1 |  |  | 2533.248 | 3695.1257 | 6113.0242 | 1 | 1 | 1982.3056 | 2309.713 | 4515.5536 | 5677.4313 | 8095.3298 | 4842.961 | 6004.8387 | 8422.7372 | 2035 | Reference | 18 | Prevailing local wages, Drive time, Local code requirements, Need for condensate line/drain, Condition of existing electrical system, Need for additional wiring/switching, Type of equipment | 2 | 120 | 0.2356 | 2023 | This analysis represents an average of both North and South units. Includes a $1200 additional cost for the furnace compared to the regular Central AC.
13 | 2023 | Residential | HVAC | Central Air Conditioner | with Gas Furnace | Electricity | Central Air Conditioner with Gas Furnace | 2023$ | Residential Central Air Conditioner w/ Gas Furnace | Central Air Conditioner | 477.506 | 375 | 514.638 | Cooling Capacity | Tons | 2 | 3 | 3 | 5 | 385 | 782.321 | 1379.276 | SEER1 | Unitless | 13 | 14.7 | 17 | 28 | -4558.77 | -8929.993 | -15706.247 | 1 |  |  | 2533.248 | 3695.1257 | 6113.0242 | 1 | 1 | 1982.3056 | 2309.713 | 4515.5536 | 5677.4313 | 8095.3298 | 4842.961 | 6004.8387 | 8422.7372 | 2040 | Reference | 18 | Prevailing local wages, Drive time, Local code requirements, Need for condensate line/drain, Condition of existing electrical system, Need for additional wiring/switching, Type of equipment | 2 | 120 | 0.2356 | 2023 | This analysis represents an average of both North and South units. Includes a $1200 additional cost for the furnace compared to the regular Central AC.
13 | 2023 | Residential | HVAC | Central Air Conditioner | with Gas Furnace | Electricity | Central Air Conditioner with Gas Furnace | 2023$ | Residential Central Air Conditioner w/ Gas Furnace | Central Air Conditioner | 477.506 | 375 | 514.638 | Cooling Capacity | Tons | 2 | 3 | 3 | 5 | 385 | 782.321 | 1379.276 | SEER1 | Unitless | 13 | 14.7 | 17 | 28 | -4558.77 | -8929.993 | -15706.247 | 1 |  |  | 2533.248 | 3695.1257 | 6113.0242 | 1 | 1 | 1982.3056 | 2309.713 | 4515.5536 | 5677.4313 | 8095.3298 | 4842.961 | 6004.8387 | 8422.7372 | 2045 | Reference | 18 | Prevailing local wages, Drive time, Local code requirements, Need for condensate line/drain, Condition of existing electrical system, Need for additional wiring/switching, Type of equipment | 2 | 120 | 0.2356 | 2023 | This analysis represents an average of both North and South units. Includes a $1200 additional cost for the furnace compared to the regular Central AC.
13 | 2023 | Residential | HVAC | Central Air Conditioner | with Gas Furnace | Electricity | Central Air Conditioner with Gas Furnace | 2023$ | Residential Central Air Conditioner w/ Gas Furnace | Central Air Conditioner | 477.506 | 375 | 514.638 | Cooling Capacity | Tons | 2 | 3 | 3 | 5 | 385 | 782.321 | 1379.276 | SEER1 | Unitless | 13 | 14.7 | 17 | 28 | -4558.77 | -8929.993 | -15706.247 | 1 |  |  | 2533.248 | 3695.1257 | 6113.0242 | 1 | 1 | 1982.3056 | 2309.713 | 4515.5536 | 5677.4313 | 8095.3298 | 4842.961 | 6004.8387 | 8422.7372 | 2050 | Reference | 18 | Prevailing local wages, Drive time, Local code requirements, Need for condensate line/drain, Condition of existing electrical system, Need for additional wiring/switching, Type of equipment | 2 | 120 | 0.2356 | 2023 | This analysis represents an average of both North and South units. Includes a $1200 additional cost for the furnace compared to the regular Central AC.
13 | 2023 | Residential | HVAC | Central Air Conditioner | with Gas Furnace | Electricity | Central Air Conditioner with Gas Furnace | 2023$ | Residential Central Air Conditioner w/ Gas Furnace | Central Air Conditioner | 477.506 | 375 | 514.638 | Cooling Capacity | Tons | 2 | 3 | 3 | 5 | 385 | 782.321 | 1379.276 | SEER1 | Unitless | 13 | 14.6 | 17 | 28 | -4558.77 | -8929.993 | -15706.247 | 1 |  |  | 2494.748 | 3616.8936 | 5975.0966 | 1 | 1 | 1982.3056 | 2309.713 | 4477.0536 | 5599.1992 | 7957.4022 | 4804.461 | 5926.6066 | 8284.8096 | 2023 | Intermediate | 18 | Prevailing local wages, Drive time, Local code requirements, Need for condensate line/drain, Condition of existing electrical system, Need for additional wiring/switching, Type of equipment | 2 | 120 | 0.2356 | 2023 | This analysis represents an average of both North and South units. Includes a $1200 additional cost for the furnace compared to the regular Central AC.
13 | 2023 | Residential | HVAC | Central Air Conditioner | with Gas Furnace | Electricity | Central Air Conditioner with Gas Furnace | 2023$ | Residential Central Air Conditioner w/ Gas Furnace | Central Air Conditioner | 477.506 | 375 | 514.638 | Cooling Capacity | Tons | 2 | 3 | 3 | 5 | 375.3589 | 762.7303 | 1344.7365 | SEER1 | Unitless | 13 | 14.975 | 17 | 28 | -4558.77 | -8929.993 | -15706.247 | 1 |  |  | 2494.748 | 3616.8936 | 5975.0966 | 1 | 1 | 1982.3056 | 2309.713 | 4477.0536 | 5599.1992 | 7957.4022 | 4804.461 | 5926.6066 | 8284.8096 | 2030 | Intermediate | 18 | Prevailing local wages, Drive time, Local code requirements, Need for condensate line/drain, Condition of existing electrical system, Need for additional wiring/switching, Type of equipment | 2 | 120 | 0.2356 | 2023 | This analysis represents an average of both North and South units. Includes a $1200 additional cost for the furnace compared to the regular Central AC.
13 | 2023 | Residential | HVAC | Central Air Conditioner | with Gas Furnace | Electricity | Central Air Conditioner with Gas Furnace | 2023$ | Residential Central Air Conditioner w/ Gas Furnace | Central Air Conditioner | 477.506 | 375 | 514.638 | Cooling Capacity | Tons | 2 | 3 | 3 | 5 | 372.2517 | 756.4163 | 1333.6046 | SEER1 | Unitless | 13 | 15.1 | 17 | 28 | -4558.77 | -8929.993 | -15706.247 | 1 |  |  | 2494.748 | 3616.8936 | 5975.0966 | 1 | 1 | 1982.3056 | 2309.713 | 4477.0536 | 5599.1992 | 7957.4022 | 4804.461 | 5926.6066 | 8284.8096 | 2035 | Intermediate | 18 | Prevailing local wages, Drive time, Local code requirements, Need for condensate line/drain, Condition of existing electrical system, Need for additional wiring/switching, Type of equipment | 2 | 120 | 0.2356 | 2023 | This analysis represents an average of both North and South units. Includes a $1200 additional cost for the furnace compared to the regular Central AC.
13 | 2023 | Residential | HVAC | Central Air Conditioner | with Gas Furnace | Electricity | Central Air Conditioner with Gas Furnace | 2023$ | Residential Central Air Conditioner w/ Gas Furnace | Central Air Conditioner | 477.506 | 375 | 514.638 | Cooling Capacity | Tons | 2 | 3 | 3 | 5 | 369.1954 | 750.206 | 1322.6555 | SEER1 | Unitless | 13 | 15.225 | 17 | 28 | -4558.77 | -8929.993 | -15706.247 | 1 |  |  | 2494.748 | 3616.8936 | 5975.0966 | 1 | 1 | 1982.3056 | 2309.713 | 4477.0536 | 5599.1992 | 7957.4022 | 4804.461 | 5926.6066 | 8284.8096 | 2040 | Intermediate | 18 | Prevailing local wages, Drive time, Local code requirements, Need for condensate line/drain, Condition of existing electrical system, Need for additional wiring/switching, Type of equipment | 2 | 120 | 0.2356 | 2023 | This analysis represents an average of both North and South units. Includes a $1200 additional cost for the furnace compared to the regular Central AC.
13 | 2023 | Residential | HVAC | Central Air Conditioner | with Gas Furnace | Electricity | Central Air Conditioner with Gas Furnace | 2023$ | Residential Central Air Conditioner w/ Gas Furnace | Central Air Conditioner | 477.506 | 375 | 514.638 | Cooling Capacity | Tons | 2 | 3 | 3 | 5 | 369.1954 | 750.206 | 1322.6555 | SEER1 | Unitless | 13 | 15.225 | 17 | 28 | -4558.77 | -8929.993 | -15706.247 | 1 |  |  | 2494.748 | 3616.8936 | 5975.0966 | 1 | 1 | 1982.3056 | 2309.713 | 4477.0536 | 5599.1992 | 7957.4022 | 4804.461 | 5926.6066 | 8284.8096 | 2045 | Intermediate | 18 | Prevailing local wages, Drive time, Local code requirements, Need for condensate line/drain, Condition of existing electrical system, Need for additional wiring/switching, Type of equipment | 2 | 120 | 0.2356 | 2023 | This analysis represents an average of both North and South units. Includes a $1200 additional cost for the furnace compared to the regular Central AC.
13 | 2023 | Residential | HVAC | Central Air Conditioner | with Gas Furnace | Electricity | Central Air Conditioner with Gas Furnace | 2023$ | Residential Central Air Conditioner w/ Gas Furnace | Central Air Conditioner | 477.506 | 375 | 514.638 | Cooling Capacity | Tons | 2 | 3 | 3 | 5 | 369.1954 | 750.206 | 1322.6555 | SEER1 | Unitless | 13 | 15.225 | 17 | 28 | -4558.77 | -8929.993 | -15706.247 | 1 |  |  | 2494.748 | 3616.8936 | 5975.0966 | 1 | 1 | 1982.3056 | 2309.713 | 4477.0536 | 5599.1992 | 7957.4022 | 4804.461 | 5926.6066 | 8284.8096 | 2050 | Intermediate | 18 | Prevailing local wages, Drive time, Local code requirements, Need for condensate line/drain, Condition of existing electrical system, Need for additional wiring/switching, Type of equipment | 2 | 120 | 0.2356 | 2023 | This analysis represents an average of both North and South units. Includes a $1200 additional cost for the furnace compared to the regular Central AC.
13 | 2023 | Residential | HVAC | Central Air Conditioner | with Gas Furnace | Electricity | Central Air Conditioner with Gas Furnace | 2023$ | Residential Central Air Conditioner w/ Gas Furnace | Central Air Conditioner | 477.506 | 375 | 514.638 | Cooling Capacity | Tons | 2 | 3 | 3 | 5 | 385 | 782.321 | 1379.276 | SEER1 | Unitless | 13 | 14.6 | 17 | 28 | -4558.77 | -8929.993 | -15706.247 | 1 |  |  | 2494.748 | 3616.8936 | 5975.0966 | 1 | 1 | 1982.3056 | 2309.713 | 4477.0536 | 5599.1992 | 7957.4022 | 4804.461 | 5926.6066 | 8284.8096 | 2023 | Advanced | 18 | Prevailing local wages, Drive time, Local code requirements, Need for condensate line/drain, Condition of existing electrical system, Need for additional wiring/switching, Type of equipment | 2 | 120 | 0.2356 | 2023 | This analysis represents an average of both North and South units. Includes a $1200 additional cost for the furnace compared to the regular Central AC.
13 | 2023 | Residential | HVAC | Central Air Conditioner | with Gas Furnace | Electricity | Central Air Conditioner with Gas Furnace | 2023$ | Residential Central Air Conditioner w/ Gas Furnace | Central Air Conditioner | 477.506 | 375 | 514.638 | Cooling Capacity | Tons | 2 | 3 | 3 | 5 | 368.5902 | 748.9762 | 1320.4872 | SEER1 | Unitless | 13 | 15.25 | 17 | 28 | -4558.77 | -8929.993 | -15706.247 | 1 |  |  | 2494.748 | 3616.8936 | 5975.0966 | 1 | 1 | 1982.3056 | 2309.713 | 4477.0536 | 5599.1992 | 7957.4022 | 4804.461 | 5926.6066 | 8284.8096 | 2030 | Advanced | 18 | Prevailing local wages, Drive time, Local code requirements, Need for condensate line/drain, Condition of existing electrical system, Need for additional wiring/switching, Type of equipment | 2 | 120 | 0.2356 | 2023 | This analysis represents an average of both North and South units. Includes a $1200 additional cost for the furnace compared to the regular Central AC.
13 | 2023 | Residential | HVAC | Central Air Conditioner | with Gas Furnace | Electricity | Central Air Conditioner with Gas Furnace | 2023$ | Residential Central Air Conditioner w/ Gas Furnace | Central Air Conditioner | 477.506 | 375 | 514.638 | Cooling Capacity | Tons | 2 | 3 | 3 | 5 | 362.6452 | 736.8959 | 1299.189 | SEER1 | Unitless | 13 | 15.5 | 17 | 28 | -4558.77 | -8929.993 | -15706.247 | 1 |  |  | 2494.748 | 3616.8936 | 5975.0966 | 1 | 1 | 1982.3056 | 2309.713 | 4477.0536 | 5599.1992 | 7957.4022 | 4804.461 | 5926.6066 | 8284.8096 | 2035 | Advanced | 18 | Prevailing local wages, Drive time, Local code requirements, Need for condensate line/drain, Condition of existing electrical system, Need for additional wiring/switching, Type of equipment | 2 | 120 | 0.2356 | 2023 | This analysis represents an average of both North and South units. Includes a $1200 additional cost for the furnace compared to the regular Central AC.
13 | 2023 | Residential | HVAC | Central Air Conditioner | with Gas Furnace | Electricity | Central Air Conditioner with Gas Furnace | 2023$ | Residential Central Air Conditioner w/ Gas Furnace | Central Air Conditioner | 477.506 | 375 | 514.638 | Cooling Capacity | Tons | 2 | 3 | 3 | 5 | 356.8889 | 725.1991 | 1278.567 | SEER1 | Unitless | 13 | 15.75 | 17 | 28 | -4558.77 | -8929.993 | -15706.247 | 1 |  |  | 2494.748 | 3616.8936 | 5975.0966 | 1 | 1 | 1982.3056 | 2309.713 | 4477.0536 | 5599.1992 | 7957.4022 | 4804.461 | 5926.6066 | 8284.8096 | 2040 | Advanced | 18 | Prevailing local wages, Drive time, Local code requirements, Need for condensate line/drain, Condition of existing electrical system, Need for additional wiring/switching, Type of equipment | 2 | 120 | 0.2356 | 2023 | This analysis represents an average of both North and South units. Includes a $1200 additional cost for the furnace compared to the regular Central AC.
13 | 2023 | Residential | HVAC | Central Air Conditioner | with Gas Furnace | Electricity | Central Air Conditioner with Gas Furnace | 2023$ | Residential Central Air Conditioner w/ Gas Furnace | Central Air Conditioner | 477.506 | 375 | 514.638 | Cooling Capacity | Tons | 2 | 3 | 3 | 5 | 356.8889 | 725.1991 | 1278.567 | SEER1 | Unitless | 13 | 15.75 | 17 | 28 | -4558.77 | -8929.993 | -15706.247 | 1 |  |  | 2494.748 | 3616.8936 | 5975.0966 | 1 | 1 | 1982.3056 | 2309.713 | 4477.0536 | 5599.1992 | 7957.4022 | 4804.461 | 5926.6066 | 8284.8096 | 2045 | Advanced | 18 | Prevailing local wages, Drive time, Local code requirements, Need for condensate line/drain, Condition of existing electrical system, Need for additional wiring/switching, Type of equipment | 2 | 120 | 0.2356 | 2023 | This analysis represents an average of both North and South units. Includes a $1200 additional cost for the furnace compared to the regular Central AC.
13 | 2023 | Residential | HVAC | Central Air Conditioner | with Gas Furnace | Electricity | Central Air Conditioner with Gas Furnace | 2023$ | Residential Central Air Conditioner w/ Gas Furnace | Central Air Conditioner | 477.506 | 375 | 514.638 | Cooling Capacity | Tons | 2 | 3 | 3 | 5 | 356.8889 | 725.1991 | 1278.567 | SEER1 | Unitless | 13 | 15.75 | 17 | 28 | -4558.77 | -8929.993 | -15706.247 | 1 |  |  | 2494.748 | 3616.8936 | 5975.0966 | 1 | 1 | 1982.3056 | 2309.713 | 4477.0536 | 5599.1992 | 7957.4022 | 4804.461 | 5926.6066 | 8284.8096 | 2050 | Advanced | 18 | Prevailing local wages, Drive time, Local code requirements, Need for condensate line/drain, Condition of existing electrical system, Need for additional wiring/switching, Type of equipment | 2 | 120 | 0.2356 | 2023 | This analysis represents an average of both North and South units. Includes a $1200 additional cost for the furnace compared to the regular Central AC.
14 | 2023 | Residential | Appliance | Clothes Dryer | Electric | Electricity | Clothes Dryer Electric | 2023$ | Clothes Dryer Electric | Clothes Dryers (Electric) | 37.5 | -42.8572 | -252.6667 | Volume | ft3 | 5.9 | 7.4 | 4.5 | 8.8 | 925 | 1385.7143 | 2274 | Combined Energy Factor | lbs/kWh | 3.73 | 3.73 | 3.93 | 3.94 | -3214.75 | -4140.7143 | -5564.3533 | 1 |  |  | 513 | 710.8571 | 1047.9333 | 1 | 1 | 108.9964 | 155.0171 | 621.9964 | 819.8536 | 1156.9298 | 668.0171 | 865.8743 | 1202.9505 | 2023 | Reference | 22.3333 | Prevailing local wages, Drive time, Local code requirements, Access, Existing construction and materials, Condition of existing flue, Condition of existing electrical system, Type of equipment | 4 | 78 | 0.09526 | 2023
14 | 2023 | Residential | Appliance | Clothes Dryer | Electric | Electricity | Clothes Dryer Electric | 2023$ | Clothes Dryer Electric | Clothes Dryers (Electric) | 37.5 | -42.8572 | -252.6667 | Volume | ft3 | 5.9 | 7.4 | 4.5 | 8.8 | 925 | 1385.7143 | 2274 | Combined Energy Factor | lbs/kWh | 3.73 | 3.73 | 3.93 | 3.94 | -3214.75 | -4140.7143 | -5564.3533 | 1 |  |  | 513 | 710.8571 | 1047.9333 | 1 | 1 | 108.9964 | 155.0171 | 621.9964 | 819.8536 | 1156.9298 | 668.0171 | 865.8743 | 1202.9505 | 2030 | Reference | 22.3333 | Prevailing local wages, Drive time, Local code requirements, Access, Existing construction and materials, Condition of existing flue, Condition of existing electrical system, Type of equipment | 4 | 78 | 0.09526 | 2023 | 0
14 | 2023 | Residential | Appliance | Clothes Dryer | Electric | Electricity | Clothes Dryer Electric | 2023$ | Clothes Dryer Electric | Clothes Dryers (Electric) | 37.5 | -42.8572 | -252.6667 | Volume | ft3 | 5.9 | 7.4 | 4.5 | 8.8 | 925 | 1385.7143 | 2274 | Combined Energy Factor | lbs/kWh | 3.73 | 3.73 | 3.93 | 3.94 | -3214.75 | -4140.7143 | -5564.3533 | 1 |  |  | 513 | 710.8571 | 1047.9333 | 1 | 1 | 108.9964 | 155.0171 | 621.9964 | 819.8536 | 1156.9298 | 668.0171 | 865.8743 | 1202.9505 | 2035 | Reference | 22.3333 | Prevailing local wages, Drive time, Local code requirements, Access, Existing construction and materials, Condition of existing flue, Condition of existing electrical system, Type of equipment | 4 | 78 | 0.09526 | 2023 | 0
14 | 2023 | Residential | Appliance | Clothes Dryer | Electric | Electricity | Clothes Dryer Electric | 2023$ | Clothes Dryer Electric | Clothes Dryers (Electric) | 37.5 | -42.8572 | -252.6667 | Volume | ft3 | 5.9 | 7.4 | 4.5 | 8.8 | 925 | 1385.7143 | 2274 | Combined Energy Factor | lbs/kWh | 3.73 | 3.73 | 3.93 | 3.94 | -3214.75 | -4140.7143 | -5564.3533 | 1 |  |  | 513 | 710.8571 | 1047.9333 | 1 | 1 | 108.9964 | 155.0171 | 621.9964 | 819.8536 | 1156.9298 | 668.0171 | 865.8743 | 1202.9505 | 2040 | Reference | 22.3333 | Prevailing local wages, Drive time, Local code requirements, Access, Existing construction and materials, Condition of existing flue, Condition of existing electrical system, Type of equipment | 4 | 78 | 0.09526 | 2023 | 0
14 | 2023 | Residential | Appliance | Clothes Dryer | Electric | Electricity | Clothes Dryer Electric | 2023$ | Clothes Dryer Electric | Clothes Dryers (Electric) | 37.5 | -42.8572 | -252.6667 | Volume | ft3 | 5.9 | 7.4 | 4.5 | 8.8 | 925 | 1385.7143 | 2274 | Combined Energy Factor | lbs/kWh | 3.73 | 3.73 | 3.93 | 3.94 | -3214.75 | -4140.7143 | -5564.3533 | 1 |  |  | 513 | 710.8571 | 1047.9333 | 1 | 1 | 108.9964 | 155.0171 | 621.9964 | 819.8536 | 1156.9298 | 668.0171 | 865.8743 | 1202.9505 | 2045 | Reference | 22.3333 | Prevailing local wages, Drive time, Local code requirements, Access, Existing construction and materials, Condition of existing flue, Condition of existing electrical system, Type of equipment | 4 | 78 | 0.09526 | 2023 | 0
14 | 2023 | Residential | Appliance | Clothes Dryer | Electric | Electricity | Clothes Dryer Electric | 2023$ | Clothes Dryer Electric | Clothes Dryers (Electric) | 37.5 | -42.8572 | -252.6667 | Volume | ft3 | 5.9 | 7.4 | 4.5 | 8.8 | 925 | 1385.7143 | 2274 | Combined Energy Factor | lbs/kWh | 3.73 | 3.73 | 3.93 | 3.94 | -3214.75 | -4140.7143 | -5564.3533 | 1 |  |  | 513 | 710.8571 | 1047.9333 | 1 | 1 | 108.9964 | 155.0171 | 621.9964 | 819.8536 | 1156.9298 | 668.0171 | 865.8743 | 1202.9505 | 2050 | Reference | 22.3333 | Prevailing local wages, Drive time, Local code requirements, Access, Existing construction and materials, Condition of existing flue, Condition of existing electrical system, Type of equipment | 4 | 78 | 0.09526 | 2023 | 0
14 | 2023 | Residential | Appliance | Clothes Dryer | Electric | Electricity | Clothes Dryer Electric | 2023$ | Clothes Dryer Electric | Clothes Dryers (Electric) | 37.5 | -42.8572 | -252.6667 | Volume | ft3 | 5.9 | 7.4 | 4.5 | 8.8 | 925 | 1385.7143 | 2274 | Combined Energy Factor | lbs/kWh | 3.73 | 3.73 | 3.93 | 3.94 | -3214.75 | -4140.7143 | -5564.3533 | 1 |  |  | 513 | 710.8571 | 1047.9333 | 1 | 1 | 108.9964 | 155.0171 | 621.9964 | 819.8536 | 1156.9298 | 668.0171 | 865.8743 | 1202.9505 | 2023 | Intermediate | 22.3333 | Prevailing local wages, Drive time, Local code requirements, Access, Existing construction and materials, Condition of existing flue, Condition of existing electrical system, Type of equipment | 4 | 78 | 0.09526 | 2023 | 0
14 | 2023 | Residential | Appliance | Clothes Dryer | Electric | Electricity | Clothes Dryer Electric | 2023$ | Clothes Dryer Electric | Clothes Dryers (Electric) | 37.5 | -42.8572 | -252.6667 | Volume | ft3 | 5.9 | 7.4 | 4.5 | 8.8 | 925 | 1385.7143 | 2274 | Combined Energy Factor | lbs/kWh | 3.73 | 3.73 | 3.93 | 3.94 | -3214.75 | -4140.7143 | -5564.3533 | 1 |  |  | 513 | 710.8571 | 1047.9333 | 1 | 1 | 108.9964 | 155.0171 | 621.9964 | 819.8536 | 1156.9298 | 668.0171 | 865.8743 | 1202.9505 | 2030 | Intermediate | 22.3333 | Prevailing local wages, Drive time, Local code requirements, Access, Existing construction and materials, Condition of existing flue, Condition of existing electrical system, Type of equipment | 4 | 78 | 0.09526 | 2023 | 0
14 | 2023 | Residential | Appliance | Clothes Dryer | Electric | Electricity | Clothes Dryer Electric | 2023$ | Clothes Dryer Electric | Clothes Dryers (Electric) | 37.5 | -42.8572 | -252.6667 | Volume | ft3 | 5.9 | 7.4 | 4.5 | 8.8 | 925 | 1385.7143 | 2274 | Combined Energy Factor | lbs/kWh | 3.73 | 3.73 | 3.93 | 3.94 | -3214.75 | -4140.7143 | -5564.3533 | 1 |  |  | 513 | 710.8571 | 1047.9333 | 1 | 1 | 108.9964 | 155.0171 | 621.9964 | 819.8536 | 1156.9298 | 668.0171 | 865.8743 | 1202.9505 | 2035 | Intermediate | 22.3333 | Prevailing local wages, Drive time, Local code requirements, Access, Existing construction and materials, Condition of existing flue, Condition of existing electrical system, Type of equipment | 4 | 78 | 0.09526 | 2023 | 0
14 | 2023 | Residential | Appliance | Clothes Dryer | Electric | Electricity | Clothes Dryer Electric | 2023$ | Clothes Dryer Electric | Clothes Dryers (Electric) | 37.5 | -42.8572 | -252.6667 | Volume | ft3 | 5.9 | 7.4 | 4.5 | 8.8 | 925 | 1385.7143 | 2274 | Combined Energy Factor | lbs/kWh | 3.73 | 3.73 | 3.93 | 3.94 | -3214.75 | -4140.7143 | -5564.3533 | 1 |  |  | 513 | 710.8571 | 1047.9333 | 1 | 1 | 108.9964 | 155.0171 | 621.9964 | 819.8536 | 1156.9298 | 668.0171 | 865.8743 | 1202.9505 | 2040 | Intermediate | 22.3333 | Prevailing local wages, Drive time, Local code requirements, Access, Existing construction and materials, Condition of existing flue, Condition of existing electrical system, Type of equipment | 4 | 78 | 0.09526 | 2023 | 0
14 | 2023 | Residential | Appliance | Clothes Dryer | Electric | Electricity | Clothes Dryer Electric | 2023$ | Clothes Dryer Electric | Clothes Dryers (Electric) | 37.5 | -42.8572 | -252.6667 | Volume | ft3 | 5.9 | 7.4 | 4.5 | 8.8 | 925 | 1385.7143 | 2274 | Combined Energy Factor | lbs/kWh | 3.73 | 3.73 | 3.93 | 3.94 | -3214.75 | -4140.7143 | -5564.3533 | 1 |  |  | 513 | 710.8571 | 1047.9333 | 1 | 1 | 108.9964 | 155.0171 | 621.9964 | 819.8536 | 1156.9298 | 668.0171 | 865.8743 | 1202.9505 | 2045 | Intermediate | 22.3333 | Prevailing local wages, Drive time, Local code requirements, Access, Existing construction and materials, Condition of existing flue, Condition of existing electrical system, Type of equipment | 4 | 78 | 0.09526 | 2023 | 0
14 | 2023 | Residential | Appliance | Clothes Dryer | Electric | Electricity | Clothes Dryer Electric | 2023$ | Clothes Dryer Electric | Clothes Dryers (Electric) | 37.5 | -42.8572 | -252.6667 | Volume | ft3 | 5.9 | 7.4 | 4.5 | 8.8 | 925 | 1385.7143 | 2274 | Combined Energy Factor | lbs/kWh | 3.73 | 3.73 | 3.93 | 3.94 | -3214.75 | -4140.7143 | -5564.3533 | 1 |  |  | 513 | 710.8571 | 1047.9333 | 1 | 1 | 108.9964 | 155.0171 | 621.9964 | 819.8536 | 1156.9298 | 668.0171 | 865.8743 | 1202.9505 | 2050 | Intermediate | 22.3333 | Prevailing local wages, Drive time, Local code requirements, Access, Existing construction and materials, Condition of existing flue, Condition of existing electrical system, Type of equipment | 4 | 78 | 0.09526 | 2023 | 0
14 | 2023 | Residential | Appliance | Clothes Dryer | Electric | Electricity | Clothes Dryer Electric | 2023$ | Clothes Dryer Electric | Clothes Dryers (Electric) | 37.5 | -42.8572 | -252.6667 | Volume | ft3 | 5.9 | 7.4 | 4.5 | 8.8 | 925 | 1385.7143 | 2274 | Combined Energy Factor | lbs/kWh | 3.73 | 3.73 | 3.93 | 3.94 | -3214.75 | -4140.7143 | -5564.3533 | 1 |  |  | 513 | 710.8571 | 1047.9333 | 1 | 1 | 108.9964 | 155.0171 | 621.9964 | 819.8536 | 1156.9298 | 668.0171 | 865.8743 | 1202.9505 | 2023 | Advanced | 22.3333 | Prevailing local wages, Drive time, Local code requirements, Access, Existing construction and materials, Condition of existing flue, Condition of existing electrical system, Type of equipment | 4 | 78 | 0.09526 | 2023 | 0
14 | 2023 | Residential | Appliance | Clothes Dryer | Electric | Electricity | Clothes Dryer Electric | 2023$ | Clothes Dryer Electric | Clothes Dryers (Electric) | 37.5 | -42.8572 | -252.6667 | Volume | ft3 | 5.9 | 7.4 | 4.5 | 8.8 | 925 | 1385.7143 | 2274 | Combined Energy Factor | lbs/kWh | 3.73 | 3.73 | 3.93 | 3.94 | -3214.75 | -4140.7143 | -5564.3533 | 1 |  |  | 513 | 710.8571 | 1047.9333 | 1 | 1 | 108.9964 | 155.0171 | 621.9964 | 819.8536 | 1156.9298 | 668.0171 | 865.8743 | 1202.9505 | 2030 | Advanced | 22.3333 | Prevailing local wages, Drive time, Local code requirements, Access, Existing construction and materials, Condition of existing flue, Condition of existing electrical system, Type of equipment | 4 | 78 | 0.09526 | 2023 | 0
14 | 2023 | Residential | Appliance | Clothes Dryer | Electric | Electricity | Clothes Dryer Electric | 2023$ | Clothes Dryer Electric | Clothes Dryers (Electric) | 37.5 | -42.8572 | -252.6667 | Volume | ft3 | 5.9 | 7.4 | 4.5 | 8.8 | 925 | 1385.7143 | 2274 | Combined Energy Factor | lbs/kWh | 3.73 | 3.73 | 3.93 | 3.94 | -3214.75 | -4140.7143 | -5564.3533 | 1 |  |  | 513 | 710.8571 | 1047.9333 | 1 | 1 | 108.9964 | 155.0171 | 621.9964 | 819.8536 | 1156.9298 | 668.0171 | 865.8743 | 1202.9505 | 2035 | Advanced | 22.3333 | Prevailing local wages, Drive time, Local code requirements, Access, Existing construction and materials, Condition of existing flue, Condition of existing electrical system, Type of equipment | 4 | 78 | 0.09526 | 2023 | 0
14 | 2023 | Residential | Appliance | Clothes Dryer | Electric | Electricity | Clothes Dryer Electric | 2023$ | Clothes Dryer Electric | Clothes Dryers (Electric) | 37.5 | -42.8572 | -252.6667 | Volume | ft3 | 5.9 | 7.4 | 4.5 | 8.8 | 925 | 1385.7143 | 2274 | Combined Energy Factor | lbs/kWh | 3.73 | 3.73 | 3.93 | 3.94 | -3214.75 | -4140.7143 | -5564.3533 | 1 |  |  | 513 | 710.8571 | 1047.9333 | 1 | 1 | 108.9964 | 155.0171 | 621.9964 | 819.8536 | 1156.9298 | 668.0171 | 865.8743 | 1202.9505 | 2040 | Advanced | 22.3333 | Prevailing local wages, Drive time, Local code requirements, Access, Existing construction and materials, Condition of existing flue, Condition of existing electrical system, Type of equipment | 4 | 78 | 0.09526 | 2023 | 0
14 | 2023 | Residential | Appliance | Clothes Dryer | Electric | Electricity | Clothes Dryer Electric | 2023$ | Clothes Dryer Electric | Clothes Dryers (Electric) | 37.5 | -42.8572 | -252.6667 | Volume | ft3 | 5.9 | 7.4 | 4.5 | 8.8 | 925 | 1385.7143 | 2274 | Combined Energy Factor | lbs/kWh | 3.73 | 3.73 | 3.93 | 3.94 | -3214.75 | -4140.7143 | -5564.3533 | 1 |  |  | 513 | 710.8571 | 1047.9333 | 1 | 1 | 108.9964 | 155.0171 | 621.9964 | 819.8536 | 1156.9298 | 668.0171 | 865.8743 | 1202.9505 | 2045 | Advanced | 22.3333 | Prevailing local wages, Drive time, Local code requirements, Access, Existing construction and materials, Condition of existing flue, Condition of existing electrical system, Type of equipment | 4 | 78 | 0.09526 | 2023 | 0
14 | 2023 | Residential | Appliance | Clothes Dryer | Electric | Electricity | Clothes Dryer Electric | 2023$ | Clothes Dryer Electric | Clothes Dryers (Electric) | 37.5 | -42.8572 | -252.6667 | Volume | ft3 | 5.9 | 7.4 | 4.5 | 8.8 | 925 | 1385.7143 | 2274 | Combined Energy Factor | lbs/kWh | 3.73 | 3.73 | 3.93 | 3.94 | -3214.75 | -4140.7143 | -5564.3533 | 1 |  |  | 513 | 710.8571 | 1047.9333 | 1 | 1 | 108.9964 | 155.0171 | 621.9964 | 819.8536 | 1156.9298 | 668.0171 | 865.8743 | 1202.9505 | 2050 | Advanced | 22.3333 | Prevailing local wages, Drive time, Local code requirements, Access, Existing construction and materials, Condition of existing flue, Condition of existing electrical system, Type of equipment | 4 | 78 | 0.09526 | 2023 | 0
15 | 2023 | Residential | Appliance | Clothes Dryer | Electric (Compact) | Electricity | Clothes Dryer Electric (Compact) | 2023$ | Clothes Dryer Electric (Compact) | Clothes Dryers Electric | 0 | 0 | 0 | Volume | ft3 | 0 | 3.4 | 4.5 | 0 | 0 | 0 | 0 | Combined Energy Factor | lbs/kWh | 0 | 3 | 3.93 | 0 | 642 | 928 | 1394.59 | 1 |  |  | 642 | 928 | 1394.59 | 1 | 1 | 108.9964 | 155.0171 | 750.9964 | 1036.9964 | 1503.5864 | 797.0171 | 1083.0171 | 1549.6071 | 2023 | Reference | 22.3333 | Prevailing local wages, Drive time, Local code requirements, Access, Existing construction and materials, Condition of existing flue, Condition of existing electrical system, Type of equipment | 4 | 13 | 0 | 2023
15 | 2023 | Residential | Appliance | Clothes Dryer | Electric (Compact) | Electricity | Clothes Dryer Electric (Compact) | 2023$ | Clothes Dryer Electric (Compact) | Clothes Dryers Electric | 0 | 0 | 0 | Volume | ft3 | 0 | 3.4 | 4.5 | 0 | 0 | 0 | 0 | Combined Energy Factor | lbs/kWh | 0 | 3.73 | 3.93 | 0 | 642 | 928 | 1394.59 | 1 |  |  | 642 | 928 | 1394.59 | 1 | 1 | 108.9964 | 155.0171 | 750.9964 | 1036.9964 | 1503.5864 | 797.0171 | 1083.0171 | 1549.6071 | 2030 | Reference | 22.3333 | Prevailing local wages, Drive time, Local code requirements, Access, Existing construction and materials, Condition of existing flue, Condition of existing electrical system, Type of equipment | 4 | 13 | 0 | 2023 | 0
15 | 2023 | Residential | Appliance | Clothes Dryer | Electric (Compact) | Electricity | Clothes Dryer Electric (Compact) | 2023$ | Clothes Dryer Electric (Compact) | Clothes Dryers Electric | 0 | 0 | 0 | Volume | ft3 | 0 | 3.4 | 4.5 | 0 | 0 | 0 | 0 | Combined Energy Factor | lbs/kWh | 0 | 3.73 | 3.93 | 0 | 642 | 928 | 1394.59 | 1 |  |  | 642 | 928 | 1394.59 | 1 | 1 | 108.9964 | 155.0171 | 750.9964 | 1036.9964 | 1503.5864 | 797.0171 | 1083.0171 | 1549.6071 | 2035 | Reference | 22.3333 | Prevailing local wages, Drive time, Local code requirements, Access, Existing construction and materials, Condition of existing flue, Condition of existing electrical system, Type of equipment | 4 | 13 | 0 | 2023 | 0
15 | 2023 | Residential | Appliance | Clothes Dryer | Electric (Compact) | Electricity | Clothes Dryer Electric (Compact) | 2023$ | Clothes Dryer Electric (Compact) | Clothes Dryers Electric | 0 | 0 | 0 | Volume | ft3 | 0 | 3.4 | 4.5 | 0 | 0 | 0 | 0 | Combined Energy Factor | lbs/kWh | 0 | 3.73 | 3.93 | 0 | 642 | 928 | 1394.59 | 1 |  |  | 642 | 928 | 1394.59 | 1 | 1 | 108.9964 | 155.0171 | 750.9964 | 1036.9964 | 1503.5864 | 797.0171 | 1083.0171 | 1549.6071 | 2040 | Reference | 22.3333 | Prevailing local wages, Drive time, Local code requirements, Access, Existing construction and materials, Condition of existing flue, Condition of existing electrical system, Type of equipment | 4 | 13 | 0 | 2023 | 0
15 | 2023 | Residential | Appliance | Clothes Dryer | Electric (Compact) | Electricity | Clothes Dryer Electric (Compact) | 2023$ | Clothes Dryer Electric (Compact) | Clothes Dryers Electric | 0 | 0 | 0 | Volume | ft3 | 0 | 3.4 | 4.5 | 0 | 0 | 0 | 0 | Combined Energy Factor | lbs/kWh | 0 | 3.73 | 3.93 | 0 | 642 | 928 | 1394.59 | 1 |  |  | 642 | 928 | 1394.59 | 1 | 1 | 108.9964 | 155.0171 | 750.9964 | 1036.9964 | 1503.5864 | 797.0171 | 1083.0171 | 1549.6071 | 2045 | Reference | 22.3333 | Prevailing local wages, Drive time, Local code requirements, Access, Existing construction and materials, Condition of existing flue, Condition of existing electrical system, Type of equipment | 4 | 13 | 0 | 2023 | 0
15 | 2023 | Residential | Appliance | Clothes Dryer | Electric (Compact) | Electricity | Clothes Dryer Electric (Compact) | 2023$ | Clothes Dryer Electric (Compact) | Clothes Dryers Electric | 0 | 0 | 0 | Volume | ft3 | 0 | 3.4 | 4.5 | 0 | 0 | 0 | 0 | Combined Energy Factor | lbs/kWh | 0 | 3.73 | 3.93 | 0 | 642 | 928 | 1394.59 | 1 |  |  | 642 | 928 | 1394.59 | 1 | 1 | 108.9964 | 155.0171 | 750.9964 | 1036.9964 | 1503.5864 | 797.0171 | 1083.0171 | 1549.6071 | 2050 | Reference | 22.3333 | Prevailing local wages, Drive time, Local code requirements, Access, Existing construction and materials, Condition of existing flue, Condition of existing electrical system, Type of equipment | 4 | 13 | 0 | 2023 | 0
15 | 2023 | Residential | Appliance | Clothes Dryer | Electric (Compact) | Electricity | Clothes Dryer Electric (Compact) | 2023$ | Clothes Dryer Electric (Compact) | Clothes Dryers Electric | 0 | 0 | 0 | Volume | ft3 | 0 | 3.4 | 4.5 | 0 | 0 | 0 | 0 | Combined Energy Factor | lbs/kWh | 0 | 3.365 | 3.93 | 0 | 642 | 928 | 1394.59 | 1 |  |  | 642 | 928 | 1394.59 | 1 | 1 | 108.9964 | 155.0171 | 750.9964 | 1036.9964 | 1503.5864 | 797.0171 | 1083.0171 | 1549.6071 | 2023 | Intermediate | 22.3333 | Prevailing local wages, Drive time, Local code requirements, Access, Existing construction and materials, Condition of existing flue, Condition of existing electrical system, Type of equipment | 4 | 13 | 0 | 2023 | 0
15 | 2023 | Residential | Appliance | Clothes Dryer | Electric (Compact) | Electricity | Clothes Dryer Electric (Compact) | 2023$ | Clothes Dryer Electric (Compact) | Clothes Dryers Electric | 0 | 0 | 0 | Volume | ft3 | 0 | 3.4 | 4.5 | 0 | 0 | 0 | 0 | Combined Energy Factor | lbs/kWh | 0 | 3.73 | 3.93 | 0 | 642 | 928 | 1394.59 | 1 |  |  | 642 | 928 | 1394.59 | 1 | 1 | 108.9964 | 155.0171 | 750.9964 | 1036.9964 | 1503.5864 | 797.0171 | 1083.0171 | 1549.6071 | 2030 | Intermediate | 22.3333 | Prevailing local wages, Drive time, Local code requirements, Access, Existing construction and materials, Condition of existing flue, Condition of existing electrical system, Type of equipment | 4 | 13 | 0 | 2023 | 0
15 | 2023 | Residential | Appliance | Clothes Dryer | Electric (Compact) | Electricity | Clothes Dryer Electric (Compact) | 2023$ | Clothes Dryer Electric (Compact) | Clothes Dryers Electric | 0 | 0 | 0 | Volume | ft3 | 0 | 3.4 | 4.5 | 0 | 0 | 0 | 0 | Combined Energy Factor | lbs/kWh | 0 | 3.73 | 3.93 | 0 | 642 | 928 | 1394.59 | 1 |  |  | 642 | 928 | 1394.59 | 1 | 1 | 108.9964 | 155.0171 | 750.9964 | 1036.9964 | 1503.5864 | 797.0171 | 1083.0171 | 1549.6071 | 2035 | Intermediate | 22.3333 | Prevailing local wages, Drive time, Local code requirements, Access, Existing construction and materials, Condition of existing flue, Condition of existing electrical system, Type of equipment | 4 | 13 | 0 | 2023 | 0
15 | 2023 | Residential | Appliance | Clothes Dryer | Electric (Compact) | Electricity | Clothes Dryer Electric (Compact) | 2023$ | Clothes Dryer Electric (Compact) | Clothes Dryers Electric | 0 | 0 | 0 | Volume | ft3 | 0 | 3.4 | 4.5 | 0 | 0 | 0 | 0 | Combined Energy Factor | lbs/kWh | 0 | 3.73 | 3.93 | 0 | 642 | 928 | 1394.59 | 1 |  |  | 642 | 928 | 1394.59 | 1 | 1 | 108.9964 | 155.0171 | 750.9964 | 1036.9964 | 1503.5864 | 797.0171 | 1083.0171 | 1549.6071 | 2040 | Intermediate | 22.3333 | Prevailing local wages, Drive time, Local code requirements, Access, Existing construction and materials, Condition of existing flue, Condition of existing electrical system, Type of equipment | 4 | 13 | 0 | 2023 | 0
15 | 2023 | Residential | Appliance | Clothes Dryer | Electric (Compact) | Electricity | Clothes Dryer Electric (Compact) | 2023$ | Clothes Dryer Electric (Compact) | Clothes Dryers Electric | 0 | 0 | 0 | Volume | ft3 | 0 | 3.4 | 4.5 | 0 | 0 | 0 | 0 | Combined Energy Factor | lbs/kWh | 0 | 3.73 | 3.93 | 0 | 642 | 928 | 1394.59 | 1 |  |  | 642 | 928 | 1394.59 | 1 | 1 | 108.9964 | 155.0171 | 750.9964 | 1036.9964 | 1503.5864 | 797.0171 | 1083.0171 | 1549.6071 | 2045 | Intermediate | 22.3333 | Prevailing local wages, Drive time, Local code requirements, Access, Existing construction and materials, Condition of existing flue, Condition of existing electrical system, Type of equipment | 4 | 13 | 0 | 2023 | 0
15 | 2023 | Residential | Appliance | Clothes Dryer | Electric (Compact) | Electricity | Clothes Dryer Electric (Compact) | 2023$ | Clothes Dryer Electric (Compact) | Clothes Dryers Electric | 0 | 0 | 0 | Volume | ft3 | 0 | 3.4 | 4.5 | 0 | 0 | 0 | 0 | Combined Energy Factor | lbs/kWh | 0 | 3.73 | 3.93 | 0 | 642 | 928 | 1394.59 | 1 |  |  | 642 | 928 | 1394.59 | 1 | 1 | 108.9964 | 155.0171 | 750.9964 | 1036.9964 | 1503.5864 | 797.0171 | 1083.0171 | 1549.6071 | 2050 | Intermediate | 22.3333 | Prevailing local wages, Drive time, Local code requirements, Access, Existing construction and materials, Condition of existing flue, Condition of existing electrical system, Type of equipment | 4 | 13 | 0 | 2023 | 0
15 | 2023 | Residential | Appliance | Clothes Dryer | Electric (Compact) | Electricity | Clothes Dryer Electric (Compact) | 2023$ | Clothes Dryer Electric (Compact) | Clothes Dryers Electric | 0 | 0 | 0 | Volume | ft3 | 0 | 3.4 | 4.5 | 0 | 0 | 0 | 0 | Combined Energy Factor | lbs/kWh | 0 | 3.73 | 3.93 | 0 | 642 | 928 | 1394.59 | 1 |  |  | 642 | 928 | 1394.59 | 1 | 1 | 108.9964 | 155.0171 | 750.9964 | 1036.9964 | 1503.5864 | 797.0171 | 1083.0171 | 1549.6071 | 2023 | Advanced | 22.3333 | Prevailing local wages, Drive time, Local code requirements, Access, Existing construction and materials, Condition of existing flue, Condition of existing electrical system, Type of equipment | 4 | 13 | 0 | 2023 | 0
15 | 2023 | Residential | Appliance | Clothes Dryer | Electric (Compact) | Electricity | Clothes Dryer Electric (Compact) | 2023$ | Clothes Dryer Electric (Compact) | Clothes Dryers Electric | 0 | 0 | 0 | Volume | ft3 | 0 | 3.4 | 4.5 | 0 | 0 | 0 | 0 | Combined Energy Factor | lbs/kWh | 0 | 3.73 | 3.93 | 0 | 642 | 928 | 1394.59 | 1 |  |  | 642 | 928 | 1394.59 | 1 | 1 | 108.9964 | 155.0171 | 750.9964 | 1036.9964 | 1503.5864 | 797.0171 | 1083.0171 | 1549.6071 | 2030 | Advanced | 22.3333 | Prevailing local wages, Drive time, Local code requirements, Access, Existing construction and materials, Condition of existing flue, Condition of existing electrical system, Type of equipment | 4 | 13 | 0 | 2023 | 0
15 | 2023 | Residential | Appliance | Clothes Dryer | Electric (Compact) | Electricity | Clothes Dryer Electric (Compact) | 2023$ | Clothes Dryer Electric (Compact) | Clothes Dryers Electric | 0 | 0 | 0 | Volume | ft3 | 0 | 3.4 | 4.5 | 0 | 0 | 0 | 0 | Combined Energy Factor | lbs/kWh | 0 | 3.73 | 3.93 | 0 | 642 | 928 | 1394.59 | 1 |  |  | 642 | 928 | 1394.59 | 1 | 1 | 108.9964 | 155.0171 | 750.9964 | 1036.9964 | 1503.5864 | 797.0171 | 1083.0171 | 1549.6071 | 2035 | Advanced | 22.3333 | Prevailing local wages, Drive time, Local code requirements, Access, Existing construction and materials, Condition of existing flue, Condition of existing electrical system, Type of equipment | 4 | 13 | 0 | 2023 | 0
15 | 2023 | Residential | Appliance | Clothes Dryer | Electric (Compact) | Electricity | Clothes Dryer Electric (Compact) | 2023$ | Clothes Dryer Electric (Compact) | Clothes Dryers Electric | 0 | 0 | 0 | Volume | ft3 | 0 | 3.4 | 4.5 | 0 | 0 | 0 | 0 | Combined Energy Factor | lbs/kWh | 0 | 3.73 | 3.93 | 0 | 642 | 928 | 1394.59 | 1 |  |  | 642 | 928 | 1394.59 | 1 | 1 | 108.9964 | 155.0171 | 750.9964 | 1036.9964 | 1503.5864 | 797.0171 | 1083.0171 | 1549.6071 | 2040 | Advanced | 22.3333 | Prevailing local wages, Drive time, Local code requirements, Access, Existing construction and materials, Condition of existing flue, Condition of existing electrical system, Type of equipment | 4 | 13 | 0 | 2023 | 0
15 | 2023 | Residential | Appliance | Clothes Dryer | Electric (Compact) | Electricity | Clothes Dryer Electric (Compact) | 2023$ | Clothes Dryer Electric (Compact) | Clothes Dryers Electric | 0 | 0 | 0 | Volume | ft3 | 0 | 3.4 | 4.5 | 0 | 0 | 0 | 0 | Combined Energy Factor | lbs/kWh | 0 | 3.73 | 3.93 | 0 | 642 | 928 | 1394.59 | 1 |  |  | 642 | 928 | 1394.59 | 1 | 1 | 108.9964 | 155.0171 | 750.9964 | 1036.9964 | 1503.5864 | 797.0171 | 1083.0171 | 1549.6071 | 2045 | Advanced | 22.3333 | Prevailing local wages, Drive time, Local code requirements, Access, Existing construction and materials, Condition of existing flue, Condition of existing electrical system, Type of equipment | 4 | 13 | 0 | 2023 | 0
15 | 2023 | Residential | Appliance | Clothes Dryer | Electric (Compact) | Electricity | Clothes Dryer Electric (Compact) | 2023$ | Clothes Dryer Electric (Compact) | Clothes Dryers Electric | 0 | 0 | 0 | Volume | ft3 | 0 | 3.4 | 4.5 | 0 | 0 | 0 | 0 | Combined Energy Factor | lbs/kWh | 0 | 3.73 | 3.93 | 0 | 642 | 928 | 1394.59 | 1 |  |  | 642 | 928 | 1394.59 | 1 | 1 | 108.9964 | 155.0171 | 750.9964 | 1036.9964 | 1503.5864 | 797.0171 | 1083.0171 | 1549.6071 | 2050 | Advanced | 22.3333 | Prevailing local wages, Drive time, Local code requirements, Access, Existing construction and materials, Condition of existing flue, Condition of existing electrical system, Type of equipment | 4 | 13 | 0 | 2023 | 0
16 | 2023 | Residential | Appliance | Clothes Dryer | Gas | Gas | Clothes Dryer Gas | 2023$ | Clothes Dryer Gas | Clothes Dryers (Gas) | 71.6783 | 170.122 | 389.2898 | Volume | ft3 | 6.2 | 7.4 | 7.4 | 9 | 751.7482 | 609.7561 | 898.8484 | Combined Energy Factor | lbs/kWh | 3.3 | 3.3 | 3.49 | N/A | -2398.8531 | -2488.9512 | -4680.7965 | 1 |  |  | 612.3357 | 782.1463 | 1166.1478 | 1 | 1 | 125.9514 | 198.6157 | 738.2871 | 908.0978 | 1292.0992 | 810.9514 | 980.762 | 1364.7635 | 2023 | Reference | 11 | Prevailing local wages, Drive time, Local code requirements, Access, Existing construction and materials, Condition of existing flue, Condition of existing electrical system, Type of equipment | 4 | 67 | 0.1206 | 2023
16 | 2023 | Residential | Appliance | Clothes Dryer | Gas | Gas | Clothes Dryer Gas | 2023$ | Clothes Dryer Gas | Clothes Dryers (Gas) | 71.6783 | 170.122 | 389.2898 | Volume | ft3 | 6.2 | 7.4 | 7.4 | 9 | 751.7482 | 609.7561 | 898.8484 | Combined Energy Factor | lbs/kWh | 3.3 | 3.3 | 3.48 | N/A | -2398.8531 | -2488.9512 | -4680.7965 | 1 |  |  | 612.3357 | 782.1463 | 1166.1478 | 1 | 1 | 125.9514 | 198.6157 | 738.2871 | 908.0978 | 1292.0992 | 810.9514 | 980.762 | 1364.7635 | 2030 | Reference | 11 | Prevailing local wages, Drive time, Local code requirements, Access, Existing construction and materials, Condition of existing flue, Condition of existing electrical system, Type of equipment | 4 | 67 | 0.1206 | 2023 | 0
16 | 2023 | Residential | Appliance | Clothes Dryer | Gas | Gas | Clothes Dryer Gas | 2023$ | Clothes Dryer Gas | Clothes Dryers (Gas) | 71.6783 | 170.122 | 389.2898 | Volume | ft3 | 6.2 | 7.4 | 7.4 | 9 | 751.7482 | 609.7561 | 898.8484 | Combined Energy Factor | lbs/kWh | 3.3 | 3.3 | 3.48 | N/A | -2398.8531 | -2488.9512 | -4680.7965 | 1 |  |  | 612.3357 | 782.1463 | 1166.1478 | 1 | 1 | 125.9514 | 198.6157 | 738.2871 | 908.0978 | 1292.0992 | 810.9514 | 980.762 | 1364.7635 | 2035 | Reference | 11 | Prevailing local wages, Drive time, Local code requirements, Access, Existing construction and materials, Condition of existing flue, Condition of existing electrical system, Type of equipment | 4 | 67 | 0.1206 | 2023 | 0
16 | 2023 | Residential | Appliance | Clothes Dryer | Gas | Gas | Clothes Dryer Gas | 2023$ | Clothes Dryer Gas | Clothes Dryers (Gas) | 71.6783 | 170.122 | 389.2898 | Volume | ft3 | 6.2 | 7.4 | 7.4 | 9 | 751.7482 | 609.7561 | 898.8484 | Combined Energy Factor | lbs/kWh | 3.3 | 3.3 | 3.48 | N/A | -2398.8531 | -2488.9512 | -4680.7965 | 1 |  |  | 612.3357 | 782.1463 | 1166.1478 | 1 | 1 | 125.9514 | 198.6157 | 738.2871 | 908.0978 | 1292.0992 | 810.9514 | 980.762 | 1364.7635 | 2040 | Reference | 11 | Prevailing local wages, Drive time, Local code requirements, Access, Existing construction and materials, Condition of existing flue, Condition of existing electrical system, Type of equipment | 4 | 67 | 0.1206 | 2023 | 0
16 | 2023 | Residential | Appliance | Clothes Dryer | Gas | Gas | Clothes Dryer Gas | 2023$ | Clothes Dryer Gas | Clothes Dryers (Gas) | 71.6783 | 170.122 | 389.2898 | Volume | ft3 | 6.2 | 7.4 | 7.4 | 9 | 751.7482 | 609.7561 | 898.8484 | Combined Energy Factor | lbs/kWh | 3.3 | 3.3 | 3.48 | N/A | -2398.8531 | -2488.9512 | -4680.7965 | 1 |  |  | 612.3357 | 782.1463 | 1166.1478 | 1 | 1 | 125.9514 | 198.6157 | 738.2871 | 908.0978 | 1292.0992 | 810.9514 | 980.762 | 1364.7635 | 2045 | Reference | 11 | Prevailing local wages, Drive time, Local code requirements, Access, Existing construction and materials, Condition of existing flue, Condition of existing electrical system, Type of equipment | 4 | 67 | 0.1206 | 2023 | 0
16 | 2023 | Residential | Appliance | Clothes Dryer | Gas | Gas | Clothes Dryer Gas | 2023$ | Clothes Dryer Gas | Clothes Dryers (Gas) | 71.6783 | 170.122 | 389.2898 | Volume | ft3 | 6.2 | 7.4 | 7.4 | 9 | 751.7482 | 609.7561 | 898.8484 | Combined Energy Factor | lbs/kWh | 3.3 | 3.3 | 3.48 | N/A | -2398.8531 | -2488.9512 | -4680.7965 | 1 |  |  | 612.3357 | 782.1463 | 1166.1478 | 1 | 1 | 125.9514 | 198.6157 | 738.2871 | 908.0978 | 1292.0992 | 810.9514 | 980.762 | 1364.7635 | 2050 | Reference | 11 | Prevailing local wages, Drive time, Local code requirements, Access, Existing construction and materials, Condition of existing flue, Condition of existing electrical system, Type of equipment | 4 | 67 | 0.1206 | 2023 | 0
16 | 2023 | Residential | Appliance | Clothes Dryer | Gas | Gas | Clothes Dryer Gas | 2023$ | Clothes Dryer Gas | Clothes Dryers (Gas) | 71.6783 | 170.122 | 389.2898 | Volume | ft3 | 6.2 | 7.4 | 7.4 | 9 | 751.7482 | 609.7561 | 898.8484 | Combined Energy Factor | lbs/kWh | 3.3 | 3.3 | 3.485 | N/A | -2398.8531 | -2488.9512 | -4680.7965 | 1 |  |  | 612.3357 | 782.1463 | 1166.1478 | 1 | 1 | 125.9514 | 198.6157 | 738.2871 | 908.0978 | 1292.0992 | 810.9514 | 980.762 | 1364.7635 | 2023 | Intermediate | 11 | Prevailing local wages, Drive time, Local code requirements, Access, Existing construction and materials, Condition of existing flue, Condition of existing electrical system, Type of equipment | 4 | 67 | 0.1206 | 2023 | 0
16 | 2023 | Residential | Appliance | Clothes Dryer | Gas | Gas | Clothes Dryer Gas | 2023$ | Clothes Dryer Gas | Clothes Dryers (Gas) | 71.6783 | 170.122 | 389.2898 | Volume | ft3 | 6.2 | 7.4 | 7.4 | 9 | 751.7482 | 609.7561 | 898.8484 | Combined Energy Factor | lbs/kWh | 3.3 | 3.3 | 3.48 | N/A | -2398.8531 | -2488.9512 | -4680.7965 | 1 |  |  | 612.3357 | 782.1463 | 1166.1478 | 1 | 1 | 125.9514 | 198.6157 | 738.2871 | 908.0978 | 1292.0992 | 810.9514 | 980.762 | 1364.7635 | 2030 | Intermediate | 11 | Prevailing local wages, Drive time, Local code requirements, Access, Existing construction and materials, Condition of existing flue, Condition of existing electrical system, Type of equipment | 4 | 67 | 0.1206 | 2023 | 0
16 | 2023 | Residential | Appliance | Clothes Dryer | Gas | Gas | Clothes Dryer Gas | 2023$ | Clothes Dryer Gas | Clothes Dryers (Gas) | 71.6783 | 170.122 | 389.2898 | Volume | ft3 | 6.2 | 7.4 | 7.4 | 9 | 751.7482 | 609.7561 | 898.8484 | Combined Energy Factor | lbs/kWh | 3.3 | 3.3 | 3.48 | N/A | -2398.8531 | -2488.9512 | -4680.7965 | 1 |  |  | 612.3357 | 782.1463 | 1166.1478 | 1 | 1 | 125.9514 | 198.6157 | 738.2871 | 908.0978 | 1292.0992 | 810.9514 | 980.762 | 1364.7635 | 2035 | Intermediate | 11 | Prevailing local wages, Drive time, Local code requirements, Access, Existing construction and materials, Condition of existing flue, Condition of existing electrical system, Type of equipment | 4 | 67 | 0.1206 | 2023 | 0
16 | 2023 | Residential | Appliance | Clothes Dryer | Gas | Gas | Clothes Dryer Gas | 2023$ | Clothes Dryer Gas | Clothes Dryers (Gas) | 71.6783 | 170.122 | 389.2898 | Volume | ft3 | 6.2 | 7.4 | 7.4 | 9 | 751.7482 | 609.7561 | 898.8484 | Combined Energy Factor | lbs/kWh | 3.3 | 3.3 | 3.48 | N/A | -2398.8531 | -2488.9512 | -4680.7965 | 1 |  |  | 612.3357 | 782.1463 | 1166.1478 | 1 | 1 | 125.9514 | 198.6157 | 738.2871 | 908.0978 | 1292.0992 | 810.9514 | 980.762 | 1364.7635 | 2040 | Intermediate | 11 | Prevailing local wages, Drive time, Local code requirements, Access, Existing construction and materials, Condition of existing flue, Condition of existing electrical system, Type of equipment | 4 | 67 | 0.1206 | 2023 | 0
16 | 2023 | Residential | Appliance | Clothes Dryer | Gas | Gas | Clothes Dryer Gas | 2023$ | Clothes Dryer Gas | Clothes Dryers (Gas) | 71.6783 | 170.122 | 389.2898 | Volume | ft3 | 6.2 | 7.4 | 7.4 | 9 | 751.7482 | 609.7561 | 898.8484 | Combined Energy Factor | lbs/kWh | 3.3 | 3.3 | 3.48 | N/A | -2398.8531 | -2488.9512 | -4680.7965 | 1 |  |  | 612.3357 | 782.1463 | 1166.1478 | 1 | 1 | 125.9514 | 198.6157 | 738.2871 | 908.0978 | 1292.0992 | 810.9514 | 980.762 | 1364.7635 | 2045 | Intermediate | 11 | Prevailing local wages, Drive time, Local code requirements, Access, Existing construction and materials, Condition of existing flue, Condition of existing electrical system, Type of equipment | 4 | 67 | 0.1206 | 2023 | 0
16 | 2023 | Residential | Appliance | Clothes Dryer | Gas | Gas | Clothes Dryer Gas | 2023$ | Clothes Dryer Gas | Clothes Dryers (Gas) | 71.6783 | 170.122 | 389.2898 | Volume | ft3 | 6.2 | 7.4 | 7.4 | 9 | 751.7482 | 609.7561 | 898.8484 | Combined Energy Factor | lbs/kWh | 3.3 | 3.3 | 3.48 | N/A | -2398.8531 | -2488.9512 | -4680.7965 | 1 |  |  | 612.3357 | 782.1463 | 1166.1478 | 1 | 1 | 125.9514 | 198.6157 | 738.2871 | 908.0978 | 1292.0992 | 810.9514 | 980.762 | 1364.7635 | 2050 | Intermediate | 11 | Prevailing local wages, Drive time, Local code requirements, Access, Existing construction and materials, Condition of existing flue, Condition of existing electrical system, Type of equipment | 4 | 67 | 0.1206 | 2023 | 0
16 | 2023 | Residential | Appliance | Clothes Dryer | Gas | Gas | Clothes Dryer Gas | 2023$ | Clothes Dryer Gas | Clothes Dryers (Gas) | 71.6783 | 170.122 | 389.2898 | Volume | ft3 | 6.2 | 7.4 | 7.4 | 9 | 751.7482 | 609.7561 | 898.8484 | Combined Energy Factor | lbs/kWh | 3.3 | 3.3 | 3.48 | N/A | -2398.8531 | -2488.9512 | -4680.7965 | 1 |  |  | 612.3357 | 782.1463 | 1166.1478 | 1 | 1 | 125.9514 | 198.6157 | 738.2871 | 908.0978 | 1292.0992 | 810.9514 | 980.762 | 1364.7635 | 2023 | Advanced | 11 | Prevailing local wages, Drive time, Local code requirements, Access, Existing construction and materials, Condition of existing flue, Condition of existing electrical system, Type of equipment | 4 | 67 | 0.1206 | 2023 | 0
16 | 2023 | Residential | Appliance | Clothes Dryer | Gas | Gas | Clothes Dryer Gas | 2023$ | Clothes Dryer Gas | Clothes Dryers (Gas) | 71.6783 | 170.122 | 389.2898 | Volume | ft3 | 6.2 | 7.4 | 7.4 | 9 | 751.7482 | 609.7561 | 898.8484 | Combined Energy Factor | lbs/kWh | 3.3 | 3.3 | 3.48 | N/A | -2398.8531 | -2488.9512 | -4680.7965 | 1 |  |  | 612.3357 | 782.1463 | 1166.1478 | 1 | 1 | 125.9514 | 198.6157 | 738.2871 | 908.0978 | 1292.0992 | 810.9514 | 980.762 | 1364.7635 | 2030 | Advanced | 11 | Prevailing local wages, Drive time, Local code requirements, Access, Existing construction and materials, Condition of existing flue, Condition of existing electrical system, Type of equipment | 4 | 67 | 0.1206 | 2023 | 0
16 | 2023 | Residential | Appliance | Clothes Dryer | Gas | Gas | Clothes Dryer Gas | 2023$ | Clothes Dryer Gas | Clothes Dryers (Gas) | 71.6783 | 170.122 | 389.2898 | Volume | ft3 | 6.2 | 7.4 | 7.4 | 9 | 751.7482 | 609.7561 | 898.8484 | Combined Energy Factor | lbs/kWh | 3.3 | 3.3 | 3.48 | N/A | -2398.8531 | -2488.9512 | -4680.7965 | 1 |  |  | 612.3357 | 782.1463 | 1166.1478 | 1 | 1 | 125.9514 | 198.6157 | 738.2871 | 908.0978 | 1292.0992 | 810.9514 | 980.762 | 1364.7635 | 2035 | Advanced | 11 | Prevailing local wages, Drive time, Local code requirements, Access, Existing construction and materials, Condition of existing flue, Condition of existing electrical system, Type of equipment | 4 | 67 | 0.1206 | 2023 | 0
16 | 2023 | Residential | Appliance | Clothes Dryer | Gas | Gas | Clothes Dryer Gas | 2023$ | Clothes Dryer Gas | Clothes Dryers (Gas) | 71.6783 | 170.122 | 389.2898 | Volume | ft3 | 6.2 | 7.4 | 7.4 | 9 | 751.7482 | 609.7561 | 898.8484 | Combined Energy Factor | lbs/kWh | 3.3 | 3.3 | 3.48 | N/A | -2398.8531 | -2488.9512 | -4680.7965 | 1 |  |  | 612.3357 | 782.1463 | 1166.1478 | 1 | 1 | 125.9514 | 198.6157 | 738.2871 | 908.0978 | 1292.0992 | 810.9514 | 980.762 | 1364.7635 | 2040 | Advanced | 11 | Prevailing local wages, Drive time, Local code requirements, Access, Existing construction and materials, Condition of existing flue, Condition of existing electrical system, Type of equipment | 4 | 67 | 0.1206 | 2023 | 0
16 | 2023 | Residential | Appliance | Clothes Dryer | Gas | Gas | Clothes Dryer Gas | 2023$ | Clothes Dryer Gas | Clothes Dryers (Gas) | 71.6783 | 170.122 | 389.2898 | Volume | ft3 | 6.2 | 7.4 | 7.4 | 9 | 751.7482 | 609.7561 | 898.8484 | Combined Energy Factor | lbs/kWh | 3.3 | 3.3 | 3.48 | N/A | -2398.8531 | -2488.9512 | -4680.7965 | 1 |  |  | 612.3357 | 782.1463 | 1166.1478 | 1 | 1 | 125.9514 | 198.6157 | 738.2871 | 908.0978 | 1292.0992 | 810.9514 | 980.762 | 1364.7635 | 2045 | Advanced | 11 | Prevailing local wages, Drive time, Local code requirements, Access, Existing construction and materials, Condition of existing flue, Condition of existing electrical system, Type of equipment | 4 | 67 | 0.1206 | 2023 | 0
16 | 2023 | Residential | Appliance | Clothes Dryer | Gas | Gas | Clothes Dryer Gas | 2023$ | Clothes Dryer Gas | Clothes Dryers (Gas) | 71.6783 | 170.122 | 389.2898 | Volume | ft3 | 6.2 | 7.4 | 7.4 | 9 | 751.7482 | 609.7561 | 898.8484 | Combined Energy Factor | lbs/kWh | 3.3 | 3.3 | 3.48 | N/A | -2398.8531 | -2488.9512 | -4680.7965 | 1 |  |  | 612.3357 | 782.1463 | 1166.1478 | 1 | 1 | 125.9514 | 198.6157 | 738.2871 | 908.0978 | 1292.0992 | 810.9514 | 980.762 | 1364.7635 | 2050 | Advanced | 11 | Prevailing local wages, Drive time, Local code requirements, Access, Existing construction and materials, Condition of existing flue, Condition of existing electrical system, Type of equipment | 4 | 67 | 0.1206 | 2023 | 0
17 | 2023 | Residential | Appliance | Clothes Dryer | Heat Pump | Electricity | Clothes Dryer Heat Pump | 2023$ | Clothes Dryer Heat Pump |  | 45.9004 | 34.366 | -101.3605 | Volume | ft3 | 3.88 | 4.25 | 8 | 7.8 | 20.9232 | -4.6675 | 160.0889 | Combined Energy Factor | lbs/kWh | 2.68 | 5.45 | 11 | 11 | 571.3098 | 1295.6955 | 1844.8118 | 1 |  |  | 880.4179 | 1416.3131 | 2286.5142 | 1 | 1 | 178.633 | 178.633 | 1059.051 | 1594.9461 | 2465.1472 | 1059.051 | 1594.9461 | 2465.1472 | 2023 | Reference | 11 | Prevailing local wages, Drive time, Local code requirements, Access, Existing construction and materials, Condition of existing flue, Condition of existing electrical system, Type of equipment | 4 | 21 | 0.002629 | 2023 | HP clothes dryers are an emerging technology. The advanced case assumes greater adoption and incentives over the coming decades.
17 | 2023 | Residential | Appliance | Clothes Dryer | Heat Pump | Electricity | Clothes Dryer Heat Pump | 2023$ | Clothes Dryer Heat Pump |  | 45.9004 | 34.366 | -101.3605 | Volume | ft3 | 3.88 | 4.25 | 8 | 7.8 | 20.9232 | -4.6675 | 160.0889 | Combined Energy Factor | lbs/kWh | 2.68 | 5.45 | 11 | 11 | 571.3098 | 1295.6955 | 1844.8118 | 1 |  |  | 880.4179 | 1416.3131 | 2286.5142 | 1 | 1 | 178.633 | 178.633 | 1059.051 | 1594.9461 | 2465.1472 | 1059.051 | 1594.9461 | 2465.1472 | 2030 | Reference | 11 | Prevailing local wages, Drive time, Local code requirements, Access, Existing construction and materials, Condition of existing flue, Condition of existing electrical system, Type of equipment | 4 | 21 | 0.002629 | 2023 | HP clothes dryers are an emerging technology. The advanced case assumes greater adoption and incentives over the coming decades.
17 | 2023 | Residential | Appliance | Clothes Dryer | Heat Pump | Electricity | Clothes Dryer Heat Pump | 2023$ | Clothes Dryer Heat Pump |  | 45.9004 | 34.366 | -101.3605 | Volume | ft3 | 3.88 | 4.25 | 8 | 7.8 | 20.9232 | -4.6675 | 160.0889 | Combined Energy Factor | lbs/kWh | 2.68 | 5.45 | 11 | 11 | 571.3098 | 1295.6955 | 1844.8118 | 1 |  |  | 880.4179 | 1416.3131 | 2286.5142 | 1 | 1 | 178.633 | 178.633 | 1059.051 | 1594.9461 | 2465.1472 | 1059.051 | 1594.9461 | 2465.1472 | 2035 | Reference | 11 | Prevailing local wages, Drive time, Local code requirements, Access, Existing construction and materials, Condition of existing flue, Condition of existing electrical system, Type of equipment | 4 | 21 | 0.002629 | 2023 | HP clothes dryers are an emerging technology. The advanced case assumes greater adoption and incentives over the coming decades.
17 | 2023 | Residential | Appliance | Clothes Dryer | Heat Pump | Electricity | Clothes Dryer Heat Pump | 2023$ | Clothes Dryer Heat Pump |  | 45.9004 | 34.366 | -101.3605 | Volume | ft3 | 3.88 | 4.25 | 8 | 7.8 | 20.9232 | -4.6675 | 160.0889 | Combined Energy Factor | lbs/kWh | 2.68 | 5.45 | 11 | 11 | 571.3098 | 1295.6955 | 1844.8118 | 1 |  |  | 880.4179 | 1416.3131 | 2286.5142 | 1 | 1 | 178.633 | 178.633 | 1059.051 | 1594.9461 | 2465.1472 | 1059.051 | 1594.9461 | 2465.1472 | 2040 | Reference | 11 | Prevailing local wages, Drive time, Local code requirements, Access, Existing construction and materials, Condition of existing flue, Condition of existing electrical system, Type of equipment | 4 | 21 | 0.002629 | 2023 | HP clothes dryers are an emerging technology. The advanced case assumes greater adoption and incentives over the coming decades.
17 | 2023 | Residential | Appliance | Clothes Dryer | Heat Pump | Electricity | Clothes Dryer Heat Pump | 2023$ | Clothes Dryer Heat Pump |  | 45.9004 | 34.366 | -101.3605 | Volume | ft3 | 3.88 | 4.25 | 8 | 7.8 | 20.9232 | -4.6675 | 160.0889 | Combined Energy Factor | lbs/kWh | 2.68 | 5.45 | 11 | 11 | 571.3098 | 1295.6955 | 1844.8118 | 1 |  |  | 880.4179 | 1416.3131 | 2286.5142 | 1 | 1 | 178.633 | 178.633 | 1059.051 | 1594.9461 | 2465.1472 | 1059.051 | 1594.9461 | 2465.1472 | 2045 | Reference | 11 | Prevailing local wages, Drive time, Local code requirements, Access, Existing construction and materials, Condition of existing flue, Condition of existing electrical system, Type of equipment | 4 | 21 | 0.002629 | 2023 | HP clothes dryers are an emerging technology. The advanced case assumes greater adoption and incentives over the coming decades.
17 | 2023 | Residential | Appliance | Clothes Dryer | Heat Pump | Electricity | Clothes Dryer Heat Pump | 2023$ | Clothes Dryer Heat Pump |  | 45.9004 | 34.366 | -101.3605 | Volume | ft3 | 3.88 | 4.25 | 8 | 7.8 | 20.9232 | -4.6675 | 160.0889 | Combined Energy Factor | lbs/kWh | 2.68 | 5.45 | 11 | 11 | 571.3098 | 1295.6955 | 1844.8118 | 1 |  |  | 880.4179 | 1416.3131 | 2286.5142 | 1 | 1 | 178.633 | 178.633 | 1059.051 | 1594.9461 | 2465.1472 | 1059.051 | 1594.9461 | 2465.1472 | 2050 | Reference | 11 | Prevailing local wages, Drive time, Local code requirements, Access, Existing construction and materials, Condition of existing flue, Condition of existing electrical system, Type of equipment | 4 | 21 | 0.002629 | 2023 | HP clothes dryers are an emerging technology. The advanced case assumes greater adoption and incentives over the coming decades.
17 | 2023 | Residential | Appliance | Clothes Dryer | Heat Pump | Electricity | Clothes Dryer Heat Pump | 2023$ | Clothes Dryer Heat Pump |  | 45.9004 | 34.366 | -101.3605 | Volume | ft3 | 3.88 | 4.25 | 8 | 6.7379 | 20.9232 | -4.6675 | 160.0889 | Combined Energy Factor | lbs/kWh | 2.68 | 5.45 | 11 | 11 | 571.3098 | 1295.6955 | 1844.8118 | 1 |  |  | 880.4179 | 1416.3131 | 2286.5142 | 1 | 1 | 178.633 | 178.633 | 1059.051 | 1594.9461 | 2465.1472 | 1059.051 | 1594.9461 | 2465.1472 | 2023 | Intermediate | 11 | Prevailing local wages, Drive time, Local code requirements, Access, Existing construction and materials, Condition of existing flue, Condition of existing electrical system, Type of equipment | 4 | 21 | 0.002629 | 2023 | HP clothes dryers are an emerging technology. The advanced case assumes greater adoption and incentives over the coming decades.
17 | 2023 | Residential | Appliance | Clothes Dryer | Heat Pump | Electricity | Clothes Dryer Heat Pump | 2023$ | Clothes Dryer Heat Pump |  | 45.9004 | 34.366 | -101.3605 | Volume | ft3 | 3.88 | 4.25 | 8 | 7.6143 | 20.4251 | -4.5564 | 160.0889 | Combined Energy Factor | lbs/kWh | 2.68 | 5.45 | 11 | 11 | 557.7072 | 1264.8456 | 1800.8877 | 1 |  |  | 864.1003 | 1386.0688 | 2242.5901 | 1 | 1 | 178.633 | 178.633 | 1042.7333 | 1564.7018 | 2421.2231 | 1042.7333 | 1564.7018 | 2421.2231 | 2030 | Intermediate | 11 | Prevailing local wages, Drive time, Local code requirements, Access, Existing construction and materials, Condition of existing flue, Condition of existing electrical system, Type of equipment | 4 | 21 | 0.002629 | 2023 | HP clothes dryers are an emerging technology. The advanced case assumes greater adoption and incentives over the coming decades.
17 | 2023 | Residential | Appliance | Clothes Dryer | Heat Pump | Electricity | Clothes Dryer Heat Pump | 2023$ | Clothes Dryer Heat Pump |  | 45.9004 | 34.366 | -101.3605 | Volume | ft3 | 3.88 | 4.25 | 8 | 7.5237 | 20.1821 | -4.5021 | 160.0889 | Combined Energy Factor | lbs/kWh | 2.68 | 5.45 | 11 | 11 | 551.0718 | 1249.7969 | 1779.4613 | 1 |  |  | 856.1405 | 1371.3156 | 2221.1637 | 1 | 1 | 178.633 | 178.633 | 1034.7735 | 1549.9486 | 2399.7967 | 1034.7735 | 1549.9486 | 2399.7967 | 2035 | Intermediate | 11 | Prevailing local wages, Drive time, Local code requirements, Access, Existing construction and materials, Condition of existing flue, Condition of existing electrical system, Type of equipment | 4 | 21 | 0.002629 | 2023 | HP clothes dryers are an emerging technology. The advanced case assumes greater adoption and incentives over the coming decades.
17 | 2023 | Residential | Appliance | Clothes Dryer | Heat Pump | Electricity | Clothes Dryer Heat Pump | 2023$ | Clothes Dryer Heat Pump |  | 45.9004 | 34.366 | -101.3605 | Volume | ft3 | 3.88 | 4.25 | 8 | 7.4374 | 19.9506 | -4.4505 | 160.0889 | Combined Energy Factor | lbs/kWh | 2.68 | 5.45 | 11 | 11 | 544.7523 | 1235.4647 | 1759.0553 | 1 |  |  | 848.5597 | 1357.2648 | 2200.7576 | 1 | 1 | 178.633 | 178.633 | 1027.1927 | 1535.8978 | 2379.3906 | 1027.1927 | 1535.8978 | 2379.3906 | 2040 | Intermediate | 11 | Prevailing local wages, Drive time, Local code requirements, Access, Existing construction and materials, Condition of existing flue, Condition of existing electrical system, Type of equipment | 4 | 21 | 0.002629 | 2023 | HP clothes dryers are an emerging technology. The advanced case assumes greater adoption and incentives over the coming decades.
17 | 2023 | Residential | Appliance | Clothes Dryer | Heat Pump | Electricity | Clothes Dryer Heat Pump | 2023$ | Clothes Dryer Heat Pump |  | 45.9004 | 34.366 | -101.3605 | Volume | ft3 | 3.88 | 4.25 | 8 | 7.3511 | 19.7192 | -4.3989 | 160.0889 | Combined Energy Factor | lbs/kWh | 2.68 | 5.45 | 11 | 11 | 538.4329 | 1221.1326 | 1738.6492 | 1 |  |  | 840.9789 | 1343.2141 | 2180.3515 | 1 | 1 | 178.633 | 178.633 | 1019.6119 | 1521.8471 | 2358.9845 | 1019.6119 | 1521.8471 | 2358.9845 | 2045 | Intermediate | 11 | Prevailing local wages, Drive time, Local code requirements, Access, Existing construction and materials, Condition of existing flue, Condition of existing electrical system, Type of equipment | 4 | 21 | 0.002629 | 2023 | HP clothes dryers are an emerging technology. The advanced case assumes greater adoption and incentives over the coming decades.
17 | 2023 | Residential | Appliance | Clothes Dryer | Heat Pump | Electricity | Clothes Dryer Heat Pump | 2023$ | Clothes Dryer Heat Pump |  | 45.9004 | 34.366 | -101.3605 | Volume | ft3 | 3.88 | 4.25 | 8 | 7.269 | 19.4988 | -4.3497 | 160.0889 | Combined Energy Factor | lbs/kWh | 2.68 | 5.45 | 11 | 11 | 532.4143 | 1207.483 | 1719.2148 | 1 |  |  | 833.7591 | 1329.8324 | 2160.9172 | 1 | 1 | 178.633 | 178.633 | 1012.3921 | 1508.4654 | 2339.5502 | 1012.3921 | 1508.4654 | 2339.5502 | 2050 | Intermediate | 11 | Prevailing local wages, Drive time, Local code requirements, Access, Existing construction and materials, Condition of existing flue, Condition of existing electrical system, Type of equipment | 4 | 21 | 0.002629 | 2023 | HP clothes dryers are an emerging technology. The advanced case assumes greater adoption and incentives over the coming decades.
17 | 2023 | Residential | Appliance | Clothes Dryer | Heat Pump | Electricity | Clothes Dryer Heat Pump | 2023$ | Clothes Dryer Heat Pump |  | 45.9004 | 34.366 | -101.3605 | Volume | ft3 | 3.88 | 4.25 | 8 | 7.8 | 20.9232 | -4.6675 | 160.0889 | Combined Energy Factor | lbs/kWh | 2.68 | 5.45 | 11 | 11 | 571.3098 | 1295.6955 | 1844.8118 | 1 |  |  | 880.4179 | 1416.3131 | 2286.5142 | 1 | 1 | 178.633 | 178.633 | 1059.051 | 1594.9461 | 2465.1472 | 1059.051 | 1594.9461 | 2465.1472 | 2023 | Advanced | 11 | Prevailing local wages, Drive time, Local code requirements, Access, Existing construction and materials, Condition of existing flue, Condition of existing electrical system, Type of equipment | 4 | 21 | 0.002629 | 2023 | HP clothes dryers are an emerging technology. The advanced case assumes greater adoption and incentives over the coming decades.
17 | 2023 | Residential | Appliance | Clothes Dryer | Heat Pump | Electricity | Clothes Dryer Heat Pump | 2023$ | Clothes Dryer Heat Pump |  | 45.9004 | 34.366 | -101.3605 | Volume | ft3 | 3.88 | 4.25 | 8 | 7.4286 | 19.9269 | -4.4452 | 160.0889 | Combined Energy Factor | lbs/kWh | 2.68 | 5.45 | 11 | 11 | 544.1046 | 1233.9957 | 1756.9636 | 1 |  |  | 847.7826 | 1355.8246 | 2198.666 | 1 | 1 | 178.633 | 178.633 | 1026.4157 | 1534.4576 | 2377.299 | 1026.4157 | 1534.4576 | 2377.299 | 2030 | Advanced | 11 | Prevailing local wages, Drive time, Local code requirements, Access, Existing construction and materials, Condition of existing flue, Condition of existing electrical system, Type of equipment | 4 | 21 | 0.002629 | 2023 | HP clothes dryers are an emerging technology. The advanced case assumes greater adoption and incentives over the coming decades.
17 | 2023 | Residential | Appliance | Clothes Dryer | Heat Pump | Electricity | Clothes Dryer Heat Pump | 2023$ | Clothes Dryer Heat Pump |  | 45.9004 | 34.366 | -101.3605 | Volume | ft3 | 3.88 | 4.25 | 8 | 7.2474 | 19.4409 | -4.3368 | 160.0889 | Combined Energy Factor | lbs/kWh | 2.68 | 5.45 | 11 | 11 | 530.8337 | 1203.8982 | 1714.1109 | 1 |  |  | 831.863 | 1326.318 | 2155.8132 | 1 | 1 | 178.633 | 178.633 | 1010.496 | 1504.9511 | 2334.4462 | 1010.496 | 1504.9511 | 2334.4462 | 2035 | Advanced | 11 | Prevailing local wages, Drive time, Local code requirements, Access, Existing construction and materials, Condition of existing flue, Condition of existing electrical system, Type of equipment | 4 | 21 | 0.002629 | 2023 | HP clothes dryers are an emerging technology. The advanced case assumes greater adoption and incentives over the coming decades.
17 | 2023 | Residential | Appliance | Clothes Dryer | Heat Pump | Electricity | Clothes Dryer Heat Pump | 2023$ | Clothes Dryer Heat Pump |  | 45.9004 | 34.366 | -101.3605 | Volume | ft3 | 3.88 | 4.25 | 8 | 7.0748 | 18.978 | -4.2335 | 160.0889 | Combined Energy Factor | lbs/kWh | 2.68 | 5.45 | 11 | 11 | 518.1948 | 1175.234 | 1673.2987 | 1 |  |  | 816.7014 | 1298.2165 | 2115.0011 | 1 | 1 | 178.633 | 178.633 | 995.3344 | 1476.8496 | 2293.6341 | 995.3344 | 1476.8496 | 2293.6341 | 2040 | Advanced | 11 | Prevailing local wages, Drive time, Local code requirements, Access, Existing construction and materials, Condition of existing flue, Condition of existing electrical system, Type of equipment | 4 | 21 | 0.002629 | 2023 | HP clothes dryers are an emerging technology. The advanced case assumes greater adoption and incentives over the coming decades.
17 | 2023 | Residential | Appliance | Clothes Dryer | Heat Pump | Electricity | Clothes Dryer Heat Pump | 2023$ | Clothes Dryer Heat Pump |  | 45.9004 | 34.366 | -101.3605 | Volume | ft3 | 3.88 | 4.25 | 8 | 6.9023 | 18.5151 | -4.1303 | 160.0889 | Combined Energy Factor | lbs/kWh | 2.68 | 5.45 | 11 | 11 | 505.5559 | 1146.5697 | 1632.4865 | 1 |  |  | 801.5398 | 1270.1151 | 2074.1889 | 1 | 1 | 178.633 | 178.633 | 980.1728 | 1448.7481 | 2252.8219 | 980.1728 | 1448.7481 | 2252.8219 | 2045 | Advanced | 11 | Prevailing local wages, Drive time, Local code requirements, Access, Existing construction and materials, Condition of existing flue, Condition of existing electrical system, Type of equipment | 4 | 21 | 0.002629 | 2023 | HP clothes dryers are an emerging technology. The advanced case assumes greater adoption and incentives over the coming decades.
17 | 2023 | Residential | Appliance | Clothes Dryer | Heat Pump | Electricity | Clothes Dryer Heat Pump | 2023$ | Clothes Dryer Heat Pump |  | 45.9004 | 34.366 | -101.3605 | Volume | ft3 | 3.88 | 4.25 | 8 | 6.7379 | 18.0743 | -4.032 | 160.0889 | Combined Energy Factor | lbs/kWh | 2.68 | 5.45 | 11 | 11 | 493.5189 | 1119.2705 | 1593.6178 | 1 |  |  | 787.1002 | 1243.3517 | 2035.3202 | 1 | 1 | 178.633 | 178.633 | 965.7332 | 1421.9847 | 2213.9532 | 965.7332 | 1421.9847 | 2213.9532 | 2050 | Advanced | 11 | Prevailing local wages, Drive time, Local code requirements, Access, Existing construction and materials, Condition of existing flue, Condition of existing electrical system, Type of equipment | 4 | 21 | 0.002629 | 2023 | HP clothes dryers are an emerging technology. The advanced case assumes greater adoption and incentives over the coming decades.
18 | 2023 | Residential | Appliance | Clothes Dryer | Connected Electric | Electricity | Clothes Dryer Electric - Connected | 2023$ | Clothes Dryers (Electric) | Residential Clothes Dryers (Electric) | 0 | 0 | 0 | Volume | ft3 | 1.51 | 7.49 | 7.65 | 9.2 | 0 | 0 | 0 | Integrated Modified Energy Factor | IMEF | 2.65 | 3.935 | 3.94 | 5.8 | 1171.28 | 1464.1 | 1756.92 | 1 |  |  | 1171.28 | 1464.1 | 1756.92 | 1 | 1 | 109 | 155.02 | 1280.28 | 1573.1 | 1865.92 | 1326.3 | 1619.12 | 1911.94 | 2023 | Reference | 13 | Prevailing local wages, Drive time, Local code requirements, Access, Existing construction and materials, Condition of existing flue, Condition of existing electrical system, Type of equipment | 1 | 115 | 0 | 2020 | 1) ESTAR is included in this analysis
18 | 2023 | Residential | Appliance | Clothes Dryer | Connected Electric | Electricity | Clothes Dryer Electric - Connected | 2023$ | Clothes Dryers (Electric) |  | 0 | 0 | 0 | Volume | ft3 | 1.51 | 7.49 | 7.65 | 9.2 | 0 | 0 | 0 | Integrated Modified Energy Factor | IMEF | 2.65 | 3.885 | 3.94 | 5.8 | 1171.28 | 1464.1 | 1756.92 | 1 |  |  | 1171.28 | 1464.1 | 1756.92 | 1 | 1 | 109 | 155.02 | 1280.28 | 1573.1 | 1865.92 | 1326.3 | 1619.12 | 1911.94 | 2030 | Reference | 13 | Prevailing local wages, Drive time, Local code requirements, Access, Existing construction and materials, Condition of existing flue, Condition of existing electrical system, Type of equipment | 1 | 115 | 0 | 2020 | 1) ESTAR is included in this analysis
18 | 2023 | Residential | Appliance | Clothes Dryer | Connected Electric | Electricity | Clothes Dryer Electric - Connected | 2023$ | Clothes Dryers (Electric) |  | 0 | 0 | 0 | Volume | ft3 | 1.51 | 7.49 | 7.65 | 9.2 | 0 | 0 | 0 | Integrated Modified Energy Factor | IMEF | 2.65 | 3.8575 | 3.935 | 5.8 | 1171.28 | 1464.1 | 1756.92 | 1 |  |  | 1171.28 | 1464.1 | 1756.92 | 1 | 1 | 109 | 155.02 | 1280.28 | 1573.1 | 1865.92 | 1326.3 | 1619.12 | 1911.94 | 2035 | Reference | 13 | Prevailing local wages, Drive time, Local code requirements, Access, Existing construction and materials, Condition of existing flue, Condition of existing electrical system, Type of equipment | 1 | 115 | 0 | 2020 | 1) ESTAR is included in this analysis
18 | 2023 | Residential | Appliance | Clothes Dryer | Connected Electric | Electricity | Clothes Dryer Electric - Connected | 2023$ | Clothes Dryers (Electric) |  | 0 | 0 | 0 | Volume | ft3 | 1.51 | 7.49 | 7.65 | 9.2 | 0 | 0 | 0 | Integrated Modified Energy Factor | IMEF | 2.65 | 3.83 | 3.93 | 5.8 | 1171.28 | 1464.1 | 1756.92 | 1 |  |  | 1171.28 | 1464.1 | 1756.92 | 1 | 1 | 109 | 155.02 | 1280.28 | 1573.1 | 1865.92 | 1326.3 | 1619.12 | 1911.94 | 2040 | Reference | 13 | Prevailing local wages, Drive time, Local code requirements, Access, Existing construction and materials, Condition of existing flue, Condition of existing electrical system, Type of equipment | 1 | 115 | 0 | 2020 | 1) ESTAR is included in this analysis
18 | 2023 | Residential | Appliance | Clothes Dryer | Connected Electric | Electricity | Clothes Dryer Electric - Connected | 2023$ | Clothes Dryers (Electric) |  | 0 | 0 | 0 | Volume | ft3 | 1.51 | 7.49 | 7.65 | 9.2 | 0 | 0 | 0 | Integrated Modified Energy Factor | IMEF | 2.65 | 3.83 | 3.93 | 5.8 | 1171.28 | 1464.1 | 1756.92 | 1 |  |  | 1171.28 | 1464.1 | 1756.92 | 1 | 1 | 109 | 155.02 | 1280.28 | 1573.1 | 1865.92 | 1326.3 | 1619.12 | 1911.94 | 2045 | Reference | 13 | Prevailing local wages, Drive time, Local code requirements, Access, Existing construction and materials, Condition of existing flue, Condition of existing electrical system, Type of equipment | 1 | 115 | 0 | 2020 | 1) ESTAR is included in this analysis
18 | 2023 | Residential | Appliance | Clothes Dryer | Connected Electric | Electricity | Clothes Dryer Electric - Connected | 2023$ | Clothes Dryers (Electric) |  | 0 | 0 | 0 | Volume | ft3 | 1.51 | 7.49 | 7.65 | 9.2 | 0 | 0 | 0 | Integrated Modified Energy Factor | IMEF | 2.65 | 3.83 | 3.93 | 5.8 | 1171.28 | 1464.1 | 1756.92 | 1 |  |  | 1171.28 | 1464.1 | 1756.92 | 1 | 1 | 109 | 155.02 | 1280.28 | 1573.1 | 1865.92 | 1326.3 | 1619.12 | 1911.94 | 2050 | Reference | 13 | Prevailing local wages, Drive time, Local code requirements, Access, Existing construction and materials, Condition of existing flue, Condition of existing electrical system, Type of equipment | 1 | 115 | 0 | 2020 | 1) ESTAR is included in this analysis
18 | 2023 | Residential | Appliance | Clothes Dryer | Connected Electric | Electricity | Clothes Dryer Electric - Connected | 2023$ | Clothes Dryers (Electric) |  | 0 | 0 | 0 | Volume | ft3 | 1.51 | 7.49 | 7.65 | 9.2 | 0 | 0 | 0 | Integrated Modified Energy Factor | IMEF | 2.65 | 3.935 | 3.94 | 5.8 | 1171.28 | 1464.1 | 1756.92 | 1 |  |  | 1171.28 | 1464.1 | 1756.92 | 1 | 1 | 109 | 155.02 | 1280.28 | 1573.1 | 1865.92 | 1326.3 | 1619.12 | 1911.94 | 2023 | Intermediate | 13 | Prevailing local wages, Drive time, Local code requirements, Access, Existing construction and materials, Condition of existing flue, Condition of existing electrical system, Type of equipment | 1 | 115 | 0 | 2020 | 1) ESTAR is included in this analysis
18 | 2023 | Residential | Appliance | Clothes Dryer | Connected Electric | Electricity | Clothes Dryer Electric - Connected | 2023$ | Clothes Dryers (Electric) |  | 0 | 0 | 0 | Volume | ft3 | 1.51 | 7.49 | 7.65 | 9.2 | 0 | 0 | 0 | Integrated Modified Energy Factor | IMEF | 2.65 | 3.885 | 3.94 | 5.8 | 1171.28 | 1464.1 | 1756.92 | 1 |  |  | 1171.28 | 1464.1 | 1756.92 | 1 | 1 | 109 | 155.02 | 1280.28 | 1573.1 | 1865.92 | 1326.3 | 1619.12 | 1911.94 | 2030 | Intermediate | 13 | Prevailing local wages, Drive time, Local code requirements, Access, Existing construction and materials, Condition of existing flue, Condition of existing electrical system, Type of equipment | 1 | 115 | 0 | 2020 | 1) ESTAR is included in this analysis
18 | 2023 | Residential | Appliance | Clothes Dryer | Connected Electric | Electricity | Clothes Dryer Electric - Connected | 2023$ | Clothes Dryers (Electric) |  | 0 | 0 | 0 | Volume | ft3 | 1.51 | 7.49 | 7.65 | 9.2 | 0 | 0 | 0 | Integrated Modified Energy Factor | IMEF | 2.65 | 3.8575 | 3.935 | 5.8 | 1171.28 | 1464.1 | 1756.92 | 1 |  |  | 1171.28 | 1464.1 | 1756.92 | 1 | 1 | 109 | 155.02 | 1280.28 | 1573.1 | 1865.92 | 1326.3 | 1619.12 | 1911.94 | 2035 | Intermediate | 13 | Prevailing local wages, Drive time, Local code requirements, Access, Existing construction and materials, Condition of existing flue, Condition of existing electrical system, Type of equipment | 1 | 115 | 0 | 2020 | 1) ESTAR is included in this analysis
18 | 2023 | Residential | Appliance | Clothes Dryer | Connected Electric | Electricity | Clothes Dryer Electric - Connected | 2023$ | Clothes Dryers (Electric) |  | 0 | 0 | 0 | Volume | ft3 | 1.51 | 7.49 | 7.65 | 9.2 | 0 | 0 | 0 | Integrated Modified Energy Factor | IMEF | 2.65 | 3.83 | 3.93 | 5.8 | 1171.28 | 1464.1 | 1756.92 | 1 |  |  | 1171.28 | 1464.1 | 1756.92 | 1 | 1 | 109 | 155.02 | 1280.28 | 1573.1 | 1865.92 | 1326.3 | 1619.12 | 1911.94 | 2040 | Intermediate | 13 | Prevailing local wages, Drive time, Local code requirements, Access, Existing construction and materials, Condition of existing flue, Condition of existing electrical system, Type of equipment | 1 | 115 | 0 | 2020 | 1) ESTAR is included in this analysis
18 | 2023 | Residential | Appliance | Clothes Dryer | Connected Electric | Electricity | Clothes Dryer Electric - Connected | 2023$ | Clothes Dryers (Electric) |  | 0 | 0 | 0 | Volume | ft3 | 1.51 | 7.49 | 7.65 | 9.2 | 0 | 0 | 0 | Integrated Modified Energy Factor | IMEF | 2.65 | 3.83 | 3.93 | 5.8 | 1171.28 | 1464.1 | 1756.92 | 1 |  |  | 1171.28 | 1464.1 | 1756.92 | 1 | 1 | 109 | 155.02 | 1280.28 | 1573.1 | 1865.92 | 1326.3 | 1619.12 | 1911.94 | 2045 | Intermediate | 13 | Prevailing local wages, Drive time, Local code requirements, Access, Existing construction and materials, Condition of existing flue, Condition of existing electrical system, Type of equipment | 1 | 115 | 0 | 2020 | 1) ESTAR is included in this analysis
18 | 2023 | Residential | Appliance | Clothes Dryer | Connected Electric | Electricity | Clothes Dryer Electric - Connected | 2023$ | Clothes Dryers (Electric) |  | 0 | 0 | 0 | Volume | ft3 | 1.51 | 7.49 | 7.65 | 9.2 | 0 | 0 | 0 | Integrated Modified Energy Factor | IMEF | 2.65 | 3.83 | 3.93 | 5.8 | 1171.28 | 1464.1 | 1756.92 | 1 |  |  | 1171.28 | 1464.1 | 1756.92 | 1 | 1 | 109 | 155.02 | 1280.28 | 1573.1 | 1865.92 | 1326.3 | 1619.12 | 1911.94 | 2050 | Intermediate | 13 | Prevailing local wages, Drive time, Local code requirements, Access, Existing construction and materials, Condition of existing flue, Condition of existing electrical system, Type of equipment | 1 | 115 | 0 | 2020 | 1) ESTAR is included in this analysis
18 | 2023 | Residential | Appliance | Clothes Dryer | Connected Electric | Electricity | Clothes Dryer Electric - Connected | 2023$ | Clothes Dryers (Electric) |  | 0 | 0 | 0 | Volume | ft3 | 1.51 | 7.49 | 7.65 | 9.2 | 0 | 0 | 0 | Integrated Modified Energy Factor | IMEF | 2.65 | 3.935 | 3.94 | 5.8 | 1171.28 | 1464.1 | 1756.92 | 1 |  |  | 1171.28 | 1464.1 | 1756.92 | 1 | 1 | 109 | 155.02 | 1280.28 | 1573.1 | 1865.92 | 1326.3 | 1619.12 | 1911.94 | 2023 | Advanced | 13 | Prevailing local wages, Drive time, Local code requirements, Access, Existing construction and materials, Condition of existing flue, Condition of existing electrical system, Type of equipment | 1 | 115 | 0 | 2020 | 1) ESTAR is included in this analysis
18 | 2023 | Residential | Appliance | Clothes Dryer | Connected Electric | Electricity | Clothes Dryer Electric - Connected | 2023$ | Clothes Dryers (Electric) |  | 0 | 0 | 0 | Volume | ft3 | 1.51 | 7.49 | 7.65 | 9.2 | 0 | 0 | 0 | Integrated Modified Energy Factor | IMEF | 2.65 | 3.885 | 3.94 | 5.8 | 1171.28 | 1464.1 | 1756.92 | 1 |  |  | 1171.28 | 1464.1 | 1756.92 | 1 | 1 | 109 | 155.02 | 1280.28 | 1573.1 | 1865.92 | 1326.3 | 1619.12 | 1911.94 | 2030 | Advanced | 13 | Prevailing local wages, Drive time, Local code requirements, Access, Existing construction and materials, Condition of existing flue, Condition of existing electrical system, Type of equipment | 1 | 115 | 0 | 2020 | 1) ESTAR is included in this analysis
18 | 2023 | Residential | Appliance | Clothes Dryer | Connected Electric | Electricity | Clothes Dryer Electric - Connected | 2023$ | Clothes Dryers (Electric) |  | 0 | 0 | 0 | Volume | ft3 | 1.51 | 7.49 | 7.65 | 9.2 | 0 | 0 | 0 | Integrated Modified Energy Factor | IMEF | 2.65 | 3.8575 | 3.935 | 5.8 | 1171.28 | 1464.1 | 1756.92 | 1 |  |  | 1171.28 | 1464.1 | 1756.92 | 1 | 1 | 109 | 155.02 | 1280.28 | 1573.1 | 1865.92 | 1326.3 | 1619.12 | 1911.94 | 2035 | Advanced | 13 | Prevailing local wages, Drive time, Local code requirements, Access, Existing construction and materials, Condition of existing flue, Condition of existing electrical system, Type of equipment | 1 | 115 | 0 | 2020 | 1) ESTAR is included in this analysis
18 | 2023 | Residential | Appliance | Clothes Dryer | Connected Electric | Electricity | Clothes Dryer Electric - Connected | 2023$ | Clothes Dryers (Electric) |  | 0 | 0 | 0 | Volume | ft3 | 1.51 | 7.49 | 7.65 | 9.2 | 0 | 0 | 0 | Integrated Modified Energy Factor | IMEF | 2.65 | 3.83 | 3.93 | 5.8 | 1171.28 | 1464.1 | 1756.92 | 1 |  |  | 1171.28 | 1464.1 | 1756.92 | 1 | 1 | 109 | 155.02 | 1280.28 | 1573.1 | 1865.92 | 1326.3 | 1619.12 | 1911.94 | 2040 | Advanced | 13 | Prevailing local wages, Drive time, Local code requirements, Access, Existing construction and materials, Condition of existing flue, Condition of existing electrical system, Type of equipment | 1 | 115 | 0 | 2020 | 1) ESTAR is included in this analysis
18 | 2023 | Residential | Appliance | Clothes Dryer | Connected Electric | Electricity | Clothes Dryer Electric - Connected | 2023$ | Clothes Dryers (Electric) |  | 0 | 0 | 0 | Volume | ft3 | 1.51 | 7.49 | 7.65 | 9.2 | 0 | 0 | 0 | Integrated Modified Energy Factor | IMEF | 2.65 | 3.83 | 3.93 | 5.8 | 1171.28 | 1464.1 | 1756.92 | 1 |  |  | 1171.28 | 1464.1 | 1756.92 | 1 | 1 | 109 | 155.02 | 1280.28 | 1573.1 | 1865.92 | 1326.3 | 1619.12 | 1911.94 | 2045 | Advanced | 13 | Prevailing local wages, Drive time, Local code requirements, Access, Existing construction and materials, Condition of existing flue, Condition of existing electrical system, Type of equipment | 1 | 115 | 0 | 2020 | 1) ESTAR is included in this analysis
18 | 2023 | Residential | Appliance | Clothes Dryer | Connected Electric | Electricity | Clothes Dryer Electric - Connected | 2023$ | Clothes Dryers (Electric) |  | 0 | 0 | 0 | Volume | ft3 | 1.51 | 7.49 | 7.65 | 9.2 | 0 | 0 | 0 | Integrated Modified Energy Factor | IMEF | 2.65 | 3.83 | 3.93 | 5.8 | 1171.28 | 1464.1 | 1756.92 | 1 |  |  | 1171.28 | 1464.1 | 1756.92 | 1 | 1 | 109 | 155.02 | 1280.28 | 1573.1 | 1865.92 | 1326.3 | 1619.12 | 1911.94 | 2050 | Advanced | 13 | Prevailing local wages, Drive time, Local code requirements, Access, Existing construction and materials, Condition of existing flue, Condition of existing electrical system, Type of equipment | 1 | 115 | 0 | 2020 | 1) ESTAR is included in this analysis
19 | 2023 | Residential | Appliance | Clothes Washer | Front Load | Electricity | Clothes Washer Front Load | 2023$ | Clothes Washer Front Load | Clothes Washers (Front) | -4.5252 | 47.5596 | -53.4678 | Volume | ft3 | 1 | 4.5 | 5 | 6 | 1.7061 | 0.77014 | 10.6569 | Annual Energy Consumption | kWh/yr | 50 | 70.77 | 158 | 158 | 550.1605 | 718.52 | 510.3044 | 1 |  |  | 650.5363 | 987.0409 | 1023.8892 | 1 | 1 | 201.7159 | 427.2724 | 852.2522 | 1188.7568 | 1225.6051 | 1077.8087 | 1414.3133 | 1451.1616 | 2023 | Reference | 11 | Prevailing local wages, Drive time, Local code requirements, Access, Moisture issues present, Need for condensate line/drain, Condition of existing electrical system, Type of equipment | 2 | 76 | 0.03085 | 2023
19 | 2023 | Residential | Appliance | Clothes Washer | Front Load | Electricity | Clothes Washer Front Load | 2023$ | Clothes Washer Front Load | Clothes Washers (Front) | -4.5252 | 47.5596 | -53.4678 | Volume | ft3 | 1 | 4.5 | 5 | 6 | 1.7061 | 0.77014 | 10.6569 | Annual Energy Consumption | kWh/yr | 50 | 28.08 | 39.78 | 158 | 550.1605 | 718.52 | 510.3044 | 1 |  |  | 577.7038 | 954.1636 | 568.9454 | 1 | 1 | 201.7159 | 427.2724 | 779.4198 | 1155.8795 | 770.6613 | 1004.9763 | 1381.436 | 996.2178 | 2030 | Reference | 11 | Prevailing local wages, Drive time, Local code requirements, Access, Moisture issues present, Need for condensate line/drain, Condition of existing electrical system, Type of equipment | 2 | 76 | 0.03085 | 2023 | 0
19 | 2023 | Residential | Appliance | Clothes Washer | Front Load | Electricity | Clothes Washer Front Load | 2023$ | Clothes Washer Front Load | Clothes Washers (Front) | -4.5252 | 47.5596 | -53.4678 | Volume | ft3 | 1 | 4.5 | 5 | 6 | 1.7061 | 0.77014 | 10.6569 | Annual Energy Consumption | kWh/yr | 50 | 28.08 | 39.78 | 158 | 550.1605 | 718.52 | 510.3044 | 1 |  |  | 577.7038 | 954.1636 | 568.9454 | 1 | 1 | 201.7159 | 427.2724 | 779.4198 | 1155.8795 | 770.6613 | 1004.9763 | 1381.436 | 996.2178 | 2035 | Reference | 11 | Prevailing local wages, Drive time, Local code requirements, Access, Moisture issues present, Need for condensate line/drain, Condition of existing electrical system, Type of equipment | 2 | 76 | 0.03085 | 2023 | 0
19 | 2023 | Residential | Appliance | Clothes Washer | Front Load | Electricity | Clothes Washer Front Load | 2023$ | Clothes Washer Front Load | Clothes Washers (Front) | -4.5252 | 47.5596 | -53.4678 | Volume | ft3 | 1 | 4.5 | 5 | 6 | 1.7061 | 0.77014 | 10.6569 | Annual Energy Consumption | kWh/yr | 50 | 28.08 | 39.78 | 158 | 550.1605 | 718.52 | 510.3044 | 1 |  |  | 577.7038 | 954.1636 | 568.9454 | 1 | 1 | 201.7159 | 427.2724 | 779.4198 | 1155.8795 | 770.6613 | 1004.9763 | 1381.436 | 996.2178 | 2040 | Reference | 11 | Prevailing local wages, Drive time, Local code requirements, Access, Moisture issues present, Need for condensate line/drain, Condition of existing electrical system, Type of equipment | 2 | 76 | 0.03085 | 2023 | 0
19 | 2023 | Residential | Appliance | Clothes Washer | Front Load | Electricity | Clothes Washer Front Load | 2023$ | Clothes Washer Front Load | Clothes Washers (Front) | -4.5252 | 47.5596 | -53.4678 | Volume | ft3 | 1 | 4.5 | 5 | 6 | 1.7061 | 0.77014 | 10.6569 | Annual Energy Consumption | kWh/yr | 50 | 28.08 | 39.78 | 158 | 550.1605 | 718.52 | 510.3044 | 1 |  |  | 577.7038 | 954.1636 | 568.9454 | 1 | 1 | 201.7159 | 427.2724 | 779.4198 | 1155.8795 | 770.6613 | 1004.9763 | 1381.436 | 996.2178 | 2045 | Reference | 11 | Prevailing local wages, Drive time, Local code requirements, Access, Moisture issues present, Need for condensate line/drain, Condition of existing electrical system, Type of equipment | 2 | 76 | 0.03085 | 2023 | 0
19 | 2023 | Residential | Appliance | Clothes Washer | Front Load | Electricity | Clothes Washer Front Load | 2023$ | Clothes Washer Front Load | Clothes Washers (Front) | -4.5252 | 47.5596 | -53.4678 | Volume | ft3 | 1 | 4.5 | 5 | 6 | 1.7061 | 0.77014 | 10.6569 | Annual Energy Consumption | kWh/yr | 50 | 28.08 | 39.78 | 158 | 550.1605 | 718.52 | 510.3044 | 1 |  |  | 577.7038 | 954.1636 | 568.9454 | 1 | 1 | 201.7159 | 427.2724 | 779.4198 | 1155.8795 | 770.6613 | 1004.9763 | 1381.436 | 996.2178 | 2050 | Reference | 11 | Prevailing local wages, Drive time, Local code requirements, Access, Moisture issues present, Need for condensate line/drain, Condition of existing electrical system, Type of equipment | 2 | 76 | 0.03085 | 2023 | 0
19 | 2023 | Residential | Appliance | Clothes Washer | Front Load | Electricity | Clothes Washer Front Load | 2023$ | Clothes Washer Front Load | Clothes Washers (Front) | -4.5252 | 47.5596 | -53.4678 | Volume | ft3 | 1 | 4.5 | 5 | 6 | 1.7061 | 0.77014 | 10.6569 | Annual Energy Consumption | kWh/yr | 50 | 49.425 | 98.89 | 158 | 550.1605 | 718.52 | 510.3044 | 1 |  |  | 614.1201 | 970.6022 | 796.4173 | 1 | 1 | 201.7159 | 427.2724 | 815.836 | 1172.3181 | 998.1332 | 1041.3925 | 1397.8746 | 1223.6897 | 2023 | Intermediate | 11 | Prevailing local wages, Drive time, Local code requirements, Access, Moisture issues present, Need for condensate line/drain, Condition of existing electrical system, Type of equipment | 2 | 76 | 0.03085 | 2023 | 0
19 | 2023 | Residential | Appliance | Clothes Washer | Front Load | Electricity | Clothes Washer Front Load | 2023$ | Clothes Washer Front Load | Clothes Washers (Front) | -4.5252 | 47.5596 | -53.4678 | Volume | ft3 | 1 | 4.5 | 5 | 6 | 1.7061 | 0.77014 | 10.6569 | Annual Energy Consumption | kWh/yr | 50 | 28.08 | 39.78 | 158 | 550.1605 | 718.52 | 510.3044 | 1 |  |  | 577.7038 | 954.1636 | 568.9454 | 1 | 1 | 201.7159 | 427.2724 | 779.4198 | 1155.8795 | 770.6613 | 1004.9763 | 1381.436 | 996.2178 | 2030 | Intermediate | 11 | Prevailing local wages, Drive time, Local code requirements, Access, Moisture issues present, Need for condensate line/drain, Condition of existing electrical system, Type of equipment | 2 | 76 | 0.03085 | 2023 | 0
19 | 2023 | Residential | Appliance | Clothes Washer | Front Load | Electricity | Clothes Washer Front Load | 2023$ | Clothes Washer Front Load | Clothes Washers (Front) | -4.5252 | 47.5596 | -53.4678 | Volume | ft3 | 1 | 4.5 | 5 | 6 | 1.7061 | 0.77014 | 10.6569 | Annual Energy Consumption | kWh/yr | 50 | 28.08 | 39.78 | 158 | 550.1605 | 718.52 | 510.3044 | 1 |  |  | 577.7038 | 954.1636 | 568.9454 | 1 | 1 | 201.7159 | 427.2724 | 779.4198 | 1155.8795 | 770.6613 | 1004.9763 | 1381.436 | 996.2178 | 2035 | Intermediate | 11 | Prevailing local wages, Drive time, Local code requirements, Access, Moisture issues present, Need for condensate line/drain, Condition of existing electrical system, Type of equipment | 2 | 76 | 0.03085 | 2023 | 0
19 | 2023 | Residential | Appliance | Clothes Washer | Front Load | Electricity | Clothes Washer Front Load | 2023$ | Clothes Washer Front Load | Clothes Washers (Front) | -4.5252 | 47.5596 | -53.4678 | Volume | ft3 | 1 | 4.5 | 5 | 6 | 1.7061 | 0.77014 | 10.6569 | Annual Energy Consumption | kWh/yr | 50 | 28.08 | 39.78 | 158 | 550.1605 | 718.52 | 510.3044 | 1 |  |  | 577.7038 | 954.1636 | 568.9454 | 1 | 1 | 201.7159 | 427.2724 | 779.4198 | 1155.8795 | 770.6613 | 1004.9763 | 1381.436 | 996.2178 | 2040 | Intermediate | 11 | Prevailing local wages, Drive time, Local code requirements, Access, Moisture issues present, Need for condensate line/drain, Condition of existing electrical system, Type of equipment | 2 | 76 | 0.03085 | 2023 | 0
19 | 2023 | Residential | Appliance | Clothes Washer | Front Load | Electricity | Clothes Washer Front Load | 2023$ | Clothes Washer Front Load | Clothes Washers (Front) | -4.5252 | 47.5596 | -53.4678 | Volume | ft3 | 1 | 4.5 | 5 | 6 | 1.7061 | 0.77014 | 10.6569 | Annual Energy Consumption | kWh/yr | 50 | 28.08 | 39.78 | 158 | 550.1605 | 718.52 | 510.3044 | 1 |  |  | 577.7038 | 954.1636 | 568.9454 | 1 | 1 | 201.7159 | 427.2724 | 779.4198 | 1155.8795 | 770.6613 | 1004.9763 | 1381.436 | 996.2178 | 2045 | Intermediate | 11 | Prevailing local wages, Drive time, Local code requirements, Access, Moisture issues present, Need for condensate line/drain, Condition of existing electrical system, Type of equipment | 2 | 76 | 0.03085 | 2023 | 0
19 | 2023 | Residential | Appliance | Clothes Washer | Front Load | Electricity | Clothes Washer Front Load | 2023$ | Clothes Washer Front Load | Clothes Washers (Front) | -4.5252 | 47.5596 | -53.4678 | Volume | ft3 | 1 | 4.5 | 5 | 6 | 1.7061 | 0.77014 | 10.6569 | Annual Energy Consumption | kWh/yr | 50 | 28.08 | 39.78 | 158 | 550.1605 | 718.52 | 510.3044 | 1 |  |  | 577.7038 | 954.1636 | 568.9454 | 1 | 1 | 201.7159 | 427.2724 | 779.4198 | 1155.8795 | 770.6613 | 1004.9763 | 1381.436 | 996.2178 | 2050 | Intermediate | 11 | Prevailing local wages, Drive time, Local code requirements, Access, Moisture issues present, Need for condensate line/drain, Condition of existing electrical system, Type of equipment | 2 | 76 | 0.03085 | 2023 | 0
19 | 2023 | Residential | Appliance | Clothes Washer | Front Load | Electricity | Clothes Washer Front Load | 2023$ | Clothes Washer Front Load | Clothes Washers (Front) | -4.5252 | 47.5596 | -53.4678 | Volume | ft3 | 1 | 4.5 | 5 | 6 | 1.7061 | 0.77014 | 10.6569 | Annual Energy Consumption | kWh/yr | 50 | 28.08 | 39.78 | 158 | 550.1605 | 718.52 | 510.3044 | 1 |  |  | 577.7038 | 954.1636 | 568.9454 | 1 | 1 | 201.7159 | 427.2724 | 779.4198 | 1155.8795 | 770.6613 | 1004.9763 | 1381.436 | 996.2178 | 2023 | Advanced | 11 | Prevailing local wages, Drive time, Local code requirements, Access, Moisture issues present, Need for condensate line/drain, Condition of existing electrical system, Type of equipment | 2 | 76 | 0.03085 | 2023 | 0
19 | 2023 | Residential | Appliance | Clothes Washer | Front Load | Electricity | Clothes Washer Front Load | 2023$ | Clothes Washer Front Load | Clothes Washers (Front) | -4.5252 | 47.5596 | -53.4678 | Volume | ft3 | 1 | 4.5 | 5 | 6 | 1.7061 | 0.77014 | 10.6569 | Annual Energy Consumption | kWh/yr | 50 | 28.08 | 39.78 | 158 | 550.1605 | 718.52 | 510.3044 | 1 |  |  | 577.7038 | 954.1636 | 568.9454 | 1 | 1 | 201.7159 | 427.2724 | 779.4198 | 1155.8795 | 770.6613 | 1004.9763 | 1381.436 | 996.2178 | 2030 | Advanced | 11 | Prevailing local wages, Drive time, Local code requirements, Access, Moisture issues present, Need for condensate line/drain, Condition of existing electrical system, Type of equipment | 2 | 76 | 0.03085 | 2023 | 0
19 | 2023 | Residential | Appliance | Clothes Washer | Front Load | Electricity | Clothes Washer Front Load | 2023$ | Clothes Washer Front Load | Clothes Washers (Front) | -4.5252 | 47.5596 | -53.4678 | Volume | ft3 | 1 | 4.5 | 5 | 6 | 1.7061 | 0.77014 | 10.6569 | Annual Energy Consumption | kWh/yr | 50 | 28.08 | 39.78 | 158 | 550.1605 | 718.52 | 510.3044 | 1 |  |  | 577.7038 | 954.1636 | 568.9454 | 1 | 1 | 201.7159 | 427.2724 | 779.4198 | 1155.8795 | 770.6613 | 1004.9763 | 1381.436 | 996.2178 | 2035 | Advanced | 11 | Prevailing local wages, Drive time, Local code requirements, Access, Moisture issues present, Need for condensate line/drain, Condition of existing electrical system, Type of equipment | 2 | 76 | 0.03085 | 2023 | 0
19 | 2023 | Residential | Appliance | Clothes Washer | Front Load | Electricity | Clothes Washer Front Load | 2023$ | Clothes Washer Front Load | Clothes Washers (Front) | -4.5252 | 47.5596 | -53.4678 | Volume | ft3 | 1 | 4.5 | 5 | 6 | 1.7061 | 0.77014 | 10.6569 | Annual Energy Consumption | kWh/yr | 50 | 28.08 | 39.78 | 158 | 550.1605 | 718.52 | 510.3044 | 1 |  |  | 577.7038 | 954.1636 | 568.9454 | 1 | 1 | 201.7159 | 427.2724 | 779.4198 | 1155.8795 | 770.6613 | 1004.9763 | 1381.436 | 996.2178 | 2040 | Advanced | 11 | Prevailing local wages, Drive time, Local code requirements, Access, Moisture issues present, Need for condensate line/drain, Condition of existing electrical system, Type of equipment | 2 | 76 | 0.03085 | 2023 | 0
19 | 2023 | Residential | Appliance | Clothes Washer | Front Load | Electricity | Clothes Washer Front Load | 2023$ | Clothes Washer Front Load | Clothes Washers (Front) | -4.5252 | 47.5596 | -53.4678 | Volume | ft3 | 1 | 4.5 | 5 | 6 | 1.7061 | 0.77014 | 10.6569 | Annual Energy Consumption | kWh/yr | 50 | 28.08 | 39.78 | 158 | 550.1605 | 718.52 | 510.3044 | 1 |  |  | 577.7038 | 954.1636 | 568.9454 | 1 | 1 | 201.7159 | 427.2724 | 779.4198 | 1155.8795 | 770.6613 | 1004.9763 | 1381.436 | 996.2178 | 2045 | Advanced | 11 | Prevailing local wages, Drive time, Local code requirements, Access, Moisture issues present, Need for condensate line/drain, Condition of existing electrical system, Type of equipment | 2 | 76 | 0.03085 | 2023 | 0
19 | 2023 | Residential | Appliance | Clothes Washer | Front Load | Electricity | Clothes Washer Front Load | 2023$ | Clothes Washer Front Load | Clothes Washers (Front) | -4.5252 | 47.5596 | -53.4678 | Volume | ft3 | 1 | 4.5 | 5 | 6 | 1.7061 | 0.77014 | 10.6569 | Annual Energy Consumption | kWh/yr | 50 | 28.08 | 39.78 | 158 | 550.1605 | 718.52 | 510.3044 | 1 |  |  | 577.7038 | 954.1636 | 568.9454 | 1 | 1 | 201.7159 | 427.2724 | 779.4198 | 1155.8795 | 770.6613 | 1004.9763 | 1381.436 | 996.2178 | 2050 | Advanced | 11 | Prevailing local wages, Drive time, Local code requirements, Access, Moisture issues present, Need for condensate line/drain, Condition of existing electrical system, Type of equipment | 2 | 76 | 0.03085 | 2023 | 0
20 | 2023 | Residential | Appliance | Clothes Washer | Front Load Connected | Electricity | Clothes Washer Front Load Connected | 2023$ | Residential Clothes Washers (Front) |  | 0 | 0 | 0 | Volume | ft3 | 0.7 | 1 | 1 | 5.8 | 0 | 0 | 0 | Integrated Modified Energy Factor | IMEF | 1.17 | 1 | 1 | 3.1 | 1236.136 | 1545.17 | 1854.204 | 1 |  |  | 1236.136 | 1545.17 | 1854.204 | 1 | 1 | 201.7159 | 427.2724 | 1437.8519 | 1746.8859 | 2055.9199 | 1663.4084 | 1972.4424 | 2281.4764 | 2023 | Reference | 13 | Prevailing local wages, Drive time, Local code requirements, Access, Moisture issues present, Need for condensate line/drain, Condition of existing electrical system, Type of equipment | 2 | 78 | 0 | 2020 | 1) ESTAR is included in this analysis as no difference was found in the EIA Report
20 | 2023 | Residential | Appliance | Clothes Washer | Front Load Connected | Electricity | Clothes Washer Front Load Connected | 2023$ | Residential Clothes Washers (Front) |  | 0 | 0 | 0 | Volume | ft3 | 0.7 | 1 | 1 | 5.8 | 0 | 0 | 0 | Integrated Modified Energy Factor | IMEF | 1.17 | 1 | 1 | 3.1 | 1236.136 | 1545.17 | 1854.204 | 1 |  |  | 1236.136 | 1545.17 | 1854.204 | 1 | 1 | 201.7159 | 427.2724 | 1437.8519 | 1746.8859 | 2055.9199 | 1663.4084 | 1972.4424 | 2281.4764 | 2030 | Reference | 13 | Prevailing local wages, Drive time, Local code requirements, Access, Moisture issues present, Need for condensate line/drain, Condition of existing electrical system, Type of equipment | 2 | 78 | 0 | 2020 | 1) ESTAR is included in this analysis as no difference was found in the EIA Report
20 | 2023 | Residential | Appliance | Clothes Washer | Front Load Connected | Electricity | Clothes Washer Front Load Connected | 2023$ | Residential Clothes Washers (Front) |  | 0 | 0 | 0 | Volume | ft3 | 0.7 | 1 | 1 | 5.8 | 0 | 0 | 0 | Integrated Modified Energy Factor | IMEF | 1.17 | 1 | 1 | 3.1 | 1236.136 | 1545.17 | 1854.204 | 1 |  |  | 1236.136 | 1545.17 | 1854.204 | 1 | 1 | 201.7159 | 427.2724 | 1437.8519 | 1746.8859 | 2055.9199 | 1663.4084 | 1972.4424 | 2281.4764 | 2035 | Reference | 13 | Prevailing local wages, Drive time, Local code requirements, Access, Moisture issues present, Need for condensate line/drain, Condition of existing electrical system, Type of equipment | 2 | 78 | 0 | 2020 | 1) ESTAR is included in this analysis as no difference was found in the EIA Report
20 | 2023 | Residential | Appliance | Clothes Washer | Front Load Connected | Electricity | Clothes Washer Front Load Connected | 2023$ | Residential Clothes Washers (Front) |  | 0 | 0 | 0 | Volume | ft3 | 0.7 | 1 | 1 | 5.8 | 0 | 0 | 0 | Integrated Modified Energy Factor | IMEF | 1.17 | 1 | 1 | 3.1 | 1236.136 | 1545.17 | 1854.204 | 1 |  |  | 1236.136 | 1545.17 | 1854.204 | 1 | 1 | 201.7159 | 427.2724 | 1437.8519 | 1746.8859 | 2055.9199 | 1663.4084 | 1972.4424 | 2281.4764 | 2040 | Reference | 13 | Prevailing local wages, Drive time, Local code requirements, Access, Moisture issues present, Need for condensate line/drain, Condition of existing electrical system, Type of equipment | 2 | 78 | 0 | 2020 | 1) ESTAR is included in this analysis as no difference was found in the EIA Report
20 | 2023 | Residential | Appliance | Clothes Washer | Front Load Connected | Electricity | Clothes Washer Front Load Connected | 2023$ | Residential Clothes Washers (Front) |  | 0 | 0 | 0 | Volume | ft3 | 0.7 | 1 | 1 | 5.8 | 0 | 0 | 0 | Integrated Modified Energy Factor | IMEF | 1.17 | 1 | 1 | 3.1 | 1236.136 | 1545.17 | 1854.204 | 1 |  |  | 1236.136 | 1545.17 | 1854.204 | 1 | 1 | 201.7159 | 427.2724 | 1437.8519 | 1746.8859 | 2055.9199 | 1663.4084 | 1972.4424 | 2281.4764 | 2045 | Reference | 13 | Prevailing local wages, Drive time, Local code requirements, Access, Moisture issues present, Need for condensate line/drain, Condition of existing electrical system, Type of equipment | 2 | 78 | 0 | 2020 | 1) ESTAR is included in this analysis as no difference was found in the EIA Report
20 | 2023 | Residential | Appliance | Clothes Washer | Front Load Connected | Electricity | Clothes Washer Front Load Connected | 2023$ | Residential Clothes Washers (Front) |  | 0 | 0 | 0 | Volume | ft3 | 0.7 | 1 | 1 | 5.8 | 0 | 0 | 0 | Integrated Modified Energy Factor | IMEF | 1.17 | 1 | 1 | 3.1 | 1236.136 | 1545.17 | 1854.204 | 1 |  |  | 1236.136 | 1545.17 | 1854.204 | 1 | 1 | 201.7159 | 427.2724 | 1437.8519 | 1746.8859 | 2055.9199 | 1663.4084 | 1972.4424 | 2281.4764 | 2050 | Reference | 13 | Prevailing local wages, Drive time, Local code requirements, Access, Moisture issues present, Need for condensate line/drain, Condition of existing electrical system, Type of equipment | 2 | 78 | 0 | 2020 | 1) ESTAR is included in this analysis as no difference was found in the EIA Report
20 | 2023 | Residential | Appliance | Clothes Washer | Front Load Connected | Electricity | Clothes Washer Front Load Connected | 2023$ | Residential Clothes Washers (Front) |  | 0 | 0 | 0 | Volume | ft3 | 0.7 | 1 | 1 | 5.8 | 0 | 0 | 0 | Integrated Modified Energy Factor | IMEF | 1.17 | 1.785 | 1.96 | 3.1 | 1236.136 | 1545.17 | 1854.204 | 1 |  |  | 1236.136 | 1545.17 | 1854.204 | 1 | 1 | 201.7159 | 427.2724 | 1437.8519 | 1746.8859 | 2055.9199 | 1663.4084 | 1972.4424 | 2281.4764 | 2023 | Intermediate | 13 | Prevailing local wages, Drive time, Local code requirements, Access, Moisture issues present, Need for condensate line/drain, Condition of existing electrical system, Type of equipment | 2 | 78 | 0 | 2020 | 1) ESTAR is included in this analysis as no difference was found in the EIA Report
20 | 2023 | Residential | Appliance | Clothes Washer | Front Load Connected | Electricity | Clothes Washer Front Load Connected | 2023$ | Residential Clothes Washers (Front) |  | 0 | 0 | 0 | Volume | ft3 | 0.7 | 1 | 1 | 5.8 | 0 | 0 | 0 | Integrated Modified Energy Factor | IMEF | 1.17 | 1.9225 | 1.96 | 3.1 | 1202.1536 | 1502.692 | 1803.2304 | 1 |  |  | 1202.1536 | 1502.692 | 1803.2304 | 1 | 1 | 201.7159 | 427.2724 | 1403.8695 | 1704.4079 | 2004.9463 | 1629.426 | 1929.9644 | 2230.5028 | 2030 | Intermediate | 13 | Prevailing local wages, Drive time, Local code requirements, Access, Moisture issues present, Need for condensate line/drain, Condition of existing electrical system, Type of equipment | 2 | 78 | 0 | 2020 | 1) ESTAR is included in this analysis as no difference was found in the EIA Report
20 | 2023 | Residential | Appliance | Clothes Washer | Front Load Connected | Electricity | Clothes Washer Front Load Connected | 2023$ | Residential Clothes Washers (Front) |  | 0 | 0 | 0 | Volume | ft3 | 0.7 | 1 | 1 | 5.8 | 0 | 0 | 0 | Integrated Modified Energy Factor | IMEF | 1.17 | 1.9213 | 1.96 | 3.1 | 1177.9534 | 1472.4417 | 1766.9301 | 1 |  |  | 1177.9534 | 1472.4417 | 1766.9301 | 1 | 1 | 201.7159 | 427.2724 | 1379.6693 | 1674.1577 | 1968.646 | 1605.2258 | 1899.7142 | 2194.2025 | 2035 | Intermediate | 13 | Prevailing local wages, Drive time, Local code requirements, Access, Moisture issues present, Need for condensate line/drain, Condition of existing electrical system, Type of equipment | 2 | 78 | 0 | 2020 | 1) ESTAR is included in this analysis as no difference was found in the EIA Report
20 | 2023 | Residential | Appliance | Clothes Washer | Front Load Connected | Electricity | Clothes Washer Front Load Connected | 2023$ | Residential Clothes Washers (Front) |  | 0 | 0 | 0 | Volume | ft3 | 0.7 | 1 | 1 | 5.8 | 0 | 0 | 0 | Integrated Modified Energy Factor | IMEF | 1.17 | 1.92 | 1.96 | 3.1 | 1153.7532 | 1442.1915 | 1730.6298 | 1 |  |  | 1153.7532 | 1442.1915 | 1730.6298 | 1 | 1 | 201.7159 | 427.2724 | 1355.4692 | 1643.9075 | 1932.3458 | 1581.0257 | 1869.464 | 2157.9023 | 2040 | Intermediate | 13 | Prevailing local wages, Drive time, Local code requirements, Access, Moisture issues present, Need for condensate line/drain, Condition of existing electrical system, Type of equipment | 2 | 78 | 0 | 2020 | 1) ESTAR is included in this analysis as no difference was found in the EIA Report
20 | 2023 | Residential | Appliance | Clothes Washer | Front Load Connected | Electricity | Clothes Washer Front Load Connected | 2023$ | Residential Clothes Washers (Front) |  | 0 | 0 | 0 | Volume | ft3 | 0.7 | 1 | 1 | 5.8 | 0 | 0 | 0 | Integrated Modified Energy Factor | IMEF | 1.17 | 1.92 | 1.96 | 3.1 | 1153.7532 | 1442.1915 | 1730.6298 | 1 |  |  | 1153.7532 | 1442.1915 | 1730.6298 | 1 | 1 | 201.7159 | 427.2724 | 1355.4692 | 1643.9075 | 1932.3458 | 1581.0257 | 1869.464 | 2157.9023 | 2045 | Intermediate | 13 | Prevailing local wages, Drive time, Local code requirements, Access, Moisture issues present, Need for condensate line/drain, Condition of existing electrical system, Type of equipment | 2 | 78 | 0 | 2020 | 1) ESTAR is included in this analysis as no difference was found in the EIA Report
20 | 2023 | Residential | Appliance | Clothes Washer | Front Load Connected | Electricity | Clothes Washer Front Load Connected | 2023$ | Residential Clothes Washers (Front) |  | 0 | 0 | 0 | Volume | ft3 | 0.7 | 1 | 1 | 5.8 | 0 | 0 | 0 | Integrated Modified Energy Factor | IMEF | 1.17 | 1.92 | 1.96 | 3.1 | 1153.7532 | 1442.1915 | 1730.6298 | 1 |  |  | 1153.7532 | 1442.1915 | 1730.6298 | 1 | 1 | 201.7159 | 427.2724 | 1355.4692 | 1643.9075 | 1932.3458 | 1581.0257 | 1869.464 | 2157.9023 | 2050 | Intermediate | 13 | Prevailing local wages, Drive time, Local code requirements, Access, Moisture issues present, Need for condensate line/drain, Condition of existing electrical system, Type of equipment | 2 | 78 | 0 | 2020 | 1) ESTAR is included in this analysis as no difference was found in the EIA Report
20 | 2023 | Residential | Appliance | Clothes Washer | Front Load Connected | Electricity | Clothes Washer Front Load Connected | 2023$ | Residential Clothes Washers (Front) |  | 0 | 0 | 0 | Volume | ft3 | 0.7 | 1 | 1 | 5.8 | 0 | 0 | 0 | Integrated Modified Energy Factor | IMEF | 1.17 | 2.57 | 2.92 | 3.1 | 1236.136 | 1545.17 | 1854.204 | 1 |  |  | 1236.136 | 1545.17 | 1854.204 | 1 | 1 | 201.7159 | 427.2724 | 1437.8519 | 1746.8859 | 2055.9199 | 1663.4084 | 1972.4424 | 2281.4764 | 2023 | Advanced | 13 | Prevailing local wages, Drive time, Local code requirements, Access, Moisture issues present, Need for condensate line/drain, Condition of existing electrical system, Type of equipment | 2 | 78 | 0 | 2020 | 1) ESTAR is included in this analysis as no difference was found in the EIA Report
20 | 2023 | Residential | Appliance | Clothes Washer | Front Load Connected | Electricity | Clothes Washer Front Load Connected | 2023$ | Residential Clothes Washers (Front) |  | 0 | 0 | 0 | Volume | ft3 | 0.7 | 1 | 1 | 5.8 | 0 | 0 | 0 | Integrated Modified Energy Factor | IMEF | 1.17 | 2.845 | 2.92 | 3.1 | 1168.1711 | 1460.2139 | 1752.2567 | 1 |  |  | 1168.1711 | 1460.2139 | 1752.2567 | 1 | 1 | 201.7159 | 427.2724 | 1369.8871 | 1661.9298 | 1953.9726 | 1595.4436 | 1887.4863 | 2179.5291 | 2030 | Advanced | 13 | Prevailing local wages, Drive time, Local code requirements, Access, Moisture issues present, Need for condensate line/drain, Condition of existing electrical system, Type of equipment | 2 | 78 | 0 | 2020 | 1) ESTAR is included in this analysis as no difference was found in the EIA Report
20 | 2023 | Residential | Appliance | Clothes Washer | Front Load Connected | Electricity | Clothes Washer Front Load Connected | 2023$ | Residential Clothes Washers (Front) |  | 0 | 0 | 0 | Volume | ft3 | 0.7 | 1 | 1 | 5.8 | 0 | 0 | 0 | Integrated Modified Energy Factor | IMEF | 1.17 | 2.8425 | 2.92 | 3.1 | 1119.7708 | 1399.7135 | 1679.6562 | 1 |  |  | 1119.7708 | 1399.7135 | 1679.6562 | 1 | 1 | 201.7159 | 427.2724 | 1321.4867 | 1601.4294 | 1881.3721 | 1547.0432 | 1826.9859 | 2106.9286 | 2035 | Advanced | 13 | Prevailing local wages, Drive time, Local code requirements, Access, Moisture issues present, Need for condensate line/drain, Condition of existing electrical system, Type of equipment | 2 | 78 | 0 | 2020 | 1) ESTAR is included in this analysis as no difference was found in the EIA Report
20 | 2023 | Residential | Appliance | Clothes Washer | Front Load Connected | Electricity | Clothes Washer Front Load Connected | 2023$ | Residential Clothes Washers (Front) |  | 0 | 0 | 0 | Volume | ft3 | 0.7 | 1 | 1 | 5.8 | 0 | 0 | 0 | Integrated Modified Energy Factor | IMEF | 1.17 | 2.84 | 2.92 | 3.1 | 1071.3705 | 1339.2131 | 1607.0557 | 1 |  |  | 1071.3705 | 1339.2131 | 1607.0557 | 1 | 1 | 201.7159 | 427.2724 | 1273.0864 | 1540.929 | 1808.7716 | 1498.6429 | 1766.4855 | 2034.3281 | 2040 | Advanced | 13 | Prevailing local wages, Drive time, Local code requirements, Access, Moisture issues present, Need for condensate line/drain, Condition of existing electrical system, Type of equipment | 2 | 78 | 0 | 2020 | 1) ESTAR is included in this analysis as no difference was found in the EIA Report
20 | 2023 | Residential | Appliance | Clothes Washer | Front Load Connected | Electricity | Clothes Washer Front Load Connected | 2023$ | Residential Clothes Washers (Front) |  | 0 | 0 | 0 | Volume | ft3 | 0.7 | 1 | 1 | 5.8 | 0 | 0 | 0 | Integrated Modified Energy Factor | IMEF | 1.17 | 2.84 | 2.92 | 3.1 | 1071.3705 | 1339.2131 | 1607.0557 | 1 |  |  | 1071.3705 | 1339.2131 | 1607.0557 | 1 | 1 | 201.7159 | 427.2724 | 1273.0864 | 1540.929 | 1808.7716 | 1498.6429 | 1766.4855 | 2034.3281 | 2045 | Advanced | 13 | Prevailing local wages, Drive time, Local code requirements, Access, Moisture issues present, Need for condensate line/drain, Condition of existing electrical system, Type of equipment | 2 | 78 | 0 | 2020 | 1) ESTAR is included in this analysis as no difference was found in the EIA Report
20 | 2023 | Residential | Appliance | Clothes Washer | Front Load Connected | Electricity | Clothes Washer Front Load Connected | 2023$ | Residential Clothes Washers (Front) |  | 0 | 0 | 0 | Volume | ft3 | 0.7 | 1 | 1 | 5.8 | 0 | 0 | 0 | Integrated Modified Energy Factor | IMEF | 1.17 | 2.84 | 2.92 | 3.1 | 1071.3705 | 1339.2131 | 1607.0557 | 1 |  |  | 1071.3705 | 1339.2131 | 1607.0557 | 1 | 1 | 201.7159 | 427.2724 | 1273.0864 | 1540.929 | 1808.7716 | 1498.6429 | 1766.4855 | 2034.3281 | 2050 | Advanced | 13 | Prevailing local wages, Drive time, Local code requirements, Access, Moisture issues present, Need for condensate line/drain, Condition of existing electrical system, Type of equipment | 2 | 78 | 0 | 2020 | 1) ESTAR is included in this analysis as no difference was found in the EIA Report
21 | 2023 | Residential | Appliance | Clothes Washer | Top Load | Electricity | Clothes Washer Top Load | 2023$ | Clothes Washer (Top Load) | Clothes Washer (Top) | 107.4619 | 158.5812 | 147.9679 | Volume | ft3 | 0.78 | 3.5 | 5.5 | 5.5 | -0.17144 | -0.60798 | 0.69808 | Annual Energy Consumption | kWh/yr | 4.56 | 112.9196 | 78.2119 | 341 | 113.6777 | 151.9812 | 266.2035 | 1 |  |  | 470.4351 | 638.363 | 862.9182 | 1 | 1 | 201.7159 | 427.2724 | 672.1511 | 840.0789 | 1064.6341 | 897.7076 | 1065.6354 | 1290.1906 | 2023 | Reference | 11 | Prevailing local wages, Drive time, Local code requirements, Access, Moisture issues present, Need for condensate line/drain, Condition of existing electrical system, Type of equipment | 2 | 108 | 0.3686 | 2023
21 | 2023 | Residential | Appliance | Clothes Washer | Top Load | Electricity | Clothes Washer Top Load | 2023$ | Clothes Washer (Top Load) | Clothes Washer (Top) | 107.4619 | 158.5812 | 147.9679 | Volume | ft3 | 0.78 | 3.5 | 5.5 | 5.5 | -0.17144 | -0.60798 | 0.69808 | Annual Energy Consumption | kWh/yr | 4.56 | 112.9196 | 78.2119 | 341 | 113.6777 | 151.9812 | 266.2035 | 1 |  |  | 470.4351 | 638.363 | 862.9182 | 1 | 1 | 201.7159 | 427.2724 | 672.1511 | 840.0789 | 1064.6341 | 897.7076 | 1065.6354 | 1290.1906 | 2030 | Reference | 11 | Prevailing local wages, Drive time, Local code requirements, Access, Moisture issues present, Need for condensate line/drain, Condition of existing electrical system, Type of equipment | 2 | 108 | 0.3686 | 2023 | 0
21 | 2023 | Residential | Appliance | Clothes Washer | Top Load | Electricity | Clothes Washer Top Load | 2023$ | Clothes Washer (Top Load) | Clothes Washer (Top) | 107.4619 | 158.5812 | 147.9679 | Volume | ft3 | 0.78 | 3.5 | 5.5 | 5.5 | -0.17144 | -0.60798 | 0.69808 | Annual Energy Consumption | kWh/yr | 4.56 | 112.9196 | 78.2119 | 341 | 113.6777 | 151.9812 | 266.2035 | 1 |  |  | 470.4351 | 638.363 | 862.9182 | 1 | 1 | 201.7159 | 427.2724 | 672.1511 | 840.0789 | 1064.6341 | 897.7076 | 1065.6354 | 1290.1906 | 2035 | Reference | 11 | Prevailing local wages, Drive time, Local code requirements, Access, Moisture issues present, Need for condensate line/drain, Condition of existing electrical system, Type of equipment | 2 | 108 | 0.3686 | 2023 | 0
21 | 2023 | Residential | Appliance | Clothes Washer | Top Load | Electricity | Clothes Washer Top Load | 2023$ | Clothes Washer (Top Load) | Clothes Washer (Top) | 107.4619 | 158.5812 | 147.9679 | Volume | ft3 | 0.78 | 3.5 | 5.5 | 5.5 | -0.17144 | -0.60798 | 0.69808 | Annual Energy Consumption | kWh/yr | 4.56 | 112.9196 | 78.2119 | 341 | 113.6777 | 151.9812 | 266.2035 | 1 |  |  | 470.4351 | 638.363 | 862.9182 | 1 | 1 | 201.7159 | 427.2724 | 672.1511 | 840.0789 | 1064.6341 | 897.7076 | 1065.6354 | 1290.1906 | 2040 | Reference | 11 | Prevailing local wages, Drive time, Local code requirements, Access, Moisture issues present, Need for condensate line/drain, Condition of existing electrical system, Type of equipment | 2 | 108 | 0.3686 | 2023 | 0
21 | 2023 | Residential | Appliance | Clothes Washer | Top Load | Electricity | Clothes Washer Top Load | 2023$ | Clothes Washer (Top Load) | Clothes Washer (Top) | 107.4619 | 158.5812 | 147.9679 | Volume | ft3 | 0.78 | 3.5 | 5.5 | 5.5 | -0.17144 | -0.60798 | 0.69808 | Annual Energy Consumption | kWh/yr | 4.56 | 112.9196 | 78.2119 | 341 | 113.6777 | 151.9812 | 266.2035 | 1 |  |  | 470.4351 | 638.363 | 862.9182 | 1 | 1 | 201.7159 | 427.2724 | 672.1511 | 840.0789 | 1064.6341 | 897.7076 | 1065.6354 | 1290.1906 | 2045 | Reference | 11 | Prevailing local wages, Drive time, Local code requirements, Access, Moisture issues present, Need for condensate line/drain, Condition of existing electrical system, Type of equipment | 2 | 108 | 0.3686 | 2023 | 0
21 | 2023 | Residential | Appliance | Clothes Washer | Top Load | Electricity | Clothes Washer Top Load | 2023$ | Clothes Washer (Top Load) | Clothes Washer (Top) | 107.4619 | 158.5812 | 147.9679 | Volume | ft3 | 0.78 | 3.5 | 5.5 | 5.5 | -0.17144 | -0.60798 | 0.69808 | Annual Energy Consumption | kWh/yr | 4.56 | 112.9196 | 78.2119 | 341 | 113.6777 | 151.9812 | 266.2035 | 1 |  |  | 470.4351 | 638.363 | 862.9182 | 1 | 1 | 201.7159 | 427.2724 | 672.1511 | 840.0789 | 1064.6341 | 897.7076 | 1065.6354 | 1290.1906 | 2050 | Reference | 11 | Prevailing local wages, Drive time, Local code requirements, Access, Moisture issues present, Need for condensate line/drain, Condition of existing electrical system, Type of equipment | 2 | 108 | 0.3686 | 2023 | 0
21 | 2023 | Residential | Appliance | Clothes Washer | Top Load | Electricity | Clothes Washer Top Load | 2023$ | Clothes Washer (Top Load) | Clothes Washer (Top) | 107.4619 | 158.5812 | 147.9679 | Volume | ft3 | 0.78 | 3.5 | 5.5 | 5.5 | -0.17144 | -0.60798 | 0.69808 | Annual Energy Consumption | kWh/yr | 4.56 | 112.9196 | 78.2119 | 341 | 113.6777 | 151.9812 | 266.2035 | 1 |  |  | 470.4351 | 638.363 | 862.9182 | 1 | 1 | 201.7159 | 427.2724 | 672.1511 | 840.0789 | 1064.6341 | 897.7076 | 1065.6354 | 1290.1906 | 2023 | Intermediate | 11 | Prevailing local wages, Drive time, Local code requirements, Access, Moisture issues present, Need for condensate line/drain, Condition of existing electrical system, Type of equipment | 2 | 108 | 0.3686 | 2023 | 0
21 | 2023 | Residential | Appliance | Clothes Washer | Top Load | Electricity | Clothes Washer Top Load | 2023$ | Clothes Washer (Top Load) | Clothes Washer (Top) | 107.4619 | 158.5812 | 147.9679 | Volume | ft3 | 0.78 | 3.5 | 5.5 | 5.5 | -0.17144 | -0.60798 | 0.69808 | Annual Energy Consumption | kWh/yr | 4.56 | 112.9196 | 78.2119 | 341 | 113.6777 | 151.9812 | 266.2035 | 1 |  |  | 470.4351 | 638.363 | 862.9182 | 1 | 1 | 201.7159 | 427.2724 | 672.1511 | 840.0789 | 1064.6341 | 897.7076 | 1065.6354 | 1290.1906 | 2030 | Intermediate | 11 | Prevailing local wages, Drive time, Local code requirements, Access, Moisture issues present, Need for condensate line/drain, Condition of existing electrical system, Type of equipment | 2 | 108 | 0.3686 | 2023 | 0
21 | 2023 | Residential | Appliance | Clothes Washer | Top Load | Electricity | Clothes Washer Top Load | 2023$ | Clothes Washer (Top Load) | Clothes Washer (Top) | 107.4619 | 158.5812 | 147.9679 | Volume | ft3 | 0.78 | 3.5 | 5.5 | 5.5 | -0.17144 | -0.60798 | 0.69808 | Annual Energy Consumption | kWh/yr | 4.56 | 112.9196 | 78.2119 | 341 | 113.6777 | 151.9812 | 266.2035 | 1 |  |  | 470.4351 | 638.363 | 862.9182 | 1 | 1 | 201.7159 | 427.2724 | 672.1511 | 840.0789 | 1064.6341 | 897.7076 | 1065.6354 | 1290.1906 | 2035 | Intermediate | 11 | Prevailing local wages, Drive time, Local code requirements, Access, Moisture issues present, Need for condensate line/drain, Condition of existing electrical system, Type of equipment | 2 | 108 | 0.3686 | 2023 | 0
21 | 2023 | Residential | Appliance | Clothes Washer | Top Load | Electricity | Clothes Washer Top Load | 2023$ | Clothes Washer (Top Load) | Clothes Washer (Top) | 107.4619 | 158.5812 | 147.9679 | Volume | ft3 | 0.78 | 3.5 | 5.5 | 5.5 | -0.17144 | -0.60798 | 0.69808 | Annual Energy Consumption | kWh/yr | 4.56 | 112.9196 | 78.2119 | 341 | 113.6777 | 151.9812 | 266.2035 | 1 |  |  | 470.4351 | 638.363 | 862.9182 | 1 | 1 | 201.7159 | 427.2724 | 672.1511 | 840.0789 | 1064.6341 | 897.7076 | 1065.6354 | 1290.1906 | 2040 | Intermediate | 11 | Prevailing local wages, Drive time, Local code requirements, Access, Moisture issues present, Need for condensate line/drain, Condition of existing electrical system, Type of equipment | 2 | 108 | 0.3686 | 2023 | 0
21 | 2023 | Residential | Appliance | Clothes Washer | Top Load | Electricity | Clothes Washer Top Load | 2023$ | Clothes Washer (Top Load) | Clothes Washer (Top) | 107.4619 | 158.5812 | 147.9679 | Volume | ft3 | 0.78 | 3.5 | 5.5 | 5.5 | -0.17144 | -0.60798 | 0.69808 | Annual Energy Consumption | kWh/yr | 4.56 | 112.9196 | 78.2119 | 341 | 113.6777 | 151.9812 | 266.2035 | 1 |  |  | 470.4351 | 638.363 | 862.9182 | 1 | 1 | 201.7159 | 427.2724 | 672.1511 | 840.0789 | 1064.6341 | 897.7076 | 1065.6354 | 1290.1906 | 2045 | Intermediate | 11 | Prevailing local wages, Drive time, Local code requirements, Access, Moisture issues present, Need for condensate line/drain, Condition of existing electrical system, Type of equipment | 2 | 108 | 0.3686 | 2023 | 0
21 | 2023 | Residential | Appliance | Clothes Washer | Top Load | Electricity | Clothes Washer Top Load | 2023$ | Clothes Washer (Top Load) | Clothes Washer (Top) | 107.4619 | 158.5812 | 147.9679 | Volume | ft3 | 0.78 | 3.5 | 5.5 | 5.5 | -0.17144 | -0.60798 | 0.69808 | Annual Energy Consumption | kWh/yr | 4.56 | 112.9196 | 78.2119 | 341 | 113.6777 | 151.9812 | 266.2035 | 1 |  |  | 470.4351 | 638.363 | 862.9182 | 1 | 1 | 201.7159 | 427.2724 | 672.1511 | 840.0789 | 1064.6341 | 897.7076 | 1065.6354 | 1290.1906 | 2050 | Intermediate | 11 | Prevailing local wages, Drive time, Local code requirements, Access, Moisture issues present, Need for condensate line/drain, Condition of existing electrical system, Type of equipment | 2 | 108 | 0.3686 | 2023 | 0
21 | 2023 | Residential | Appliance | Clothes Washer | Top Load | Electricity | Clothes Washer Top Load | 2023$ | Clothes Washer (Top Load) | Clothes Washer (Top) | 107.4619 | 158.5812 | 147.9679 | Volume | ft3 | 0.78 | 3.5 | 5.5 | 5.5 | -0.17144 | -0.60798 | 0.69808 | Annual Energy Consumption | kWh/yr | 4.56 | 112.9196 | 78.2119 | 341 | 113.6777 | 151.9812 | 266.2035 | 1 |  |  | 470.4351 | 638.363 | 862.9182 | 1 | 1 | 201.7159 | 427.2724 | 672.1511 | 840.0789 | 1064.6341 | 897.7076 | 1065.6354 | 1290.1906 | 2023 | Advanced | 11 | Prevailing local wages, Drive time, Local code requirements, Access, Moisture issues present, Need for condensate line/drain, Condition of existing electrical system, Type of equipment | 2 | 108 | 0.3686 | 2023 | 0
21 | 2023 | Residential | Appliance | Clothes Washer | Top Load | Electricity | Clothes Washer Top Load | 2023$ | Clothes Washer (Top Load) | Clothes Washer (Top) | 107.4619 | 158.5812 | 147.9679 | Volume | ft3 | 0.78 | 3.5 | 5.5 | 5.5 | -0.17144 | -0.60798 | 0.69808 | Annual Energy Consumption | kWh/yr | 4.56 | 112.9196 | 78.2119 | 341 | 113.6777 | 151.9812 | 266.2035 | 1 |  |  | 470.4351 | 638.363 | 862.9182 | 1 | 1 | 201.7159 | 427.2724 | 672.1511 | 840.0789 | 1064.6341 | 897.7076 | 1065.6354 | 1290.1906 | 2030 | Advanced | 11 | Prevailing local wages, Drive time, Local code requirements, Access, Moisture issues present, Need for condensate line/drain, Condition of existing electrical system, Type of equipment | 2 | 108 | 0.3686 | 2023 | 0
21 | 2023 | Residential | Appliance | Clothes Washer | Top Load | Electricity | Clothes Washer Top Load | 2023$ | Clothes Washer (Top Load) | Clothes Washer (Top) | 107.4619 | 158.5812 | 147.9679 | Volume | ft3 | 0.78 | 3.5 | 5.5 | 5.5 | -0.17144 | -0.60798 | 0.69808 | Annual Energy Consumption | kWh/yr | 4.56 | 112.9196 | 78.2119 | 341 | 113.6777 | 151.9812 | 266.2035 | 1 |  |  | 470.4351 | 638.363 | 862.9182 | 1 | 1 | 201.7159 | 427.2724 | 672.1511 | 840.0789 | 1064.6341 | 897.7076 | 1065.6354 | 1290.1906 | 2035 | Advanced | 11 | Prevailing local wages, Drive time, Local code requirements, Access, Moisture issues present, Need for condensate line/drain, Condition of existing electrical system, Type of equipment | 2 | 108 | 0.3686 | 2023 | 0
21 | 2023 | Residential | Appliance | Clothes Washer | Top Load | Electricity | Clothes Washer Top Load | 2023$ | Clothes Washer (Top Load) | Clothes Washer (Top) | 107.4619 | 158.5812 | 147.9679 | Volume | ft3 | 0.78 | 3.5 | 5.5 | 5.5 | -0.17144 | -0.60798 | 0.69808 | Annual Energy Consumption | kWh/yr | 4.56 | 112.9196 | 78.2119 | 341 | 113.6777 | 151.9812 | 266.2035 | 1 |  |  | 470.4351 | 638.363 | 862.9182 | 1 | 1 | 201.7159 | 427.2724 | 672.1511 | 840.0789 | 1064.6341 | 897.7076 | 1065.6354 | 1290.1906 | 2040 | Advanced | 11 | Prevailing local wages, Drive time, Local code requirements, Access, Moisture issues present, Need for condensate line/drain, Condition of existing electrical system, Type of equipment | 2 | 108 | 0.3686 | 2023 | 0
21 | 2023 | Residential | Appliance | Clothes Washer | Top Load | Electricity | Clothes Washer Top Load | 2023$ | Clothes Washer (Top Load) | Clothes Washer (Top) | 107.4619 | 158.5812 | 147.9679 | Volume | ft3 | 0.78 | 3.5 | 5.5 | 5.5 | -0.17144 | -0.60798 | 0.69808 | Annual Energy Consumption | kWh/yr | 4.56 | 112.9196 | 78.2119 | 341 | 113.6777 | 151.9812 | 266.2035 | 1 |  |  | 470.4351 | 638.363 | 862.9182 | 1 | 1 | 201.7159 | 427.2724 | 672.1511 | 840.0789 | 1064.6341 | 897.7076 | 1065.6354 | 1290.1906 | 2045 | Advanced | 11 | Prevailing local wages, Drive time, Local code requirements, Access, Moisture issues present, Need for condensate line/drain, Condition of existing electrical system, Type of equipment | 2 | 108 | 0.3686 | 2023 | 0
21 | 2023 | Residential | Appliance | Clothes Washer | Top Load | Electricity | Clothes Washer Top Load | 2023$ | Clothes Washer (Top Load) | Clothes Washer (Top) | 107.4619 | 158.5812 | 147.9679 | Volume | ft3 | 0.78 | 3.5 | 5.5 | 5.5 | -0.17144 | -0.60798 | 0.69808 | Annual Energy Consumption | kWh/yr | 4.56 | 112.9196 | 78.2119 | 341 | 113.6777 | 151.9812 | 266.2035 | 1 |  |  | 470.4351 | 638.363 | 862.9182 | 1 | 1 | 201.7159 | 427.2724 | 672.1511 | 840.0789 | 1064.6341 | 897.7076 | 1065.6354 | 1290.1906 | 2050 | Advanced | 11 | Prevailing local wages, Drive time, Local code requirements, Access, Moisture issues present, Need for condensate line/drain, Condition of existing electrical system, Type of equipment | 2 | 108 | 0.3686 | 2023 | 0
22 | 2023 | Residential | Appliance | Clothes Washer | Top Load Connected | Electricity | Clothes Washer Top Load Connected | 2023$ | Residential Clothes Washers (Top) |  | 0 | 0 | 0 | Volume | ft3 | 0.7 | 1 | 1 | 6.2 | 0 | 0 | 0 | Integrated Modified Energy Factor | IMEF | 1.15 | 1 | 1 | 2.76 | 1011.92 | 1264.9 | 1517.88 | 1 |  |  | 1011.92 | 1264.9 | 1517.88 | 1 | 1 | 201.7159 | 427.2724 | 1213.6359 | 1466.6159 | 1719.5959 | 1439.1924 | 1692.1724 | 1945.1524 | 2023 | Reference | 11.5 | Prevailing local wages, Drive time, Local code requirements, Access, Moisture issues present, Need for condensate line/drain, Condition of existing electrical system, Type of equipment | 2 | 78 | 0 | 2020
22 | 2023 | Residential | Appliance | Clothes Washer | Top Load Connected | Electricity | Clothes Washer Top Load Connected | 2023$ | Residential Clothes Washers (Top) |  | 0 | 0 | 0 | Volume | ft3 | 0.7 | 1 | 1 | 6.2 | 0 | 0 | 0 | Integrated Modified Energy Factor | IMEF | 1.15 | 1 | 1 | 2.76 | 1011.92 | 1264.9 | 1517.88 | 1 |  |  | 1011.92 | 1264.9 | 1517.88 | 1 | 1 | 201.7159 | 427.2724 | 1213.6359 | 1466.6159 | 1719.5959 | 1439.1924 | 1692.1724 | 1945.1524 | 2030 | Reference | 11.5 | Prevailing local wages, Drive time, Local code requirements, Access, Moisture issues present, Need for condensate line/drain, Condition of existing electrical system, Type of equipment | 2 | 78 | 0 | 2020 | 0
22 | 2023 | Residential | Appliance | Clothes Washer | Top Load Connected | Electricity | Clothes Washer Top Load Connected | 2023$ | Residential Clothes Washers (Top) |  | 0 | 0 | 0 | Volume | ft3 | 0.7 | 1 | 1 | 6.2 | 0 | 0 | 0 | Integrated Modified Energy Factor | IMEF | 1.15 | 1 | 1 | 2.76 | 1011.92 | 1264.9 | 1517.88 | 1 |  |  | 1011.92 | 1264.9 | 1517.88 | 1 | 1 | 201.7159 | 427.2724 | 1213.6359 | 1466.6159 | 1719.5959 | 1439.1924 | 1692.1724 | 1945.1524 | 2035 | Reference | 11.5 | Prevailing local wages, Drive time, Local code requirements, Access, Moisture issues present, Need for condensate line/drain, Condition of existing electrical system, Type of equipment | 2 | 78 | 0 | 2020 | 0
22 | 2023 | Residential | Appliance | Clothes Washer | Top Load Connected | Electricity | Clothes Washer Top Load Connected | 2023$ | Residential Clothes Washers (Top) |  | 0 | 0 | 0 | Volume | ft3 | 0.7 | 1 | 1 | 6.2 | 0 | 0 | 0 | Integrated Modified Energy Factor | IMEF | 1.15 | 1 | 1 | 2.76 | 1011.92 | 1264.9 | 1517.88 | 1 |  |  | 1011.92 | 1264.9 | 1517.88 | 1 | 1 | 201.7159 | 427.2724 | 1213.6359 | 1466.6159 | 1719.5959 | 1439.1924 | 1692.1724 | 1945.1524 | 2040 | Reference | 11.5 | Prevailing local wages, Drive time, Local code requirements, Access, Moisture issues present, Need for condensate line/drain, Condition of existing electrical system, Type of equipment | 2 | 78 | 0 | 2020 | 0
22 | 2023 | Residential | Appliance | Clothes Washer | Top Load Connected | Electricity | Clothes Washer Top Load Connected | 2023$ | Residential Clothes Washers (Top) |  | 0 | 0 | 0 | Volume | ft3 | 0.7 | 1 | 1 | 6.2 | 0 | 0 | 0 | Integrated Modified Energy Factor | IMEF | 1.15 | 1 | 1 | 2.76 | 1011.92 | 1264.9 | 1517.88 | 1 |  |  | 1011.92 | 1264.9 | 1517.88 | 1 | 1 | 201.7159 | 427.2724 | 1213.6359 | 1466.6159 | 1719.5959 | 1439.1924 | 1692.1724 | 1945.1524 | 2045 | Reference | 11.5 | Prevailing local wages, Drive time, Local code requirements, Access, Moisture issues present, Need for condensate line/drain, Condition of existing electrical system, Type of equipment | 2 | 78 | 0 | 2020 | 0
22 | 2023 | Residential | Appliance | Clothes Washer | Top Load Connected | Electricity | Clothes Washer Top Load Connected | 2023$ | Residential Clothes Washers (Top) |  | 0 | 0 | 0 | Volume | ft3 | 0.7 | 1 | 1 | 6.2 | 0 | 0 | 0 | Integrated Modified Energy Factor | IMEF | 1.15 | 1 | 1 | 2.76 | 1011.92 | 1264.9 | 1517.88 | 1 |  |  | 1011.92 | 1264.9 | 1517.88 | 1 | 1 | 201.7159 | 427.2724 | 1213.6359 | 1466.6159 | 1719.5959 | 1439.1924 | 1692.1724 | 1945.1524 | 2050 | Reference | 11.5 | Prevailing local wages, Drive time, Local code requirements, Access, Moisture issues present, Need for condensate line/drain, Condition of existing electrical system, Type of equipment | 2 | 78 | 0 | 2020 | 0
22 | 2023 | Residential | Appliance | Clothes Washer | Top Load Connected | Electricity | Clothes Washer Top Load Connected | 2023$ | Residential Clothes Washers (Top) |  | 0 | 0 | 0 | Volume | ft3 | 0.7 | 1 | 1 | 6.2 | 0 | 0 | 0 | Integrated Modified Energy Factor | IMEF | 1.15 | 1.5725 | 1.615 | 2.76 | 1011.92 | 1264.9 | 1517.88 | 1 |  |  | 1011.92 | 1264.9 | 1517.88 | 1 | 1 | 201.7159 | 427.2724 | 1213.6359 | 1466.6159 | 1719.5959 | 1439.1924 | 1692.1724 | 1945.1524 | 2023 | Intermediate | 11.5 | Prevailing local wages, Drive time, Local code requirements, Access, Moisture issues present, Need for condensate line/drain, Condition of existing electrical system, Type of equipment | 2 | 78 | 0 | 2020 | 0
22 | 2023 | Residential | Appliance | Clothes Washer | Top Load Connected | Electricity | Clothes Washer Top Load Connected | 2023$ | Residential Clothes Washers (Top) |  | 0 | 0 | 0 | Volume | ft3 | 0.7 | 1 | 1 | 6.2 | 0 | 0 | 0 | Integrated Modified Energy Factor | IMEF | 1.15 | 1.49 | 1.57 | 2.76 | 958.7819 | 1198.4773 | 1438.1728 | 1 |  |  | 958.7819 | 1198.4773 | 1438.1728 | 1 | 1 | 201.7159 | 427.2724 | 1160.4978 | 1400.1932 | 1639.8887 | 1386.0543 | 1625.7497 | 1865.4452 | 2030 | Intermediate | 11.5 | Prevailing local wages, Drive time, Local code requirements, Access, Moisture issues present, Need for condensate line/drain, Condition of existing electrical system, Type of equipment | 2 | 78 | 0 | 2020 | 0
22 | 2023 | Residential | Appliance | Clothes Washer | Top Load Connected | Electricity | Clothes Washer Top Load Connected | 2023$ | Residential Clothes Washers (Top) |  | 0 | 0 | 0 | Volume | ft3 | 0.7 | 1 | 1 | 6.2 | 0 | 0 | 0 | Integrated Modified Energy Factor | IMEF | 1.15 | 1.4487 | 1.55 | 2.76 | 937.8431 | 1172.3038 | 1406.7646 | 1 |  |  | 937.8431 | 1172.3038 | 1406.7646 | 1 | 1 | 201.7159 | 427.2724 | 1139.559 | 1374.0198 | 1608.4805 | 1365.1155 | 1599.5763 | 1834.037 | 2035 | Intermediate | 11.5 | Prevailing local wages, Drive time, Local code requirements, Access, Moisture issues present, Need for condensate line/drain, Condition of existing electrical system, Type of equipment | 2 | 78 | 0 | 2020 | 0
22 | 2023 | Residential | Appliance | Clothes Washer | Top Load Connected | Electricity | Clothes Washer Top Load Connected | 2023$ | Residential Clothes Washers (Top) |  | 0 | 0 | 0 | Volume | ft3 | 0.7 | 1 | 1 | 6.2 | 0 | 0 | 0 | Integrated Modified Energy Factor | IMEF | 1.15 | 1.4075 | 1.53 | 2.76 | 916.9043 | 1146.1304 | 1375.3564 | 1 |  |  | 916.9043 | 1146.1304 | 1375.3564 | 1 | 1 | 201.7159 | 427.2724 | 1118.6202 | 1347.8463 | 1577.0724 | 1344.1767 | 1573.4028 | 1802.6289 | 2040 | Intermediate | 11.5 | Prevailing local wages, Drive time, Local code requirements, Access, Moisture issues present, Need for condensate line/drain, Condition of existing electrical system, Type of equipment | 2 | 78 | 0 | 2020 | 0
22 | 2023 | Residential | Appliance | Clothes Washer | Top Load Connected | Electricity | Clothes Washer Top Load Connected | 2023$ | Residential Clothes Washers (Top) |  | 0 | 0 | 0 | Volume | ft3 | 0.7 | 1 | 1 | 6.2 | 0 | 0 | 0 | Integrated Modified Energy Factor | IMEF | 1.15 | 1.4075 | 1.53 | 2.76 | 916.9043 | 1146.1304 | 1375.3564 | 1 |  |  | 916.9043 | 1146.1304 | 1375.3564 | 1 | 1 | 201.7159 | 427.2724 | 1118.6202 | 1347.8463 | 1577.0724 | 1344.1767 | 1573.4028 | 1802.6289 | 2045 | Intermediate | 11.5 | Prevailing local wages, Drive time, Local code requirements, Access, Moisture issues present, Need for condensate line/drain, Condition of existing electrical system, Type of equipment | 2 | 78 | 0 | 2020 | 0
22 | 2023 | Residential | Appliance | Clothes Washer | Top Load Connected | Electricity | Clothes Washer Top Load Connected | 2023$ | Residential Clothes Washers (Top) |  | 0 | 0 | 0 | Volume | ft3 | 0.7 | 1 | 1 | 6.2 | 0 | 0 | 0 | Integrated Modified Energy Factor | IMEF | 1.15 | 1.4075 | 1.53 | 2.76 | 916.9043 | 1146.1304 | 1375.3564 | 1 |  |  | 916.9043 | 1146.1304 | 1375.3564 | 1 | 1 | 201.7159 | 427.2724 | 1118.6202 | 1347.8463 | 1577.0724 | 1344.1767 | 1573.4028 | 1802.6289 | 2050 | Intermediate | 11.5 | Prevailing local wages, Drive time, Local code requirements, Access, Moisture issues present, Need for condensate line/drain, Condition of existing electrical system, Type of equipment | 2 | 78 | 0 | 2020 | 0
22 | 2023 | Residential | Appliance | Clothes Washer | Top Load Connected | Electricity | Clothes Washer Top Load Connected | 2023$ | Residential Clothes Washers (Top) |  | 0 | 0 | 0 | Volume | ft3 | 0.7 | 1 | 1 | 6.2 | 0 | 0 | 0 | Integrated Modified Energy Factor | IMEF | 1.15 | 2.145 | 2.23 | 2.76 | 1011.92 | 1264.9 | 1517.88 | 1 |  |  | 1011.92 | 1264.9 | 1517.88 | 1 | 1 | 201.7159 | 427.2724 | 1213.6359 | 1466.6159 | 1719.5959 | 1439.1924 | 1692.1724 | 1945.1524 | 2023 | Advanced | 11.5 | Prevailing local wages, Drive time, Local code requirements, Access, Moisture issues present, Need for condensate line/drain, Condition of existing electrical system, Type of equipment | 2 | 78 | 0 | 2020 | 0
22 | 2023 | Residential | Appliance | Clothes Washer | Top Load Connected | Electricity | Clothes Washer Top Load Connected | 2023$ | Residential Clothes Washers (Top) |  | 0 | 0 | 0 | Volume | ft3 | 0.7 | 1 | 1 | 6.2 | 0 | 0 | 0 | Integrated Modified Energy Factor | IMEF | 1.15 | 1.98 | 2.14 | 2.76 | 905.6437 | 1132.0546 | 1358.4656 | 1 |  |  | 905.6437 | 1132.0546 | 1358.4656 | 1 | 1 | 201.7159 | 427.2724 | 1107.3596 | 1333.7706 | 1560.1815 | 1332.9161 | 1559.3271 | 1785.738 | 2030 | Advanced | 11.5 | Prevailing local wages, Drive time, Local code requirements, Access, Moisture issues present, Need for condensate line/drain, Condition of existing electrical system, Type of equipment | 2 | 78 | 0 | 2020 | 0
22 | 2023 | Residential | Appliance | Clothes Washer | Top Load Connected | Electricity | Clothes Washer Top Load Connected | 2023$ | Residential Clothes Washers (Top) |  | 0 | 0 | 0 | Volume | ft3 | 0.7 | 1 | 1 | 6.2 | 0 | 0 | 0 | Integrated Modified Energy Factor | IMEF | 1.15 | 1.8975 | 2.1 | 2.76 | 863.7662 | 1079.7077 | 1295.6492 | 1 |  |  | 863.7662 | 1079.7077 | 1295.6492 | 1 | 1 | 201.7159 | 427.2724 | 1065.4821 | 1281.4236 | 1497.3652 | 1291.0386 | 1506.9801 | 1722.9217 | 2035 | Advanced | 11.5 | Prevailing local wages, Drive time, Local code requirements, Access, Moisture issues present, Need for condensate line/drain, Condition of existing electrical system, Type of equipment | 2 | 78 | 0 | 2020 | 0
22 | 2023 | Residential | Appliance | Clothes Washer | Top Load Connected | Electricity | Clothes Washer Top Load Connected | 2023$ | Residential Clothes Washers (Top) |  | 0 | 0 | 0 | Volume | ft3 | 0.7 | 1 | 1 | 6.2 | 0 | 0 | 0 | Integrated Modified Energy Factor | IMEF | 1.15 | 1.815 | 2.06 | 2.76 | 821.8886 | 1027.3607 | 1232.8329 | 1 |  |  | 821.8886 | 1027.3607 | 1232.8329 | 1 | 1 | 201.7159 | 427.2724 | 1023.6045 | 1229.0767 | 1434.5488 | 1249.161 | 1454.6332 | 1660.1053 | 2040 | Advanced | 11.5 | Prevailing local wages, Drive time, Local code requirements, Access, Moisture issues present, Need for condensate line/drain, Condition of existing electrical system, Type of equipment | 2 | 78 | 0 | 2020 | 0
22 | 2023 | Residential | Appliance | Clothes Washer | Top Load Connected | Electricity | Clothes Washer Top Load Connected | 2023$ | Residential Clothes Washers (Top) |  | 0 | 0 | 0 | Volume | ft3 | 0.7 | 1 | 1 | 6.2 | 0 | 0 | 0 | Integrated Modified Energy Factor | IMEF | 1.15 | 1.815 | 2.06 | 2.76 | 821.8886 | 1027.3607 | 1232.8329 | 1 |  |  | 821.8886 | 1027.3607 | 1232.8329 | 1 | 1 | 201.7159 | 427.2724 | 1023.6045 | 1229.0767 | 1434.5488 | 1249.161 | 1454.6332 | 1660.1053 | 2045 | Advanced | 11.5 | Prevailing local wages, Drive time, Local code requirements, Access, Moisture issues present, Need for condensate line/drain, Condition of existing electrical system, Type of equipment | 2 | 78 | 0 | 2020 | 0
22 | 2023 | Residential | Appliance | Clothes Washer | Top Load Connected | Electricity | Clothes Washer Top Load Connected | 2023$ | Residential Clothes Washers (Top) |  | 0 | 0 | 0 | Volume | ft3 | 0.7 | 1 | 1 | 6.2 | 0 | 0 | 0 | Integrated Modified Energy Factor | IMEF | 1.15 | 1.815 | 2.06 | 2.76 | 821.8886 | 1027.3607 | 1232.8329 | 1 |  |  | 821.8886 | 1027.3607 | 1232.8329 | 1 | 1 | 201.7159 | 427.2724 | 1023.6045 | 1229.0767 | 1434.5488 | 1249.161 | 1454.6332 | 1660.1053 | 2050 | Advanced | 11.5 | Prevailing local wages, Drive time, Local code requirements, Access, Moisture issues present, Need for condensate line/drain, Condition of existing electrical system, Type of equipment | 2 | 78 | 0 | 2020 | 0
23 | 2023 | Residential | Envelope | CMU | Batt |  | CMU Batt | 2023$/sqft | CMU Batt |  | 0.031667 | 0.0416 | 0.049167 | R-value | ft2*degF*h/Btu | 6 | 20 | 49 | 49 | 0 | 0 | 0 | Square Feet | ft2 | 0 | 900 | 0 | 0 | 0.15833 | 0.2392 | 1.575 | 900 | Square Feet | ft2 | 712.5048 | 964.08 | 2302.5042 | 1 | 1 | 0.5861 | 0.7561 | 1239.9926 | 1491.5678 | 2829.992 | 1392.9926 | 1644.5678 | 2982.992 | 2023 | Reference | 999 | Prevailing local wages, Drive time, Local code requirements, Access, Presence/condition/type of existing insulation, Existing construction and materials, Moisture issues present, Adequacy of existing ventilation, Presence of hazardous materials, Extent of preparation | 4 | 101 | 0.2114 | 2023 | Assumes reference and advanced case are constant based on raw materials. Typical costs assume a wall area of 900 sq ft as an example based on average sqft of a house to be 2,025, though wall areas and insulation amounts vary greatly by building.
23 | 2023 | Residential | Envelope | CMU | Batt |  | CMU Batt | 2023$/sqft | CMU Batt |  | 0.031667 | 0.0416 | 0.049167 | R-value | ft2*degF*h/Btu | 6 | 20 | 49 | 49 | 0 | 0 | 0 | Square Feet | ft2 | 0 | 900 | 0 | 0 | 0.15833 | 0.2392 | 1.575 | 900 | Square Feet | ft2 | 712.5048 | 964.08 | 2302.5042 | 1 | 1 | 0.5861 | 0.7561 | 1239.9926 | 1491.5678 | 2829.992 | 1392.9926 | 1644.5678 | 2982.992 | 2030 | Reference | 999 | Prevailing local wages, Drive time, Local code requirements, Access, Presence/condition/type of existing insulation, Existing construction and materials, Moisture issues present, Adequacy of existing ventilation, Presence of hazardous materials, Extent of preparation | 4 | 101 | 0.2114 | 2023 | Assumes reference and advanced case are constant based on raw materials. Typical costs assume a wall area of 900 sq ft as an example based on average sqft of a house to be 2,025, though wall areas and insulation amounts vary greatly by building.
23 | 2023 | Residential | Envelope | CMU | Batt |  | CMU Batt | 2023$/sqft | CMU Batt |  | 0.031667 | 0.0416 | 0.049167 | R-value | ft2*degF*h/Btu | 6 | 20 | 49 | 49 | 0 | 0 | 0 | Square Feet | ft2 | 0 | 900 | 0 | 0 | 0.15833 | 0.2392 | 1.575 | 900 | Square Feet | ft2 | 712.5048 | 964.08 | 2302.5042 | 1 | 1 | 0.5861 | 0.7561 | 1239.9926 | 1491.5678 | 2829.992 | 1392.9926 | 1644.5678 | 2982.992 | 2035 | Reference | 999 | Prevailing local wages, Drive time, Local code requirements, Access, Presence/condition/type of existing insulation, Existing construction and materials, Moisture issues present, Adequacy of existing ventilation, Presence of hazardous materials, Extent of preparation | 4 | 101 | 0.2114 | 2023 | Assumes reference and advanced case are constant based on raw materials. Typical costs assume a wall area of 900 sq ft as an example based on average sqft of a house to be 2,025, though wall areas and insulation amounts vary greatly by building.
23 | 2023 | Residential | Envelope | CMU | Batt |  | CMU Batt | 2023$/sqft | CMU Batt |  | 0.031667 | 0.0416 | 0.049167 | R-value | ft2*degF*h/Btu | 6 | 20 | 49 | 49 | 0 | 0 | 0 | Square Feet | ft2 | 0 | 900 | 0 | 0 | 0.15833 | 0.2392 | 1.575 | 900 | Square Feet | ft2 | 712.5048 | 964.08 | 2302.5042 | 1 | 1 | 0.5861 | 0.7561 | 1239.9926 | 1491.5678 | 2829.992 | 1392.9926 | 1644.5678 | 2982.992 | 2040 | Reference | 999 | Prevailing local wages, Drive time, Local code requirements, Access, Presence/condition/type of existing insulation, Existing construction and materials, Moisture issues present, Adequacy of existing ventilation, Presence of hazardous materials, Extent of preparation | 4 | 101 | 0.2114 | 2023 | Assumes reference and advanced case are constant based on raw materials. Typical costs assume a wall area of 900 sq ft as an example based on average sqft of a house to be 2,025, though wall areas and insulation amounts vary greatly by building.
23 | 2023 | Residential | Envelope | CMU | Batt |  | CMU Batt | 2023$/sqft | CMU Batt |  | 0.031667 | 0.0416 | 0.049167 | R-value | ft2*degF*h/Btu | 6 | 20 | 49 | 49 | 0 | 0 | 0 | Square Feet | ft2 | 0 | 900 | 0 | 0 | 0.15833 | 0.2392 | 1.575 | 900 | Square Feet | ft2 | 712.5048 | 964.08 | 2302.5042 | 1 | 1 | 0.5861 | 0.7561 | 1239.9926 | 1491.5678 | 2829.992 | 1392.9926 | 1644.5678 | 2982.992 | 2045 | Reference | 999 | Prevailing local wages, Drive time, Local code requirements, Access, Presence/condition/type of existing insulation, Existing construction and materials, Moisture issues present, Adequacy of existing ventilation, Presence of hazardous materials, Extent of preparation | 4 | 101 | 0.2114 | 2023 | Assumes reference and advanced case are constant based on raw materials. Typical costs assume a wall area of 900 sq ft as an example based on average sqft of a house to be 2,025, though wall areas and insulation amounts vary greatly by building.
23 | 2023 | Residential | Envelope | CMU | Batt |  | CMU Batt | 2023$/sqft | CMU Batt |  | 0.031667 | 0.0416 | 0.049167 | R-value | ft2*degF*h/Btu | 6 | 20 | 49 | 49 | 0 | 0 | 0 | Square Feet | ft2 | 0 | 900 | 0 | 0 | 0.15833 | 0.2392 | 1.575 | 900 | Square Feet | ft2 | 712.5048 | 964.08 | 2302.5042 | 1 | 1 | 0.5861 | 0.7561 | 1239.9926 | 1491.5678 | 2829.992 | 1392.9926 | 1644.5678 | 2982.992 | 2050 | Reference | 999 | Prevailing local wages, Drive time, Local code requirements, Access, Presence/condition/type of existing insulation, Existing construction and materials, Moisture issues present, Adequacy of existing ventilation, Presence of hazardous materials, Extent of preparation | 4 | 101 | 0.2114 | 2023 | Assumes reference and advanced case are constant based on raw materials. Typical costs assume a wall area of 900 sq ft as an example based on average sqft of a house to be 2,025, though wall areas and insulation amounts vary greatly by building.
23 | 2023 | Residential | Envelope | CMU | Batt |  | CMU Batt | 2023$/sqft | CMU Batt |  | 0.031667 | 0.0416 | 0.049167 | R-value | ft2*degF*h/Btu | 6 | 20 | 49 | 49 | 0 | 0 | 0 | Square Feet | ft2 | 0 | 900 | 0 | 0 | 0.15833 | 0.2392 | 1.575 | 900 | Square Feet | ft2 | 712.5048 | 964.08 | 2302.5042 | 1 | 1 | 0.5861 | 0.7561 | 1239.9926 | 1491.5678 | 2829.992 | 1392.9926 | 1644.5678 | 2982.992 | 2023 | Intermediate | 999 | Prevailing local wages, Drive time, Local code requirements, Access, Presence/condition/type of existing insulation, Existing construction and materials, Moisture issues present, Adequacy of existing ventilation, Presence of hazardous materials, Extent of preparation | 4 | 101 | 0.2114 | 2023 | Assumes reference and advanced case are constant based on raw materials. Typical costs assume a wall area of 900 sq ft as an example based on average sqft of a house to be 2,025, though wall areas and insulation amounts vary greatly by building.
23 | 2023 | Residential | Envelope | CMU | Batt |  | CMU Batt | 2023$/sqft | CMU Batt |  | 0.031667 | 0.0416 | 0.049167 | R-value | ft2*degF*h/Btu | 6 | 20 | 49 | 49 | 0 | 0 | 0 | Square Feet | ft2 | 0 | 900 | 0 | 0 | 0.15833 | 0.2392 | 1.575 | 900 | Square Feet | ft2 | 712.5048 | 964.08 | 2302.5042 | 1 | 1 | 0.5861 | 0.7561 | 1239.9926 | 1491.5678 | 2829.992 | 1392.9926 | 1644.5678 | 2982.992 | 2030 | Intermediate | 999 | Prevailing local wages, Drive time, Local code requirements, Access, Presence/condition/type of existing insulation, Existing construction and materials, Moisture issues present, Adequacy of existing ventilation, Presence of hazardous materials, Extent of preparation | 4 | 101 | 0.2114 | 2023 | Assumes reference and advanced case are constant based on raw materials. Typical costs assume a wall area of 900 sq ft as an example based on average sqft of a house to be 2,025, though wall areas and insulation amounts vary greatly by building.
23 | 2023 | Residential | Envelope | CMU | Batt |  | CMU Batt | 2023$/sqft | CMU Batt |  | 0.031667 | 0.0416 | 0.049167 | R-value | ft2*degF*h/Btu | 6 | 20 | 49 | 49 | 0 | 0 | 0 | Square Feet | ft2 | 0 | 900 | 0 | 0 | 0.15833 | 0.2392 | 1.575 | 900 | Square Feet | ft2 | 712.5048 | 964.08 | 2302.5042 | 1 | 1 | 0.5861 | 0.7561 | 1239.9926 | 1491.5678 | 2829.992 | 1392.9926 | 1644.5678 | 2982.992 | 2035 | Intermediate | 999 | Prevailing local wages, Drive time, Local code requirements, Access, Presence/condition/type of existing insulation, Existing construction and materials, Moisture issues present, Adequacy of existing ventilation, Presence of hazardous materials, Extent of preparation | 4 | 101 | 0.2114 | 2023 | Assumes reference and advanced case are constant based on raw materials. Typical costs assume a wall area of 900 sq ft as an example based on average sqft of a house to be 2,025, though wall areas and insulation amounts vary greatly by building.
23 | 2023 | Residential | Envelope | CMU | Batt |  | CMU Batt | 2023$/sqft | CMU Batt |  | 0.031667 | 0.0416 | 0.049167 | R-value | ft2*degF*h/Btu | 6 | 20 | 49 | 49 | 0 | 0 | 0 | Square Feet | ft2 | 0 | 900 | 0 | 0 | 0.15833 | 0.2392 | 1.575 | 900 | Square Feet | ft2 | 712.5048 | 964.08 | 2302.5042 | 1 | 1 | 0.5861 | 0.7561 | 1239.9926 | 1491.5678 | 2829.992 | 1392.9926 | 1644.5678 | 2982.992 | 2040 | Intermediate | 999 | Prevailing local wages, Drive time, Local code requirements, Access, Presence/condition/type of existing insulation, Existing construction and materials, Moisture issues present, Adequacy of existing ventilation, Presence of hazardous materials, Extent of preparation | 4 | 101 | 0.2114 | 2023 | Assumes reference and advanced case are constant based on raw materials. Typical costs assume a wall area of 900 sq ft as an example based on average sqft of a house to be 2,025, though wall areas and insulation amounts vary greatly by building.
23 | 2023 | Residential | Envelope | CMU | Batt |  | CMU Batt | 2023$/sqft | CMU Batt |  | 0.031667 | 0.0416 | 0.049167 | R-value | ft2*degF*h/Btu | 6 | 20 | 49 | 49 | 0 | 0 | 0 | Square Feet | ft2 | 0 | 900 | 0 | 0 | 0.15833 | 0.2392 | 1.575 | 900 | Square Feet | ft2 | 712.5048 | 964.08 | 2302.5042 | 1 | 1 | 0.5861 | 0.7561 | 1239.9926 | 1491.5678 | 2829.992 | 1392.9926 | 1644.5678 | 2982.992 | 2045 | Intermediate | 999 | Prevailing local wages, Drive time, Local code requirements, Access, Presence/condition/type of existing insulation, Existing construction and materials, Moisture issues present, Adequacy of existing ventilation, Presence of hazardous materials, Extent of preparation | 4 | 101 | 0.2114 | 2023 | Assumes reference and advanced case are constant based on raw materials. Typical costs assume a wall area of 900 sq ft as an example based on average sqft of a house to be 2,025, though wall areas and insulation amounts vary greatly by building.
23 | 2023 | Residential | Envelope | CMU | Batt |  | CMU Batt | 2023$/sqft | CMU Batt |  | 0.031667 | 0.0416 | 0.049167 | R-value | ft2*degF*h/Btu | 6 | 20 | 49 | 49 | 0 | 0 | 0 | Square Feet | ft2 | 0 | 900 | 0 | 0 | 0.15833 | 0.2392 | 1.575 | 900 | Square Feet | ft2 | 712.5048 | 964.08 | 2302.5042 | 1 | 1 | 0.5861 | 0.7561 | 1239.9926 | 1491.5678 | 2829.992 | 1392.9926 | 1644.5678 | 2982.992 | 2050 | Intermediate | 999 | Prevailing local wages, Drive time, Local code requirements, Access, Presence/condition/type of existing insulation, Existing construction and materials, Moisture issues present, Adequacy of existing ventilation, Presence of hazardous materials, Extent of preparation | 4 | 101 | 0.2114 | 2023 | Assumes reference and advanced case are constant based on raw materials. Typical costs assume a wall area of 900 sq ft as an example based on average sqft of a house to be 2,025, though wall areas and insulation amounts vary greatly by building.
23 | 2023 | Residential | Envelope | CMU | Batt |  | CMU Batt | 2023$/sqft | CMU Batt |  | 0.031667 | 0.0416 | 0.049167 | R-value | ft2*degF*h/Btu | 6 | 20 | 49 | 49 | 0 | 0 | 0 | Square Feet | ft2 | 0 | 900 | 0 | 0 | 0.15833 | 0.2392 | 1.575 | 900 | Square Feet | ft2 | 712.5048 | 964.08 | 2302.5042 | 1 | 1 | 0.5861 | 0.7561 | 1239.9926 | 1491.5678 | 2829.992 | 1392.9926 | 1644.5678 | 2982.992 | 2023 | Advanced | 999 | Prevailing local wages, Drive time, Local code requirements, Access, Presence/condition/type of existing insulation, Existing construction and materials, Moisture issues present, Adequacy of existing ventilation, Presence of hazardous materials, Extent of preparation | 4 | 101 | 0.2114 | 2023 | Assumes reference and advanced case are constant based on raw materials. Typical costs assume a wall area of 900 sq ft as an example based on average sqft of a house to be 2,025, though wall areas and insulation amounts vary greatly by building.
23 | 2023 | Residential | Envelope | CMU | Batt |  | CMU Batt | 2023$/sqft | CMU Batt |  | 0.031667 | 0.0416 | 0.049167 | R-value | ft2*degF*h/Btu | 6 | 20 | 49 | 49 | 0 | 0 | 0 | Square Feet | ft2 | 0 | 900 | 0 | 0 | 0.15833 | 0.2392 | 1.575 | 900 | Square Feet | ft2 | 712.5048 | 964.08 | 2302.5042 | 1 | 1 | 0.5861 | 0.7561 | 1239.9926 | 1491.5678 | 2829.992 | 1392.9926 | 1644.5678 | 2982.992 | 2030 | Advanced | 999 | Prevailing local wages, Drive time, Local code requirements, Access, Presence/condition/type of existing insulation, Existing construction and materials, Moisture issues present, Adequacy of existing ventilation, Presence of hazardous materials, Extent of preparation | 4 | 101 | 0.2114 | 2023 | Assumes reference and advanced case are constant based on raw materials. Typical costs assume a wall area of 900 sq ft as an example based on average sqft of a house to be 2,025, though wall areas and insulation amounts vary greatly by building.
23 | 2023 | Residential | Envelope | CMU | Batt |  | CMU Batt | 2023$/sqft | CMU Batt |  | 0.031667 | 0.0416 | 0.049167 | R-value | ft2*degF*h/Btu | 6 | 20 | 49 | 49 | 0 | 0 | 0 | Square Feet | ft2 | 0 | 900 | 0 | 0 | 0.15833 | 0.2392 | 1.575 | 900 | Square Feet | ft2 | 712.5048 | 964.08 | 2302.5042 | 1 | 1 | 0.5861 | 0.7561 | 1239.9926 | 1491.5678 | 2829.992 | 1392.9926 | 1644.5678 | 2982.992 | 2035 | Advanced | 999 | Prevailing local wages, Drive time, Local code requirements, Access, Presence/condition/type of existing insulation, Existing construction and materials, Moisture issues present, Adequacy of existing ventilation, Presence of hazardous materials, Extent of preparation | 4 | 101 | 0.2114 | 2023 | Assumes reference and advanced case are constant based on raw materials. Typical costs assume a wall area of 900 sq ft as an example based on average sqft of a house to be 2,025, though wall areas and insulation amounts vary greatly by building.
23 | 2023 | Residential | Envelope | CMU | Batt |  | CMU Batt | 2023$/sqft | CMU Batt |  | 0.031667 | 0.0416 | 0.049167 | R-value | ft2*degF*h/Btu | 6 | 20 | 49 | 49 | 0 | 0 | 0 | Square Feet | ft2 | 0 | 900 | 0 | 0 | 0.15833 | 0.2392 | 1.575 | 900 | Square Feet | ft2 | 712.5048 | 964.08 | 2302.5042 | 1 | 1 | 0.5861 | 0.7561 | 1239.9926 | 1491.5678 | 2829.992 | 1392.9926 | 1644.5678 | 2982.992 | 2040 | Advanced | 999 | Prevailing local wages, Drive time, Local code requirements, Access, Presence/condition/type of existing insulation, Existing construction and materials, Moisture issues present, Adequacy of existing ventilation, Presence of hazardous materials, Extent of preparation | 4 | 101 | 0.2114 | 2023 | Assumes reference and advanced case are constant based on raw materials. Typical costs assume a wall area of 900 sq ft as an example based on average sqft of a house to be 2,025, though wall areas and insulation amounts vary greatly by building.
23 | 2023 | Residential | Envelope | CMU | Batt |  | CMU Batt | 2023$/sqft | CMU Batt |  | 0.031667 | 0.0416 | 0.049167 | R-value | ft2*degF*h/Btu | 6 | 20 | 49 | 49 | 0 | 0 | 0 | Square Feet | ft2 | 0 | 900 | 0 | 0 | 0.15833 | 0.2392 | 1.575 | 900 | Square Feet | ft2 | 712.5048 | 964.08 | 2302.5042 | 1 | 1 | 0.5861 | 0.7561 | 1239.9926 | 1491.5678 | 2829.992 | 1392.9926 | 1644.5678 | 2982.992 | 2045 | Advanced | 999 | Prevailing local wages, Drive time, Local code requirements, Access, Presence/condition/type of existing insulation, Existing construction and materials, Moisture issues present, Adequacy of existing ventilation, Presence of hazardous materials, Extent of preparation | 4 | 101 | 0.2114 | 2023 | Assumes reference and advanced case are constant based on raw materials. Typical costs assume a wall area of 900 sq ft as an example based on average sqft of a house to be 2,025, though wall areas and insulation amounts vary greatly by building.
23 | 2023 | Residential | Envelope | CMU | Batt |  | CMU Batt | 2023$/sqft | CMU Batt |  | 0.031667 | 0.0416 | 0.049167 | R-value | ft2*degF*h/Btu | 6 | 20 | 49 | 49 | 0 | 0 | 0 | Square Feet | ft2 | 0 | 900 | 0 | 0 | 0.15833 | 0.2392 | 1.575 | 900 | Square Feet | ft2 | 712.5048 | 964.08 | 2302.5042 | 1 | 1 | 0.5861 | 0.7561 | 1239.9926 | 1491.5678 | 2829.992 | 1392.9926 | 1644.5678 | 2982.992 | 2050 | Advanced | 999 | Prevailing local wages, Drive time, Local code requirements, Access, Presence/condition/type of existing insulation, Existing construction and materials, Moisture issues present, Adequacy of existing ventilation, Presence of hazardous materials, Extent of preparation | 4 | 101 | 0.2114 | 2023 | Assumes reference and advanced case are constant based on raw materials. Typical costs assume a wall area of 900 sq ft as an example based on average sqft of a house to be 2,025, though wall areas and insulation amounts vary greatly by building.
24 | 2023 | Residential | Envelope | CMU | Rigid Foam (EPS) |  | CMU Rigid Foam (EPS) | 2023$/sqft | CMU Rigid Foam (EPS) |  | 0.068808 | 0.13143 | 0.29179 | R-value | ft2*degF*h/Btu | 1.44 | 6 | 10 | 10 | 0 | 0 | 0 | Square Feet | ft2 | 0 | 900 | 0 | 0 | 0.13047 | 0.072906 | 0.042857 | 900 | Square Feet | ft2 | 488.9898 | 775.3266 | 1614.2103 | 1 | 1 | 0.455 | 0.525 | 898.4898 | 1184.8266 | 2023.7103 | 961.4898 | 1247.8266 | 2086.7103 | 2023 | Reference | N/A | Prevailing local wages, Drive time, Local code requirements, Access, Presence/condition/type of existing insulation, Existing construction and materials, Moisture issues present, Adequacy of existing ventilation, Presence of hazardous materials, Extent of preparation | 3 | 40 | 0.1958 | 2023 | Assumes for the reference case that raw material prices will increase over the coming decades. Assumed for the advanced case that energy dependency will move away from oil and gas causing a higher supply of raw materials used to make insulation which will lower the material costs. Typical costs assume a wall area of 900 sq ft as an example based on average sqft of a house to be 2,025, though wall areas and insulation amounts vary greatly by building.
24 | 2023 | Residential | Envelope | CMU | Rigid Foam (EPS) |  | CMU Rigid Foam (EPS) | 2023$/sqft | CMU Rigid Foam (EPS) |  | 0.075689 | 0.14457 | 0.32096 | R-value | ft2*degF*h/Btu | 1.44 | 6 | 10 | 10 | 0 | 0 | 0 | Square Feet | ft2 | 0 | 900 | 0 | 0 | 0.14352 | 0.080197 | 0.047143 | 900 | Square Feet | ft2 | 537.8888 | 852.8593 | 1775.6313 | 1 | 1 | 0.455 | 0.525 | 947.3888 | 1262.3593 | 2185.1313 | 1010.3888 | 1325.3593 | 2248.1313 | 2030 | Reference | N/A | Prevailing local wages, Drive time, Local code requirements, Access, Presence/condition/type of existing insulation, Existing construction and materials, Moisture issues present, Adequacy of existing ventilation, Presence of hazardous materials, Extent of preparation | 3 | 40 | 0.1958 | 2023 | Assumes for the reference case that raw material prices will increase over the coming decades. Assumed for the advanced case that energy dependency will move away from oil and gas causing a higher supply of raw materials used to make insulation which will lower the material costs. Typical costs assume a wall area of 900 sq ft as an example based on average sqft of a house to be 2,025, though wall areas and insulation amounts vary greatly by building.
24 | 2023 | Residential | Envelope | CMU | Rigid Foam (EPS) |  | CMU Rigid Foam (EPS) | 2023$/sqft | CMU Rigid Foam (EPS) |  | 0.079473 | 0.1518 | 0.33701 | R-value | ft2*degF*h/Btu | 1.44 | 6 | 10 | 10 | 0 | 0 | 0 | Square Feet | ft2 | 0 | 900 | 0 | 0 | 0.1507 | 0.084206 | 0.0495 | 900 | Square Feet | ft2 | 564.7832 | 895.5022 | 1864.4129 | 1 | 1 | 0.455 | 0.525 | 974.2832 | 1305.0022 | 2273.9129 | 1037.2832 | 1368.0022 | 2336.9129 | 2035 | Reference | N/A | Prevailing local wages, Drive time, Local code requirements, Access, Presence/condition/type of existing insulation, Existing construction and materials, Moisture issues present, Adequacy of existing ventilation, Presence of hazardous materials, Extent of preparation | 3 | 40 | 0.1958 | 2023 | Assumes for the reference case that raw material prices will increase over the coming decades. Assumed for the advanced case that energy dependency will move away from oil and gas causing a higher supply of raw materials used to make insulation which will lower the material costs. Typical costs assume a wall area of 900 sq ft as an example based on average sqft of a house to be 2,025, though wall areas and insulation amounts vary greatly by building.
24 | 2023 | Residential | Envelope | CMU | Rigid Foam (EPS) |  | CMU Rigid Foam (EPS) | 2023$/sqft | CMU Rigid Foam (EPS) |  | 0.083258 | 0.15903 | 0.35306 | R-value | ft2*degF*h/Btu | 1.44 | 6 | 10 | 10 | 0 | 0 | 0 | Square Feet | ft2 | 0 | 900 | 0 | 0 | 0.15787 | 0.088216 | 0.051857 | 900 | Square Feet | ft2 | 591.6777 | 938.1452 | 1953.1945 | 1 | 1 | 0.455 | 0.525 | 1001.1777 | 1347.6452 | 2362.6945 | 1064.1777 | 1410.6452 | 2425.6945 | 2040 | Reference | N/A | Prevailing local wages, Drive time, Local code requirements, Access, Presence/condition/type of existing insulation, Existing construction and materials, Moisture issues present, Adequacy of existing ventilation, Presence of hazardous materials, Extent of preparation | 3 | 40 | 0.1958 | 2023 | Assumes for the reference case that raw material prices will increase over the coming decades. Assumed for the advanced case that energy dependency will move away from oil and gas causing a higher supply of raw materials used to make insulation which will lower the material costs. Typical costs assume a wall area of 900 sq ft as an example based on average sqft of a house to be 2,025, though wall areas and insulation amounts vary greatly by building.
24 | 2023 | Residential | Envelope | CMU | Rigid Foam (EPS) |  | CMU Rigid Foam (EPS) | 2023$/sqft | CMU Rigid Foam (EPS) |  | 0.085064 | 0.16248 | 0.36072 | R-value | ft2*degF*h/Btu | 1.44 | 6 | 10 | 10 | 0 | 0 | 0 | Square Feet | ft2 | 0 | 900 | 0 | 0 | 0.1613 | 0.09013 | 0.052982 | 900 | Square Feet | ft2 | 604.5136 | 958.4975 | 1995.5675 | 1 | 1 | 0.455 | 0.525 | 1014.0136 | 1367.9975 | 2405.0675 | 1077.0136 | 1430.9975 | 2468.0675 | 2045 | Reference | N/A | Prevailing local wages, Drive time, Local code requirements, Access, Presence/condition/type of existing insulation, Existing construction and materials, Moisture issues present, Adequacy of existing ventilation, Presence of hazardous materials, Extent of preparation | 3 | 40 | 0.1958 | 2023 | Assumes for the reference case that raw material prices will increase over the coming decades. Assumed for the advanced case that energy dependency will move away from oil and gas causing a higher supply of raw materials used to make insulation which will lower the material costs. Typical costs assume a wall area of 900 sq ft as an example based on average sqft of a house to be 2,025, though wall areas and insulation amounts vary greatly by building.
24 | 2023 | Residential | Envelope | CMU | Rigid Foam (EPS) |  | CMU Rigid Foam (EPS) | 2023$/sqft | CMU Rigid Foam (EPS) |  | 0.08687 | 0.16593 | 0.36838 | R-value | ft2*degF*h/Btu | 1.44 | 6 | 10 | 10 | 0 | 0 | 0 | Square Feet | ft2 | 0 | 900 | 0 | 0 | 0.16472 | 0.092044 | 0.054107 | 900 | Square Feet | ft2 | 617.3496 | 978.8498 | 2037.9405 | 1 | 1 | 0.455 | 0.525 | 1026.8496 | 1388.3498 | 2447.4405 | 1089.8496 | 1451.3498 | 2510.4405 | 2050 | Reference | N/A | Prevailing local wages, Drive time, Local code requirements, Access, Presence/condition/type of existing insulation, Existing construction and materials, Moisture issues present, Adequacy of existing ventilation, Presence of hazardous materials, Extent of preparation | 3 | 40 | 0.1958 | 2023 | Assumes for the reference case that raw material prices will increase over the coming decades. Assumed for the advanced case that energy dependency will move away from oil and gas causing a higher supply of raw materials used to make insulation which will lower the material costs. Typical costs assume a wall area of 900 sq ft as an example based on average sqft of a house to be 2,025, though wall areas and insulation amounts vary greatly by building.
24 | 2023 | Residential | Envelope | CMU | Rigid Foam (EPS) |  | CMU Rigid Foam (EPS) | 2023$/sqft | CMU Rigid Foam (EPS) |  | 0.068808 | 0.13143 | 0.29179 | R-value | ft2*degF*h/Btu | 1.44 | 6 | 10 | 10 | 0 | 0 | 0 | Square Feet | ft2 | 0 | 900 | 0 | 0 | 0.13047 | 0.072906 | 0.042857 | 900 | Square Feet | ft2 | 488.9898 | 775.3266 | 1614.2103 | 1 | 1 | 0.455 | 0.525 | 898.4898 | 1184.8266 | 2023.7103 | 961.4898 | 1247.8266 | 2086.7103 | 2023 | Intermediate | N/A | Prevailing local wages, Drive time, Local code requirements, Access, Presence/condition/type of existing insulation, Existing construction and materials, Moisture issues present, Adequacy of existing ventilation, Presence of hazardous materials, Extent of preparation | 3 | 40 | 0.1958 | 2023 | Assumes for the reference case that raw material prices will increase over the coming decades. Assumed for the advanced case that energy dependency will move away from oil and gas causing a higher supply of raw materials used to make insulation which will lower the material costs. Typical costs assume a wall area of 900 sq ft as an example based on average sqft of a house to be 2,025, though wall areas and insulation amounts vary greatly by building.
24 | 2023 | Residential | Envelope | CMU | Rigid Foam (EPS) |  | CMU Rigid Foam (EPS) | 2023$/sqft | CMU Rigid Foam (EPS) |  | 0.068808 | 0.13143 | 0.29179 | R-value | ft2*degF*h/Btu | 1.44 | 6 | 10 | 10 | 0 | 0 | 0 | Square Feet | ft2 | 0 | 900 | 0 | 0 | 0.13047 | 0.072906 | 0.042857 | 900 | Square Feet | ft2 | 488.9898 | 775.3266 | 1614.2103 | 1 | 1 | 0.455 | 0.525 | 898.4898 | 1184.8266 | 2023.7103 | 961.4898 | 1247.8266 | 2086.7103 | 2030 | Intermediate | N/A | Prevailing local wages, Drive time, Local code requirements, Access, Presence/condition/type of existing insulation, Existing construction and materials, Moisture issues present, Adequacy of existing ventilation, Presence of hazardous materials, Extent of preparation | 3 | 40 | 0.1958 | 2023 | Assumes for the reference case that raw material prices will increase over the coming decades. Assumed for the advanced case that energy dependency will move away from oil and gas causing a higher supply of raw materials used to make insulation which will lower the material costs. Typical costs assume a wall area of 900 sq ft as an example based on average sqft of a house to be 2,025, though wall areas and insulation amounts vary greatly by building.
24 | 2023 | Residential | Envelope | CMU | Rigid Foam (EPS) |  | CMU Rigid Foam (EPS) | 2023$/sqft | CMU Rigid Foam (EPS) |  | 0.069152 | 0.13209 | 0.29324 | R-value | ft2*degF*h/Btu | 1.44 | 6 | 10 | 10 | 0 | 0 | 0 | Square Feet | ft2 | 0 | 900 | 0 | 0 | 0.13113 | 0.073271 | 0.043071 | 900 | Square Feet | ft2 | 491.4347 | 779.2032 | 1622.2814 | 1 | 1 | 0.455 | 0.525 | 900.9347 | 1188.7032 | 2031.7814 | 963.9347 | 1251.7032 | 2094.7814 | 2035 | Intermediate | N/A | Prevailing local wages, Drive time, Local code requirements, Access, Presence/condition/type of existing insulation, Existing construction and materials, Moisture issues present, Adequacy of existing ventilation, Presence of hazardous materials, Extent of preparation | 3 | 40 | 0.1958 | 2023 | Assumes for the reference case that raw material prices will increase over the coming decades. Assumed for the advanced case that energy dependency will move away from oil and gas causing a higher supply of raw materials used to make insulation which will lower the material costs. Typical costs assume a wall area of 900 sq ft as an example based on average sqft of a house to be 2,025, though wall areas and insulation amounts vary greatly by building.
24 | 2023 | Residential | Envelope | CMU | Rigid Foam (EPS) |  | CMU Rigid Foam (EPS) | 2023$/sqft | CMU Rigid Foam (EPS) |  | 0.069496 | 0.13274 | 0.2947 | R-value | ft2*degF*h/Btu | 1.44 | 6 | 10 | 10 | 0 | 0 | 0 | Square Feet | ft2 | 0 | 900 | 0 | 0 | 0.13178 | 0.073635 | 0.043286 | 900 | Square Feet | ft2 | 493.8797 | 783.0799 | 1630.3524 | 1 | 1 | 0.455 | 0.525 | 903.3797 | 1192.5799 | 2039.8524 | 966.3797 | 1255.5799 | 2102.8524 | 2040 | Intermediate | N/A | Prevailing local wages, Drive time, Local code requirements, Access, Presence/condition/type of existing insulation, Existing construction and materials, Moisture issues present, Adequacy of existing ventilation, Presence of hazardous materials, Extent of preparation | 3 | 40 | 0.1958 | 2023 | Assumes for the reference case that raw material prices will increase over the coming decades. Assumed for the advanced case that energy dependency will move away from oil and gas causing a higher supply of raw materials used to make insulation which will lower the material costs. Typical costs assume a wall area of 900 sq ft as an example based on average sqft of a house to be 2,025, though wall areas and insulation amounts vary greatly by building.
24 | 2023 | Residential | Envelope | CMU | Rigid Foam (EPS) |  | CMU Rigid Foam (EPS) | 2023$/sqft | CMU Rigid Foam (EPS) |  | 0.069006 | 0.13181 | 0.29262 | R-value | ft2*degF*h/Btu | 1.44 | 6 | 10 | 10 | 0 | 0 | 0 | Square Feet | ft2 | 0 | 900 | 0 | 0 | 0.13085 | 0.073116 | 0.04298 | 900 | Square Feet | ft2 | 490.3956 | 777.5557 | 1618.8512 | 1 | 1 | 0.455 | 0.525 | 899.8956 | 1187.0557 | 2028.3512 | 962.8956 | 1250.0557 | 2091.3512 | 2045 | Intermediate | N/A | Prevailing local wages, Drive time, Local code requirements, Access, Presence/condition/type of existing insulation, Existing construction and materials, Moisture issues present, Adequacy of existing ventilation, Presence of hazardous materials, Extent of preparation | 3 | 40 | 0.1958 | 2023 | Assumes for the reference case that raw material prices will increase over the coming decades. Assumed for the advanced case that energy dependency will move away from oil and gas causing a higher supply of raw materials used to make insulation which will lower the material costs. Typical costs assume a wall area of 900 sq ft as an example based on average sqft of a house to be 2,025, though wall areas and insulation amounts vary greatly by building.
24 | 2023 | Residential | Envelope | CMU | Rigid Foam (EPS) |  | CMU Rigid Foam (EPS) | 2023$/sqft | CMU Rigid Foam (EPS) |  | 0.068516 | 0.13087 | 0.29054 | R-value | ft2*degF*h/Btu | 1.44 | 6 | 10 | 10 | 0 | 0 | 0 | Square Feet | ft2 | 0 | 900 | 0 | 0 | 0.12992 | 0.072596 | 0.042675 | 900 | Square Feet | ft2 | 486.9116 | 772.0315 | 1607.3499 | 1 | 1 | 0.455 | 0.525 | 896.4116 | 1181.5315 | 2016.8499 | 959.4116 | 1244.5315 | 2079.8499 | 2050 | Intermediate | N/A | Prevailing local wages, Drive time, Local code requirements, Access, Presence/condition/type of existing insulation, Existing construction and materials, Moisture issues present, Adequacy of existing ventilation, Presence of hazardous materials, Extent of preparation | 3 | 40 | 0.1958 | 2023 | Assumes for the reference case that raw material prices will increase over the coming decades. Assumed for the advanced case that energy dependency will move away from oil and gas causing a higher supply of raw materials used to make insulation which will lower the material costs. Typical costs assume a wall area of 900 sq ft as an example based on average sqft of a house to be 2,025, though wall areas and insulation amounts vary greatly by building.
24 | 2023 | Residential | Envelope | CMU | Rigid Foam (EPS) |  | CMU Rigid Foam (EPS) | 2023$/sqft | CMU Rigid Foam (EPS) |  | 0.068808 | 0.13143 | 0.29179 | R-value | ft2*degF*h/Btu | 1.44 | 6 | 10 | 10 | 0 | 0 | 0 | Square Feet | ft2 | 0 | 900 | 0 | 0 | 0.13047 | 0.072906 | 0.042857 | 900 | Square Feet | ft2 | 488.9898 | 775.3266 | 1614.2103 | 1 | 1 | 0.455 | 0.525 | 898.4898 | 1184.8266 | 2023.7103 | 961.4898 | 1247.8266 | 2086.7103 | 2023 | Advanced | N/A | Prevailing local wages, Drive time, Local code requirements, Access, Presence/condition/type of existing insulation, Existing construction and materials, Moisture issues present, Adequacy of existing ventilation, Presence of hazardous materials, Extent of preparation | 3 | 40 | 0.1958 | 2023 | Assumes for the reference case that raw material prices will increase over the coming decades. Assumed for the advanced case that energy dependency will move away from oil and gas causing a higher supply of raw materials used to make insulation which will lower the material costs. Typical costs assume a wall area of 900 sq ft as an example based on average sqft of a house to be 2,025, though wall areas and insulation amounts vary greatly by building.
24 | 2023 | Residential | Envelope | CMU | Rigid Foam (EPS) |  | CMU Rigid Foam (EPS) | 2023$/sqft | CMU Rigid Foam (EPS) |  | 0.061927 | 0.11829 | 0.26261 | R-value | ft2*degF*h/Btu | 1.44 | 6 | 10 | 10 | 0 | 0 | 0 | Square Feet | ft2 | 0 | 900 | 0 | 0 | 0.11743 | 0.065615 | 0.038571 | 900 | Square Feet | ft2 | 440.0908 | 697.7939 | 1452.7893 | 1 | 1 | 0.455 | 0.525 | 849.5908 | 1107.2939 | 1862.2893 | 912.5908 | 1170.2939 | 1925.2893 | 2030 | Advanced | N/A | Prevailing local wages, Drive time, Local code requirements, Access, Presence/condition/type of existing insulation, Existing construction and materials, Moisture issues present, Adequacy of existing ventilation, Presence of hazardous materials, Extent of preparation | 3 | 40 | 0.1958 | 2023 | Assumes for the reference case that raw material prices will increase over the coming decades. Assumed for the advanced case that energy dependency will move away from oil and gas causing a higher supply of raw materials used to make insulation which will lower the material costs. Typical costs assume a wall area of 900 sq ft as an example based on average sqft of a house to be 2,025, though wall areas and insulation amounts vary greatly by building.
24 | 2023 | Residential | Envelope | CMU | Rigid Foam (EPS) |  | CMU Rigid Foam (EPS) | 2023$/sqft | CMU Rigid Foam (EPS) |  | 0.058831 | 0.11237 | 0.24948 | R-value | ft2*degF*h/Btu | 1.44 | 6 | 10 | 10 | 0 | 0 | 0 | Square Feet | ft2 | 0 | 900 | 0 | 0 | 0.11156 | 0.062335 | 0.036643 | 900 | Square Feet | ft2 | 418.0863 | 662.9042 | 1380.1498 | 1 | 1 | 0.455 | 0.525 | 827.5863 | 1072.4042 | 1789.6498 | 890.5863 | 1135.4042 | 1852.6498 | 2035 | Advanced | N/A | Prevailing local wages, Drive time, Local code requirements, Access, Presence/condition/type of existing insulation, Existing construction and materials, Moisture issues present, Adequacy of existing ventilation, Presence of hazardous materials, Extent of preparation | 3 | 40 | 0.1958 | 2023 | Assumes for the reference case that raw material prices will increase over the coming decades. Assumed for the advanced case that energy dependency will move away from oil and gas causing a higher supply of raw materials used to make insulation which will lower the material costs. Typical costs assume a wall area of 900 sq ft as an example based on average sqft of a house to be 2,025, though wall areas and insulation amounts vary greatly by building.
24 | 2023 | Residential | Envelope | CMU | Rigid Foam (EPS) |  | CMU Rigid Foam (EPS) | 2023$/sqft | CMU Rigid Foam (EPS) |  | 0.055734 | 0.10646 | 0.23635 | R-value | ft2*degF*h/Btu | 1.44 | 6 | 10 | 10 | 0 | 0 | 0 | Square Feet | ft2 | 0 | 900 | 0 | 0 | 0.10568 | 0.059054 | 0.034714 | 900 | Square Feet | ft2 | 396.0817 | 628.0145 | 1307.5103 | 1 | 1 | 0.455 | 0.525 | 805.5817 | 1037.5145 | 1717.0103 | 868.5817 | 1100.5145 | 1780.0103 | 2040 | Advanced | N/A | Prevailing local wages, Drive time, Local code requirements, Access, Presence/condition/type of existing insulation, Existing construction and materials, Moisture issues present, Adequacy of existing ventilation, Presence of hazardous materials, Extent of preparation | 3 | 40 | 0.1958 | 2023 | Assumes for the reference case that raw material prices will increase over the coming decades. Assumed for the advanced case that energy dependency will move away from oil and gas causing a higher supply of raw materials used to make insulation which will lower the material costs. Typical costs assume a wall area of 900 sq ft as an example based on average sqft of a house to be 2,025, though wall areas and insulation amounts vary greatly by building.
24 | 2023 | Residential | Envelope | CMU | Rigid Foam (EPS) |  | CMU Rigid Foam (EPS) | 2023$/sqft | CMU Rigid Foam (EPS) |  | 0.052948 | 0.10113 | 0.22453 | R-value | ft2*degF*h/Btu | 1.44 | 6 | 10 | 10 | 0 | 0 | 0 | Square Feet | ft2 | 0 | 900 | 0 | 0 | 0.1004 | 0.056101 | 0.032978 | 900 | Square Feet | ft2 | 376.2777 | 596.6138 | 1242.1348 | 1 | 1 | 0.455 | 0.525 | 785.7777 | 1006.1138 | 1651.6348 | 848.7777 | 1069.1138 | 1714.6348 | 2045 | Advanced | N/A | Prevailing local wages, Drive time, Local code requirements, Access, Presence/condition/type of existing insulation, Existing construction and materials, Moisture issues present, Adequacy of existing ventilation, Presence of hazardous materials, Extent of preparation | 3 | 40 | 0.1958 | 2023 | Assumes for the reference case that raw material prices will increase over the coming decades. Assumed for the advanced case that energy dependency will move away from oil and gas causing a higher supply of raw materials used to make insulation which will lower the material costs. Typical costs assume a wall area of 900 sq ft as an example based on average sqft of a house to be 2,025, though wall areas and insulation amounts vary greatly by building.
24 | 2023 | Residential | Envelope | CMU | Rigid Foam (EPS) |  | CMU Rigid Foam (EPS) | 2023$/sqft | CMU Rigid Foam (EPS) |  | 0.050161 | 0.095811 | 0.21271 | R-value | ft2*degF*h/Btu | 1.44 | 6 | 10 | 10 | 0 | 0 | 0 | Square Feet | ft2 | 0 | 900 | 0 | 0 | 0.095116 | 0.053148 | 0.031243 | 900 | Square Feet | ft2 | 356.4736 | 565.2131 | 1176.7593 | 1 | 1 | 0.455 | 0.525 | 765.9736 | 974.7131 | 1586.2593 | 828.9736 | 1037.7131 | 1649.2593 | 2050 | Advanced | N/A | Prevailing local wages, Drive time, Local code requirements, Access, Presence/condition/type of existing insulation, Existing construction and materials, Moisture issues present, Adequacy of existing ventilation, Presence of hazardous materials, Extent of preparation | 3 | 40 | 0.1958 | 2023 | Assumes for the reference case that raw material prices will increase over the coming decades. Assumed for the advanced case that energy dependency will move away from oil and gas causing a higher supply of raw materials used to make insulation which will lower the material costs. Typical costs assume a wall area of 900 sq ft as an example based on average sqft of a house to be 2,025, though wall areas and insulation amounts vary greatly by building.
25 | 2023 | Residential | Envelope | CMU | Rigid Foam (ISO) |  | CMU Rigid Foam (ISO) | 2023$/sqft | CMU Rigid Foam (ISO) |  | 0.026871 | 0.10174 | 0.14459 | R-value | ft2*degF*h/Btu | 2.7 | 6 | 31 | 31 | 0 | 0 | 0 | Square Feet | ft2 | 0 | 900 | 0 | 0 | 0.53651 | 0.49099 | 0.67024 | 900 | Square Feet | ft2 | 627.9651 | 991.2825 | 1383.9921 | 1 | 1 | 0.40875 | 0.47875 | 995.8401 | 1359.1575 | 1751.8671 | 1058.8401 | 1422.1575 | 1814.8671 | 2023 | Reference | 999 | Prevailing local wages, Drive time, Local code requirements, Access, Presence/condition/type of existing insulation, Existing construction and materials, Moisture issues present, Adequacy of existing ventilation, Presence of hazardous materials, Extent of preparation | 3 | 36 | 0.4695 | 2023 | Assumes for the reference case that raw material prices will increase over the coming decades. Assumed for the advanced case that energy dependency will move away from oil and gas causing a higher supply of raw materials used to make insulation which will lower the material costs. Typical costs assume a wall area of 900 sq ft as an example based on average sqft of a house to be 2,025, though wall areas and insulation amounts vary greatly by building.
25 | 2023 | Residential | Envelope | CMU | Rigid Foam (ISO) |  | CMU Rigid Foam (ISO) | 2023$/sqft | CMU Rigid Foam (ISO) |  | 0.029558 | 0.11191 | 0.15905 | R-value | ft2*degF*h/Btu | 2.7 | 6 | 31 | 31 | 0 | 0 | 0 | Square Feet | ft2 | 0 | 900 | 0 | 0 | 0.59016 | 0.54009 | 0.73726 | 900 | Square Feet | ft2 | 690.7616 | 1090.4108 | 1522.3913 | 1 | 1 | 0.40875 | 0.47875 | 1058.6366 | 1458.2858 | 1890.2663 | 1121.6366 | 1521.2858 | 1953.2663 | 2030 | Reference | 999 | Prevailing local wages, Drive time, Local code requirements, Access, Presence/condition/type of existing insulation, Existing construction and materials, Moisture issues present, Adequacy of existing ventilation, Presence of hazardous materials, Extent of preparation | 3 | 36 | 0.4695 | 2023 | Assumes for the reference case that raw material prices will increase over the coming decades. Assumed for the advanced case that energy dependency will move away from oil and gas causing a higher supply of raw materials used to make insulation which will lower the material costs. Typical costs assume a wall area of 900 sq ft as an example based on average sqft of a house to be 2,025, though wall areas and insulation amounts vary greatly by building.
25 | 2023 | Residential | Envelope | CMU | Rigid Foam (ISO) |  | CMU Rigid Foam (ISO) | 2023$/sqft | CMU Rigid Foam (ISO) |  | 0.031036 | 0.11751 | 0.167 | R-value | ft2*degF*h/Btu | 2.7 | 6 | 31 | 31 | 0 | 0 | 0 | Square Feet | ft2 | 0 | 900 | 0 | 0 | 0.61967 | 0.56709 | 0.77412 | 900 | Square Feet | ft2 | 725.2997 | 1144.9313 | 1598.5109 | 1 | 1 | 0.40875 | 0.47875 | 1093.1747 | 1512.8063 | 1966.3859 | 1156.1747 | 1575.8063 | 2029.3859 | 2035 | Reference | 999 | Prevailing local wages, Drive time, Local code requirements, Access, Presence/condition/type of existing insulation, Existing construction and materials, Moisture issues present, Adequacy of existing ventilation, Presence of hazardous materials, Extent of preparation | 3 | 36 | 0.4695 | 2023 | Assumes for the reference case that raw material prices will increase over the coming decades. Assumed for the advanced case that energy dependency will move away from oil and gas causing a higher supply of raw materials used to make insulation which will lower the material costs. Typical costs assume a wall area of 900 sq ft as an example based on average sqft of a house to be 2,025, though wall areas and insulation amounts vary greatly by building.
25 | 2023 | Residential | Envelope | CMU | Rigid Foam (ISO) |  | CMU Rigid Foam (ISO) | 2023$/sqft | CMU Rigid Foam (ISO) |  | 0.032514 | 0.1231 | 0.17495 | R-value | ft2*degF*h/Btu | 2.7 | 6 | 31 | 31 | 0 | 0 | 0 | Square Feet | ft2 | 0 | 900 | 0 | 0 | 0.64918 | 0.5941 | 0.81098 | 900 | Square Feet | ft2 | 759.8378 | 1199.4518 | 1674.6304 | 1 | 1 | 0.40875 | 0.47875 | 1127.7128 | 1567.3268 | 2042.5054 | 1190.7128 | 1630.3268 | 2105.5054 | 2040 | Reference | 999 | Prevailing local wages, Drive time, Local code requirements, Access, Presence/condition/type of existing insulation, Existing construction and materials, Moisture issues present, Adequacy of existing ventilation, Presence of hazardous materials, Extent of preparation | 3 | 36 | 0.4695 | 2023 | Assumes for the reference case that raw material prices will increase over the coming decades. Assumed for the advanced case that energy dependency will move away from oil and gas causing a higher supply of raw materials used to make insulation which will lower the material costs. Typical costs assume a wall area of 900 sq ft as an example based on average sqft of a house to be 2,025, though wall areas and insulation amounts vary greatly by building.
25 | 2023 | Residential | Envelope | CMU | Rigid Foam (ISO) |  | CMU Rigid Foam (ISO) | 2023$/sqft | CMU Rigid Foam (ISO) |  | 0.033219 | 0.12577 | 0.17875 | R-value | ft2*degF*h/Btu | 2.7 | 6 | 31 | 31 | 0 | 0 | 0 | Square Feet | ft2 | 0 | 900 | 0 | 0 | 0.66326 | 0.60699 | 0.82858 | 900 | Square Feet | ft2 | 776.3219 | 1225.473 | 1710.9602 | 1 | 1 | 0.40875 | 0.47875 | 1144.1969 | 1593.348 | 2078.8352 | 1207.1969 | 1656.348 | 2141.8352 | 2045 | Reference | 999 | Prevailing local wages, Drive time, Local code requirements, Access, Presence/condition/type of existing insulation, Existing construction and materials, Moisture issues present, Adequacy of existing ventilation, Presence of hazardous materials, Extent of preparation | 3 | 36 | 0.4695 | 2023 | Assumes for the reference case that raw material prices will increase over the coming decades. Assumed for the advanced case that energy dependency will move away from oil and gas causing a higher supply of raw materials used to make insulation which will lower the material costs. Typical costs assume a wall area of 900 sq ft as an example based on average sqft of a house to be 2,025, though wall areas and insulation amounts vary greatly by building.
25 | 2023 | Residential | Envelope | CMU | Rigid Foam (ISO) |  | CMU Rigid Foam (ISO) | 2023$/sqft | CMU Rigid Foam (ISO) |  | 0.033925 | 0.12845 | 0.18254 | R-value | ft2*degF*h/Btu | 2.7 | 6 | 31 | 31 | 0 | 0 | 0 | Square Feet | ft2 | 0 | 900 | 0 | 0 | 0.67735 | 0.61988 | 0.84617 | 900 | Square Feet | ft2 | 792.8059 | 1251.4942 | 1747.29 | 1 | 1 | 0.40875 | 0.47875 | 1160.6809 | 1619.3692 | 2115.165 | 1223.6809 | 1682.3692 | 2178.165 | 2050 | Reference | 999 | Prevailing local wages, Drive time, Local code requirements, Access, Presence/condition/type of existing insulation, Existing construction and materials, Moisture issues present, Adequacy of existing ventilation, Presence of hazardous materials, Extent of preparation | 3 | 36 | 0.4695 | 2023 | Assumes for the reference case that raw material prices will increase over the coming decades. Assumed for the advanced case that energy dependency will move away from oil and gas causing a higher supply of raw materials used to make insulation which will lower the material costs. Typical costs assume a wall area of 900 sq ft as an example based on average sqft of a house to be 2,025, though wall areas and insulation amounts vary greatly by building.
25 | 2023 | Residential | Envelope | CMU | Rigid Foam (ISO) |  | CMU Rigid Foam (ISO) | 2023$/sqft | CMU Rigid Foam (ISO) |  | 0.026871 | 0.10174 | 0.14459 | R-value | ft2*degF*h/Btu | 2.7 | 6 | 31 | 31 | 0 | 0 | 0 | Square Feet | ft2 | 0 | 900 | 0 | 0 | 0.53651 | 0.49099 | 0.67024 | 900 | Square Feet | ft2 | 627.9651 | 991.2825 | 1383.9921 | 1 | 1 | 0.40875 | 0.47875 | 995.8401 | 1359.1575 | 1751.8671 | 1058.8401 | 1422.1575 | 1814.8671 | 2023 | Intermediate | 999 | Prevailing local wages, Drive time, Local code requirements, Access, Presence/condition/type of existing insulation, Existing construction and materials, Moisture issues present, Adequacy of existing ventilation, Presence of hazardous materials, Extent of preparation | 3 | 36 | 0.4695 | 2023 | Assumes for the reference case that raw material prices will increase over the coming decades. Assumed for the advanced case that energy dependency will move away from oil and gas causing a higher supply of raw materials used to make insulation which will lower the material costs. Typical costs assume a wall area of 900 sq ft as an example based on average sqft of a house to be 2,025, though wall areas and insulation amounts vary greatly by building.
25 | 2023 | Residential | Envelope | CMU | Rigid Foam (ISO) |  | CMU Rigid Foam (ISO) | 2023$/sqft | CMU Rigid Foam (ISO) |  | 0.026871 | 0.10174 | 0.14459 | R-value | ft2*degF*h/Btu | 2.7 | 6 | 31 | 31 | 0 | 0 | 0 | Square Feet | ft2 | 0 | 900 | 0 | 0 | 0.53651 | 0.49099 | 0.67024 | 900 | Square Feet | ft2 | 627.9651 | 991.2825 | 1383.9921 | 1 | 1 | 0.40875 | 0.47875 | 995.8401 | 1359.1575 | 1751.8671 | 1058.8401 | 1422.1575 | 1814.8671 | 2030 | Intermediate | 999 | Prevailing local wages, Drive time, Local code requirements, Access, Presence/condition/type of existing insulation, Existing construction and materials, Moisture issues present, Adequacy of existing ventilation, Presence of hazardous materials, Extent of preparation | 3 | 36 | 0.4695 | 2023 | Assumes for the reference case that raw material prices will increase over the coming decades. Assumed for the advanced case that energy dependency will move away from oil and gas causing a higher supply of raw materials used to make insulation which will lower the material costs. Typical costs assume a wall area of 900 sq ft as an example based on average sqft of a house to be 2,025, though wall areas and insulation amounts vary greatly by building.
25 | 2023 | Residential | Envelope | CMU | Rigid Foam (ISO) |  | CMU Rigid Foam (ISO) | 2023$/sqft | CMU Rigid Foam (ISO) |  | 0.027005 | 0.10225 | 0.14531 | R-value | ft2*degF*h/Btu | 2.7 | 6 | 31 | 31 | 0 | 0 | 0 | Square Feet | ft2 | 0 | 900 | 0 | 0 | 0.5392 | 0.49345 | 0.67359 | 900 | Square Feet | ft2 | 631.1049 | 996.2389 | 1390.9121 | 1 | 1 | 0.40875 | 0.47875 | 998.9799 | 1364.1139 | 1758.7871 | 1061.9799 | 1427.1139 | 1821.7871 | 2035 | Intermediate | 999 | Prevailing local wages, Drive time, Local code requirements, Access, Presence/condition/type of existing insulation, Existing construction and materials, Moisture issues present, Adequacy of existing ventilation, Presence of hazardous materials, Extent of preparation | 3 | 36 | 0.4695 | 2023 | Assumes for the reference case that raw material prices will increase over the coming decades. Assumed for the advanced case that energy dependency will move away from oil and gas causing a higher supply of raw materials used to make insulation which will lower the material costs. Typical costs assume a wall area of 900 sq ft as an example based on average sqft of a house to be 2,025, though wall areas and insulation amounts vary greatly by building.
25 | 2023 | Residential | Envelope | CMU | Rigid Foam (ISO) |  | CMU Rigid Foam (ISO) | 2023$/sqft | CMU Rigid Foam (ISO) |  | 0.02714 | 0.10276 | 0.14603 | R-value | ft2*degF*h/Btu | 2.7 | 6 | 31 | 31 | 0 | 0 | 0 | Square Feet | ft2 | 0 | 900 | 0 | 0 | 0.54188 | 0.4959 | 0.67694 | 900 | Square Feet | ft2 | 634.2448 | 1001.1953 | 1397.832 | 1 | 1 | 0.40875 | 0.47875 | 1002.1198 | 1369.0703 | 1765.707 | 1065.1198 | 1432.0703 | 1828.707 | 2040 | Intermediate | 999 | Prevailing local wages, Drive time, Local code requirements, Access, Presence/condition/type of existing insulation, Existing construction and materials, Moisture issues present, Adequacy of existing ventilation, Presence of hazardous materials, Extent of preparation | 3 | 36 | 0.4695 | 2023 | Assumes for the reference case that raw material prices will increase over the coming decades. Assumed for the advanced case that energy dependency will move away from oil and gas causing a higher supply of raw materials used to make insulation which will lower the material costs. Typical costs assume a wall area of 900 sq ft as an example based on average sqft of a house to be 2,025, though wall areas and insulation amounts vary greatly by building.
25 | 2023 | Residential | Envelope | CMU | Rigid Foam (ISO) |  | CMU Rigid Foam (ISO) | 2023$/sqft | CMU Rigid Foam (ISO) |  | 0.026948 | 0.10203 | 0.145 | R-value | ft2*degF*h/Btu | 2.7 | 6 | 31 | 31 | 0 | 0 | 0 | Square Feet | ft2 | 0 | 900 | 0 | 0 | 0.53806 | 0.4924 | 0.67216 | 900 | Square Feet | ft2 | 629.7705 | 994.1324 | 1387.9711 | 1 | 1 | 0.40875 | 0.47875 | 997.6455 | 1362.0074 | 1755.8461 | 1060.6455 | 1425.0074 | 1818.8461 | 2045 | Intermediate | 999 | Prevailing local wages, Drive time, Local code requirements, Access, Presence/condition/type of existing insulation, Existing construction and materials, Moisture issues present, Adequacy of existing ventilation, Presence of hazardous materials, Extent of preparation | 3 | 36 | 0.4695 | 2023 | Assumes for the reference case that raw material prices will increase over the coming decades. Assumed for the advanced case that energy dependency will move away from oil and gas causing a higher supply of raw materials used to make insulation which will lower the material costs. Typical costs assume a wall area of 900 sq ft as an example based on average sqft of a house to be 2,025, though wall areas and insulation amounts vary greatly by building.
25 | 2023 | Residential | Envelope | CMU | Rigid Foam (ISO) |  | CMU Rigid Foam (ISO) | 2023$/sqft | CMU Rigid Foam (ISO) |  | 0.026757 | 0.10131 | 0.14397 | R-value | ft2*degF*h/Btu | 2.7 | 6 | 31 | 31 | 0 | 0 | 0 | Square Feet | ft2 | 0 | 900 | 0 | 0 | 0.53423 | 0.4889 | 0.66739 | 900 | Square Feet | ft2 | 625.2962 | 987.0695 | 1378.1101 | 1 | 1 | 0.40875 | 0.47875 | 993.1712 | 1354.9445 | 1745.9851 | 1056.1712 | 1417.9445 | 1808.9851 | 2050 | Intermediate | 999 | Prevailing local wages, Drive time, Local code requirements, Access, Presence/condition/type of existing insulation, Existing construction and materials, Moisture issues present, Adequacy of existing ventilation, Presence of hazardous materials, Extent of preparation | 3 | 36 | 0.4695 | 2023 | Assumes for the reference case that raw material prices will increase over the coming decades. Assumed for the advanced case that energy dependency will move away from oil and gas causing a higher supply of raw materials used to make insulation which will lower the material costs. Typical costs assume a wall area of 900 sq ft as an example based on average sqft of a house to be 2,025, though wall areas and insulation amounts vary greatly by building.
25 | 2023 | Residential | Envelope | CMU | Rigid Foam (ISO) |  | CMU Rigid Foam (ISO) | 2023$/sqft | CMU Rigid Foam (ISO) |  | 0.026871 | 0.10174 | 0.14459 | R-value | ft2*degF*h/Btu | 2.7 | 6 | 31 | 31 | 0 | 0 | 0 | Square Feet | ft2 | 0 | 900 | 0 | 0 | 0.53651 | 0.49099 | 0.67024 | 900 | Square Feet | ft2 | 627.9651 | 991.2825 | 1383.9921 | 1 | 1 | 0.40875 | 0.47875 | 995.8401 | 1359.1575 | 1751.8671 | 1058.8401 | 1422.1575 | 1814.8671 | 2023 | Advanced | 999 | Prevailing local wages, Drive time, Local code requirements, Access, Presence/condition/type of existing insulation, Existing construction and materials, Moisture issues present, Adequacy of existing ventilation, Presence of hazardous materials, Extent of preparation | 3 | 36 | 0.4695 | 2023 | Assumes for the reference case that raw material prices will increase over the coming decades. Assumed for the advanced case that energy dependency will move away from oil and gas causing a higher supply of raw materials used to make insulation which will lower the material costs. Typical costs assume a wall area of 900 sq ft as an example based on average sqft of a house to be 2,025, though wall areas and insulation amounts vary greatly by building.
25 | 2023 | Residential | Envelope | CMU | Rigid Foam (ISO) |  | CMU Rigid Foam (ISO) | 2023$/sqft | CMU Rigid Foam (ISO) |  | 0.024184 | 0.091565 | 0.13013 | R-value | ft2*degF*h/Btu | 2.7 | 6 | 31 | 31 | 0 | 0 | 0 | Square Feet | ft2 | 0 | 900 | 0 | 0 | 0.48286 | 0.44189 | 0.60321 | 900 | Square Feet | ft2 | 565.1686 | 892.1542 | 1245.5929 | 1 | 1 | 0.40875 | 0.47875 | 933.0436 | 1260.0293 | 1613.4679 | 996.0436 | 1323.0293 | 1676.4679 | 2030 | Advanced | 999 | Prevailing local wages, Drive time, Local code requirements, Access, Presence/condition/type of existing insulation, Existing construction and materials, Moisture issues present, Adequacy of existing ventilation, Presence of hazardous materials, Extent of preparation | 3 | 36 | 0.4695 | 2023 | Assumes for the reference case that raw material prices will increase over the coming decades. Assumed for the advanced case that energy dependency will move away from oil and gas causing a higher supply of raw materials used to make insulation which will lower the material costs. Typical costs assume a wall area of 900 sq ft as an example based on average sqft of a house to be 2,025, though wall areas and insulation amounts vary greatly by building.
25 | 2023 | Residential | Envelope | CMU | Rigid Foam (ISO) |  | CMU Rigid Foam (ISO) | 2023$/sqft | CMU Rigid Foam (ISO) |  | 0.022975 | 0.086987 | 0.12362 | R-value | ft2*degF*h/Btu | 2.7 | 6 | 31 | 31 | 0 | 0 | 0 | Square Feet | ft2 | 0 | 900 | 0 | 0 | 0.45872 | 0.4198 | 0.57305 | 900 | Square Feet | ft2 | 536.9102 | 847.5465 | 1183.3132 | 1 | 1 | 0.40875 | 0.47875 | 904.7852 | 1215.4215 | 1551.1882 | 967.7852 | 1278.4215 | 1614.1882 | 2035 | Advanced | 999 | Prevailing local wages, Drive time, Local code requirements, Access, Presence/condition/type of existing insulation, Existing construction and materials, Moisture issues present, Adequacy of existing ventilation, Presence of hazardous materials, Extent of preparation | 3 | 36 | 0.4695 | 2023 | Assumes for the reference case that raw material prices will increase over the coming decades. Assumed for the advanced case that energy dependency will move away from oil and gas causing a higher supply of raw materials used to make insulation which will lower the material costs. Typical costs assume a wall area of 900 sq ft as an example based on average sqft of a house to be 2,025, though wall areas and insulation amounts vary greatly by building.
25 | 2023 | Residential | Envelope | CMU | Rigid Foam (ISO) |  | CMU Rigid Foam (ISO) | 2023$/sqft | CMU Rigid Foam (ISO) |  | 0.021766 | 0.082409 | 0.11712 | R-value | ft2*degF*h/Btu | 2.7 | 6 | 31 | 31 | 0 | 0 | 0 | Square Feet | ft2 | 0 | 900 | 0 | 0 | 0.43458 | 0.3977 | 0.54289 | 900 | Square Feet | ft2 | 508.6517 | 802.9388 | 1121.0336 | 1 | 1 | 0.40875 | 0.47875 | 876.5267 | 1170.8138 | 1488.9086 | 939.5267 | 1233.8138 | 1551.9086 | 2040 | Advanced | 999 | Prevailing local wages, Drive time, Local code requirements, Access, Presence/condition/type of existing insulation, Existing construction and materials, Moisture issues present, Adequacy of existing ventilation, Presence of hazardous materials, Extent of preparation | 3 | 36 | 0.4695 | 2023 | Assumes for the reference case that raw material prices will increase over the coming decades. Assumed for the advanced case that energy dependency will move away from oil and gas causing a higher supply of raw materials used to make insulation which will lower the material costs. Typical costs assume a wall area of 900 sq ft as an example based on average sqft of a house to be 2,025, though wall areas and insulation amounts vary greatly by building.
25 | 2023 | Residential | Envelope | CMU | Rigid Foam (ISO) |  | CMU Rigid Foam (ISO) | 2023$/sqft | CMU Rigid Foam (ISO) |  | 0.020677 | 0.078288 | 0.11126 | R-value | ft2*degF*h/Btu | 2.7 | 6 | 31 | 31 | 0 | 0 | 0 | Square Feet | ft2 | 0 | 900 | 0 | 0 | 0.41285 | 0.37782 | 0.51575 | 900 | Square Feet | ft2 | 483.2191 | 762.7919 | 1064.9819 | 1 | 1 | 0.40875 | 0.47875 | 851.0941 | 1130.6669 | 1432.8569 | 914.0941 | 1193.6669 | 1495.8569 | 2045 | Advanced | 999 | Prevailing local wages, Drive time, Local code requirements, Access, Presence/condition/type of existing insulation, Existing construction and materials, Moisture issues present, Adequacy of existing ventilation, Presence of hazardous materials, Extent of preparation | 3 | 36 | 0.4695 | 2023 | Assumes for the reference case that raw material prices will increase over the coming decades. Assumed for the advanced case that energy dependency will move away from oil and gas causing a higher supply of raw materials used to make insulation which will lower the material costs. Typical costs assume a wall area of 900 sq ft as an example based on average sqft of a house to be 2,025, though wall areas and insulation amounts vary greatly by building.
25 | 2023 | Residential | Envelope | CMU | Rigid Foam (ISO) |  | CMU Rigid Foam (ISO) | 2023$/sqft | CMU Rigid Foam (ISO) |  | 0.019589 | 0.074168 | 0.10541 | R-value | ft2*degF*h/Btu | 2.7 | 6 | 31 | 31 | 0 | 0 | 0 | Square Feet | ft2 | 0 | 900 | 0 | 0 | 0.39112 | 0.35793 | 0.4886 | 900 | Square Feet | ft2 | 457.7866 | 722.6449 | 1008.9302 | 1 | 1 | 0.40875 | 0.47875 | 825.6616 | 1090.5199 | 1376.8052 | 888.6616 | 1153.5199 | 1439.8052 | 2050 | Advanced | 999 | Prevailing local wages, Drive time, Local code requirements, Access, Presence/condition/type of existing insulation, Existing construction and materials, Moisture issues present, Adequacy of existing ventilation, Presence of hazardous materials, Extent of preparation | 3 | 36 | 0.4695 | 2023 | Assumes for the reference case that raw material prices will increase over the coming decades. Assumed for the advanced case that energy dependency will move away from oil and gas causing a higher supply of raw materials used to make insulation which will lower the material costs. Typical costs assume a wall area of 900 sq ft as an example based on average sqft of a house to be 2,025, though wall areas and insulation amounts vary greatly by building.
26 | 2023 | Residential | Envelope | CMU | Rigid Foam (XPS) |  | CMU Rigid Foam (XPS) | 2023$/sqft | CMU Rigid Foam (XPS) |  | 0.12372 | 0.1755 | 0.2285 | R-value | ft2*degF*h/Btu | 1 | 6 | 20 | 20 | 0 | 0 | 0 | Square Feet | ft2 | 0 | 900 | 0 | 0 | 0.065725 | 0.10125 | 2.7075 | 900 | Square Feet | ft2 | 727.2243 | 1038.8268 | 3670.65 | 1 | 1 | 0.455 | 0.525 | 1136.7243 | 1448.3268 | 4080.15 | 1199.7243 | 1511.3268 | 4143.15 | 2023 | Reference | 999 | Prevailing local wages, Drive time, Local code requirements, Access, Presence/condition/type of existing insulation, Existing construction and materials, Moisture issues present, Adequacy of existing ventilation, Presence of hazardous materials, Extent of preparation | 3 | 75 | 0.2668 | 2023 | Assumes for the reference case that raw material prices will increase over the coming decades. Assumed for the advanced case that energy dependency will move away from oil and gas causing a higher supply of raw materials used to make insulation which will lower the material costs. Typical costs assume a wall area of 900 sq ft as an example based on average sqft of a house to be 2,025, though wall areas and insulation amounts vary greatly by building.
26 | 2023 | Residential | Envelope | CMU | Rigid Foam (XPS) |  | CMU Rigid Foam (XPS) | 2023$/sqft | CMU Rigid Foam (XPS) |  | 0.13609 | 0.19305 | 0.25135 | R-value | ft2*degF*h/Btu | 1 | 6 | 20 | 20 | 0 | 0 | 0 | Square Feet | ft2 | 0 | 900 | 0 | 0 | 0.072298 | 0.11138 | 2.9783 | 900 | Square Feet | ft2 | 799.9467 | 1142.7095 | 4037.715 | 1 | 1 | 0.455 | 0.525 | 1209.4467 | 1552.2095 | 4447.215 | 1272.4467 | 1615.2095 | 4510.215 | 2030 | Reference | 999 | Prevailing local wages, Drive time, Local code requirements, Access, Presence/condition/type of existing insulation, Existing construction and materials, Moisture issues present, Adequacy of existing ventilation, Presence of hazardous materials, Extent of preparation | 3 | 75 | 0.2668 | 2023 | Assumes for the reference case that raw material prices will increase over the coming decades. Assumed for the advanced case that energy dependency will move away from oil and gas causing a higher supply of raw materials used to make insulation which will lower the material costs. Typical costs assume a wall area of 900 sq ft as an example based on average sqft of a house to be 2,025, though wall areas and insulation amounts vary greatly by building.
26 | 2023 | Residential | Envelope | CMU | Rigid Foam (XPS) |  | CMU Rigid Foam (XPS) | 2023$/sqft | CMU Rigid Foam (XPS) |  | 0.14289 | 0.2027 | 0.26392 | R-value | ft2*degF*h/Btu | 1 | 6 | 20 | 20 | 0 | 0 | 0 | Square Feet | ft2 | 0 | 900 | 0 | 0 | 0.075912 | 0.11695 | 3.1272 | 900 | Square Feet | ft2 | 839.9441 | 1199.845 | 4239.6008 | 1 | 1 | 0.455 | 0.525 | 1249.4441 | 1609.345 | 4649.1008 | 1312.4441 | 1672.345 | 4712.1008 | 2035 | Reference | 999 | Prevailing local wages, Drive time, Local code requirements, Access, Presence/condition/type of existing insulation, Existing construction and materials, Moisture issues present, Adequacy of existing ventilation, Presence of hazardous materials, Extent of preparation | 3 | 75 | 0.2668 | 2023 | Assumes for the reference case that raw material prices will increase over the coming decades. Assumed for the advanced case that energy dependency will move away from oil and gas causing a higher supply of raw materials used to make insulation which will lower the material costs. Typical costs assume a wall area of 900 sq ft as an example based on average sqft of a house to be 2,025, though wall areas and insulation amounts vary greatly by building.
26 | 2023 | Residential | Envelope | CMU | Rigid Foam (XPS) |  | CMU Rigid Foam (XPS) | 2023$/sqft | CMU Rigid Foam (XPS) |  | 0.1497 | 0.21236 | 0.27649 | R-value | ft2*degF*h/Btu | 1 | 6 | 20 | 20 | 0 | 0 | 0 | Square Feet | ft2 | 0 | 900 | 0 | 0 | 0.079527 | 0.12251 | 3.2761 | 900 | Square Feet | ft2 | 879.9414 | 1256.9804 | 4441.4865 | 1 | 1 | 0.455 | 0.525 | 1289.4414 | 1666.4804 | 4850.9865 | 1352.4414 | 1729.4804 | 4913.9865 | 2040 | Reference | 999 | Prevailing local wages, Drive time, Local code requirements, Access, Presence/condition/type of existing insulation, Existing construction and materials, Moisture issues present, Adequacy of existing ventilation, Presence of hazardous materials, Extent of preparation | 3 | 75 | 0.2668 | 2023 | Assumes for the reference case that raw material prices will increase over the coming decades. Assumed for the advanced case that energy dependency will move away from oil and gas causing a higher supply of raw materials used to make insulation which will lower the material costs. Typical costs assume a wall area of 900 sq ft as an example based on average sqft of a house to be 2,025, though wall areas and insulation amounts vary greatly by building.
26 | 2023 | Residential | Envelope | CMU | Rigid Foam (XPS) |  | CMU Rigid Foam (XPS) | 2023$/sqft | CMU Rigid Foam (XPS) |  | 0.15295 | 0.21696 | 0.28248 | R-value | ft2*degF*h/Btu | 1 | 6 | 20 | 20 | 0 | 0 | 0 | Square Feet | ft2 | 0 | 900 | 0 | 0 | 0.081253 | 0.12517 | 3.3471 | 900 | Square Feet | ft2 | 899.031 | 1284.2496 | 4537.8411 | 1 | 1 | 0.455 | 0.525 | 1308.531 | 1693.7496 | 4947.3411 | 1371.531 | 1756.7496 | 5010.3411 | 2045 | Reference | 999 | Prevailing local wages, Drive time, Local code requirements, Access, Presence/condition/type of existing insulation, Existing construction and materials, Moisture issues present, Adequacy of existing ventilation, Presence of hazardous materials, Extent of preparation | 3 | 75 | 0.2668 | 2023 | Assumes for the reference case that raw material prices will increase over the coming decades. Assumed for the advanced case that energy dependency will move away from oil and gas causing a higher supply of raw materials used to make insulation which will lower the material costs. Typical costs assume a wall area of 900 sq ft as an example based on average sqft of a house to be 2,025, though wall areas and insulation amounts vary greatly by building.
26 | 2023 | Residential | Envelope | CMU | Rigid Foam (XPS) |  | CMU Rigid Foam (XPS) | 2023$/sqft | CMU Rigid Foam (XPS) |  | 0.15619 | 0.22157 | 0.28848 | R-value | ft2*degF*h/Btu | 1 | 6 | 20 | 20 | 0 | 0 | 0 | Square Feet | ft2 | 0 | 900 | 0 | 0 | 0.082978 | 0.12783 | 3.4182 | 900 | Square Feet | ft2 | 918.1207 | 1311.5188 | 4634.1956 | 1 | 1 | 0.455 | 0.525 | 1327.6207 | 1721.0188 | 5043.6956 | 1390.6207 | 1784.0188 | 5106.6956 | 2050 | Reference | 999 | Prevailing local wages, Drive time, Local code requirements, Access, Presence/condition/type of existing insulation, Existing construction and materials, Moisture issues present, Adequacy of existing ventilation, Presence of hazardous materials, Extent of preparation | 3 | 75 | 0.2668 | 2023 | Assumes for the reference case that raw material prices will increase over the coming decades. Assumed for the advanced case that energy dependency will move away from oil and gas causing a higher supply of raw materials used to make insulation which will lower the material costs. Typical costs assume a wall area of 900 sq ft as an example based on average sqft of a house to be 2,025, though wall areas and insulation amounts vary greatly by building.
26 | 2023 | Residential | Envelope | CMU | Rigid Foam (XPS) |  | CMU Rigid Foam (XPS) | 2023$/sqft | CMU Rigid Foam (XPS) |  | 0.12372 | 0.1755 | 0.2285 | R-value | ft2*degF*h/Btu | 1 | 6 | 20 | 20 | 0 | 0 | 0 | Square Feet | ft2 | 0 | 900 | 0 | 0 | 0.065725 | 0.10125 | 2.7075 | 900 | Square Feet | ft2 | 727.2243 | 1038.8268 | 3670.65 | 1 | 1 | 0.455 | 0.525 | 1136.7243 | 1448.3268 | 4080.15 | 1199.7243 | 1511.3268 | 4143.15 | 2023 | Intermediate | 999 | Prevailing local wages, Drive time, Local code requirements, Access, Presence/condition/type of existing insulation, Existing construction and materials, Moisture issues present, Adequacy of existing ventilation, Presence of hazardous materials, Extent of preparation | 3 | 75 | 0.2668 | 2023 | Assumes for the reference case that raw material prices will increase over the coming decades. Assumed for the advanced case that energy dependency will move away from oil and gas causing a higher supply of raw materials used to make insulation which will lower the material costs. Typical costs assume a wall area of 900 sq ft as an example based on average sqft of a house to be 2,025, though wall areas and insulation amounts vary greatly by building.
26 | 2023 | Residential | Envelope | CMU | Rigid Foam (XPS) |  | CMU Rigid Foam (XPS) | 2023$/sqft | CMU Rigid Foam (XPS) |  | 0.12372 | 0.1755 | 0.2285 | R-value | ft2*degF*h/Btu | 1 | 6 | 20 | 20 | 0 | 0 | 0 | Square Feet | ft2 | 0 | 900 | 0 | 0 | 0.065725 | 0.10125 | 2.7075 | 900 | Square Feet | ft2 | 727.2243 | 1038.8268 | 3670.65 | 1 | 1 | 0.455 | 0.525 | 1136.7243 | 1448.3268 | 4080.15 | 1199.7243 | 1511.3268 | 4143.15 | 2030 | Intermediate | 999 | Prevailing local wages, Drive time, Local code requirements, Access, Presence/condition/type of existing insulation, Existing construction and materials, Moisture issues present, Adequacy of existing ventilation, Presence of hazardous materials, Extent of preparation | 3 | 75 | 0.2668 | 2023 | Assumes for the reference case that raw material prices will increase over the coming decades. Assumed for the advanced case that energy dependency will move away from oil and gas causing a higher supply of raw materials used to make insulation which will lower the material costs. Typical costs assume a wall area of 900 sq ft as an example based on average sqft of a house to be 2,025, though wall areas and insulation amounts vary greatly by building.
26 | 2023 | Residential | Envelope | CMU | Rigid Foam (XPS) |  | CMU Rigid Foam (XPS) | 2023$/sqft | CMU Rigid Foam (XPS) |  | 0.12434 | 0.17638 | 0.22964 | R-value | ft2*degF*h/Btu | 1 | 6 | 20 | 20 | 0 | 0 | 0 | Square Feet | ft2 | 0 | 900 | 0 | 0 | 0.066054 | 0.10176 | 2.721 | 900 | Square Feet | ft2 | 730.8604 | 1044.0209 | 3689.0033 | 1 | 1 | 0.455 | 0.525 | 1140.3604 | 1453.5209 | 4098.5033 | 1203.3604 | 1516.5209 | 4161.5033 | 2035 | Intermediate | 999 | Prevailing local wages, Drive time, Local code requirements, Access, Presence/condition/type of existing insulation, Existing construction and materials, Moisture issues present, Adequacy of existing ventilation, Presence of hazardous materials, Extent of preparation | 3 | 75 | 0.2668 | 2023 | Assumes for the reference case that raw material prices will increase over the coming decades. Assumed for the advanced case that energy dependency will move away from oil and gas causing a higher supply of raw materials used to make insulation which will lower the material costs. Typical costs assume a wall area of 900 sq ft as an example based on average sqft of a house to be 2,025, though wall areas and insulation amounts vary greatly by building.
26 | 2023 | Residential | Envelope | CMU | Rigid Foam (XPS) |  | CMU Rigid Foam (XPS) | 2023$/sqft | CMU Rigid Foam (XPS) |  | 0.12495 | 0.17725 | 0.23079 | R-value | ft2*degF*h/Btu | 1 | 6 | 20 | 20 | 0 | 0 | 0 | Square Feet | ft2 | 0 | 900 | 0 | 0 | 0.066382 | 0.10226 | 2.7346 | 900 | Square Feet | ft2 | 734.4965 | 1049.2151 | 3707.3565 | 1 | 1 | 0.455 | 0.525 | 1143.9965 | 1458.7151 | 4116.8565 | 1206.9965 | 1521.7151 | 4179.8565 | 2040 | Intermediate | 999 | Prevailing local wages, Drive time, Local code requirements, Access, Presence/condition/type of existing insulation, Existing construction and materials, Moisture issues present, Adequacy of existing ventilation, Presence of hazardous materials, Extent of preparation | 3 | 75 | 0.2668 | 2023 | Assumes for the reference case that raw material prices will increase over the coming decades. Assumed for the advanced case that energy dependency will move away from oil and gas causing a higher supply of raw materials used to make insulation which will lower the material costs. Typical costs assume a wall area of 900 sq ft as an example based on average sqft of a house to be 2,025, though wall areas and insulation amounts vary greatly by building.
26 | 2023 | Residential | Envelope | CMU | Rigid Foam (XPS) |  | CMU Rigid Foam (XPS) | 2023$/sqft | CMU Rigid Foam (XPS) |  | 0.12407 | 0.176 | 0.22916 | R-value | ft2*degF*h/Btu | 1 | 6 | 20 | 20 | 0 | 0 | 0 | Square Feet | ft2 | 0 | 900 | 0 | 0 | 0.065914 | 0.10154 | 2.7153 | 900 | Square Feet | ft2 | 729.3151 | 1041.8134 | 3681.2031 | 1 | 1 | 0.455 | 0.525 | 1138.8151 | 1451.3134 | 4090.7031 | 1201.8151 | 1514.3134 | 4153.7031 | 2045 | Intermediate | 999 | Prevailing local wages, Drive time, Local code requirements, Access, Presence/condition/type of existing insulation, Existing construction and materials, Moisture issues present, Adequacy of existing ventilation, Presence of hazardous materials, Extent of preparation | 3 | 75 | 0.2668 | 2023 | Assumes for the reference case that raw material prices will increase over the coming decades. Assumed for the advanced case that energy dependency will move away from oil and gas causing a higher supply of raw materials used to make insulation which will lower the material costs. Typical costs assume a wall area of 900 sq ft as an example based on average sqft of a house to be 2,025, though wall areas and insulation amounts vary greatly by building.
26 | 2023 | Residential | Envelope | CMU | Rigid Foam (XPS) |  | CMU Rigid Foam (XPS) | 2023$/sqft | CMU Rigid Foam (XPS) |  | 0.12319 | 0.17475 | 0.22753 | R-value | ft2*degF*h/Btu | 1 | 6 | 20 | 20 | 0 | 0 | 0 | Square Feet | ft2 | 0 | 900 | 0 | 0 | 0.065446 | 0.10082 | 2.696 | 900 | Square Feet | ft2 | 724.1336 | 1034.4118 | 3655.0497 | 1 | 1 | 0.455 | 0.525 | 1133.6336 | 1443.9118 | 4064.5497 | 1196.6336 | 1506.9118 | 4127.5497 | 2050 | Intermediate | 999 | Prevailing local wages, Drive time, Local code requirements, Access, Presence/condition/type of existing insulation, Existing construction and materials, Moisture issues present, Adequacy of existing ventilation, Presence of hazardous materials, Extent of preparation | 3 | 75 | 0.2668 | 2023 | Assumes for the reference case that raw material prices will increase over the coming decades. Assumed for the advanced case that energy dependency will move away from oil and gas causing a higher supply of raw materials used to make insulation which will lower the material costs. Typical costs assume a wall area of 900 sq ft as an example based on average sqft of a house to be 2,025, though wall areas and insulation amounts vary greatly by building.
26 | 2023 | Residential | Envelope | CMU | Rigid Foam (XPS) |  | CMU Rigid Foam (XPS) | 2023$/sqft | CMU Rigid Foam (XPS) |  | 0.12372 | 0.1755 | 0.2285 | R-value | ft2*degF*h/Btu | 1 | 6 | 20 | 20 | 0 | 0 | 0 | Square Feet | ft2 | 0 | 900 | 0 | 0 | 0.065725 | 0.10125 | 2.7075 | 900 | Square Feet | ft2 | 727.2243 | 1038.8268 | 3670.65 | 1 | 1 | 0.455 | 0.525 | 1136.7243 | 1448.3268 | 4080.15 | 1199.7243 | 1511.3268 | 4143.15 | 2023 | Advanced | 999 | Prevailing local wages, Drive time, Local code requirements, Access, Presence/condition/type of existing insulation, Existing construction and materials, Moisture issues present, Adequacy of existing ventilation, Presence of hazardous materials, Extent of preparation | 3 | 75 | 0.2668 | 2023 | Assumes for the reference case that raw material prices will increase over the coming decades. Assumed for the advanced case that energy dependency will move away from oil and gas causing a higher supply of raw materials used to make insulation which will lower the material costs. Typical costs assume a wall area of 900 sq ft as an example based on average sqft of a house to be 2,025, though wall areas and insulation amounts vary greatly by building.
26 | 2023 | Residential | Envelope | CMU | Rigid Foam (XPS) |  | CMU Rigid Foam (XPS) | 2023$/sqft | CMU Rigid Foam (XPS) |  | 0.11135 | 0.15795 | 0.20565 | R-value | ft2*degF*h/Btu | 1 | 6 | 20 | 20 | 0 | 0 | 0 | Square Feet | ft2 | 0 | 900 | 0 | 0 | 0.059153 | 0.091127 | 2.4367 | 900 | Square Feet | ft2 | 654.5019 | 934.9441 | 3303.585 | 1 | 1 | 0.455 | 0.525 | 1064.0019 | 1344.4441 | 3713.085 | 1127.0019 | 1407.4441 | 3776.085 | 2030 | Advanced | 999 | Prevailing local wages, Drive time, Local code requirements, Access, Presence/condition/type of existing insulation, Existing construction and materials, Moisture issues present, Adequacy of existing ventilation, Presence of hazardous materials, Extent of preparation | 3 | 75 | 0.2668 | 2023 | Assumes for the reference case that raw material prices will increase over the coming decades. Assumed for the advanced case that energy dependency will move away from oil and gas causing a higher supply of raw materials used to make insulation which will lower the material costs. Typical costs assume a wall area of 900 sq ft as an example based on average sqft of a house to be 2,025, though wall areas and insulation amounts vary greatly by building.
26 | 2023 | Residential | Envelope | CMU | Rigid Foam (XPS) |  | CMU Rigid Foam (XPS) | 2023$/sqft | CMU Rigid Foam (XPS) |  | 0.10578 | 0.15005 | 0.19537 | R-value | ft2*degF*h/Btu | 1 | 6 | 20 | 20 | 0 | 0 | 0 | Square Feet | ft2 | 0 | 900 | 0 | 0 | 0.056195 | 0.08657 | 2.3149 | 900 | Square Feet | ft2 | 621.7768 | 888.1969 | 3138.4057 | 1 | 1 | 0.455 | 0.525 | 1031.2768 | 1297.6969 | 3547.9057 | 1094.2768 | 1360.6969 | 3610.9057 | 2035 | Advanced | 999 | Prevailing local wages, Drive time, Local code requirements, Access, Presence/condition/type of existing insulation, Existing construction and materials, Moisture issues present, Adequacy of existing ventilation, Presence of hazardous materials, Extent of preparation | 3 | 75 | 0.2668 | 2023 | Assumes for the reference case that raw material prices will increase over the coming decades. Assumed for the advanced case that energy dependency will move away from oil and gas causing a higher supply of raw materials used to make insulation which will lower the material costs. Typical costs assume a wall area of 900 sq ft as an example based on average sqft of a house to be 2,025, though wall areas and insulation amounts vary greatly by building.
26 | 2023 | Residential | Envelope | CMU | Rigid Foam (XPS) |  | CMU Rigid Foam (XPS) | 2023$/sqft | CMU Rigid Foam (XPS) |  | 0.10021 | 0.14215 | 0.18508 | R-value | ft2*degF*h/Btu | 1 | 6 | 20 | 20 | 0 | 0 | 0 | Square Feet | ft2 | 0 | 900 | 0 | 0 | 0.053237 | 0.082014 | 2.1931 | 900 | Square Feet | ft2 | 589.0517 | 841.4497 | 2973.2265 | 1 | 1 | 0.455 | 0.525 | 998.5517 | 1250.9497 | 3382.7265 | 1061.5517 | 1313.9497 | 3445.7265 | 2040 | Advanced | 999 | Prevailing local wages, Drive time, Local code requirements, Access, Presence/condition/type of existing insulation, Existing construction and materials, Moisture issues present, Adequacy of existing ventilation, Presence of hazardous materials, Extent of preparation | 3 | 75 | 0.2668 | 2023 | Assumes for the reference case that raw material prices will increase over the coming decades. Assumed for the advanced case that energy dependency will move away from oil and gas causing a higher supply of raw materials used to make insulation which will lower the material costs. Typical costs assume a wall area of 900 sq ft as an example based on average sqft of a house to be 2,025, though wall areas and insulation amounts vary greatly by building.
26 | 2023 | Residential | Envelope | CMU | Rigid Foam (XPS) |  | CMU Rigid Foam (XPS) | 2023$/sqft | CMU Rigid Foam (XPS) |  | 0.0952 | 0.13505 | 0.17583 | R-value | ft2*degF*h/Btu | 1 | 6 | 20 | 20 | 0 | 0 | 0 | Square Feet | ft2 | 0 | 900 | 0 | 0 | 0.050575 | 0.077913 | 2.0834 | 900 | Square Feet | ft2 | 559.5991 | 799.3772 | 2824.5652 | 1 | 1 | 0.455 | 0.525 | 969.0991 | 1208.8772 | 3234.0652 | 1032.0991 | 1271.8772 | 3297.0652 | 2045 | Advanced | 999 | Prevailing local wages, Drive time, Local code requirements, Access, Presence/condition/type of existing insulation, Existing construction and materials, Moisture issues present, Adequacy of existing ventilation, Presence of hazardous materials, Extent of preparation | 3 | 75 | 0.2668 | 2023 | Assumes for the reference case that raw material prices will increase over the coming decades. Assumed for the advanced case that energy dependency will move away from oil and gas causing a higher supply of raw materials used to make insulation which will lower the material costs. Typical costs assume a wall area of 900 sq ft as an example based on average sqft of a house to be 2,025, though wall areas and insulation amounts vary greatly by building.
26 | 2023 | Residential | Envelope | CMU | Rigid Foam (XPS) |  | CMU Rigid Foam (XPS) | 2023$/sqft | CMU Rigid Foam (XPS) |  | 0.09019 | 0.12794 | 0.16658 | R-value | ft2*degF*h/Btu | 1 | 6 | 20 | 20 | 0 | 0 | 0 | Square Feet | ft2 | 0 | 900 | 0 | 0 | 0.047914 | 0.073813 | 1.9738 | 900 | Square Feet | ft2 | 530.1465 | 757.3047 | 2675.9039 | 1 | 1 | 0.455 | 0.525 | 939.6465 | 1166.8047 | 3085.4039 | 1002.6465 | 1229.8047 | 3148.4039 | 2050 | Advanced | 999 | Prevailing local wages, Drive time, Local code requirements, Access, Presence/condition/type of existing insulation, Existing construction and materials, Moisture issues present, Adequacy of existing ventilation, Presence of hazardous materials, Extent of preparation | 3 | 75 | 0.2668 | 2023 | Assumes for the reference case that raw material prices will increase over the coming decades. Assumed for the advanced case that energy dependency will move away from oil and gas causing a higher supply of raw materials used to make insulation which will lower the material costs. Typical costs assume a wall area of 900 sq ft as an example based on average sqft of a house to be 2,025, though wall areas and insulation amounts vary greatly by building.
27 | 2023 | Residential | Cooking | Cooking Range | Electric | Electricity | Cooking Range Electric | 2023$ | Cooking Range Electric | Electric Ranges | 27.7033 | 127.9692 | 380.3852 | Volume | ft3 | 1.6 | 4.5 | 4.5 | 7.3 | 0 | 0 | 0 | N/A | N/A | 0 | 0 | 0 | 0 | 1313.7732 | 770.3415 | 140.1711 | 1 |  |  | 1438.4382 | 1346.2031 | 1851.9044 | 1 | 1 | 143.71 | 279.36 | 1582.1482 | 1489.9131 | 1995.6144 | 1717.7982 | 1625.5631 | 2131.2644 | 2023 | Reference | 11 | Prevailing local wages, Drive time, Access, Condition of existing electrical system, Type of equipment | 2 | 137 | 0.05 | 2023
27 | 2023 | Residential | Cooking | Cooking Range | Electric | Electricity | Cooking Range Electric | 2023$ | Cooking Range Electric | Electric Ranges | 27.7033 | 127.9692 | 380.3852 | Volume | ft3 | 1.6 | 4.5 | 4.5 | 7.3 | 0 | 0 | 0 | N/A | N/A | 0 | 0 | 0 | 0 | 1313.7732 | 770.3415 | 140.1711 | 1 |  |  | 1438.4382 | 1346.2031 | 1851.9044 | 1 | 1 | 143.71 | 279.36 | 1582.1482 | 1489.9131 | 1995.6144 | 1717.7982 | 1625.5631 | 2131.2644 | 2030 | Reference | 11 | Prevailing local wages, Drive time, Access, Condition of existing electrical system, Type of equipment | 2 | 137 | 0.05 | 2023 | 0
27 | 2023 | Residential | Cooking | Cooking Range | Electric | Electricity | Cooking Range Electric | 2023$ | Cooking Range Electric | Electric Ranges | 27.7033 | 127.9692 | 380.3852 | Volume | ft3 | 1.6 | 4.5 | 4.5 | 7.3 | 0 | 0 | 0 | N/A | N/A | 0 | 0 | 0 | 0 | 1313.7732 | 770.3415 | 140.1711 | 1 |  |  | 1438.4382 | 1346.2031 | 1851.9044 | 1 | 1 | 143.71 | 279.36 | 1582.1482 | 1489.9131 | 1995.6144 | 1717.7982 | 1625.5631 | 2131.2644 | 2035 | Reference | 11 | Prevailing local wages, Drive time, Access, Condition of existing electrical system, Type of equipment | 2 | 137 | 0.05 | 2023 | 0
27 | 2023 | Residential | Cooking | Cooking Range | Electric | Electricity | Cooking Range Electric | 2023$ | Cooking Range Electric | Electric Ranges | 27.7033 | 127.9692 | 380.3852 | Volume | ft3 | 1.6 | 4.5 | 4.5 | 7.3 | 0 | 0 | 0 | N/A | N/A | 0 | 0 | 0 | 0 | 1313.7732 | 770.3415 | 140.1711 | 1 |  |  | 1438.4382 | 1346.2031 | 1851.9044 | 1 | 1 | 143.71 | 279.36 | 1582.1482 | 1489.9131 | 1995.6144 | 1717.7982 | 1625.5631 | 2131.2644 | 2040 | Reference | 11 | Prevailing local wages, Drive time, Access, Condition of existing electrical system, Type of equipment | 2 | 137 | 0.05 | 2023 | 0
27 | 2023 | Residential | Cooking | Cooking Range | Electric | Electricity | Cooking Range Electric | 2023$ | Cooking Range Electric | Electric Ranges | 27.7033 | 127.9692 | 380.3852 | Volume | ft3 | 1.6 | 4.5 | 4.5 | 7.3 | 0 | 0 | 0 | N/A | N/A | 0 | 0 | 0 | 0 | 1313.7732 | 770.3415 | 140.1711 | 1 |  |  | 1438.4382 | 1346.2031 | 1851.9044 | 1 | 1 | 143.71 | 279.36 | 1582.1482 | 1489.9131 | 1995.6144 | 1717.7982 | 1625.5631 | 2131.2644 | 2045 | Reference | 11 | Prevailing local wages, Drive time, Access, Condition of existing electrical system, Type of equipment | 2 | 137 | 0.05 | 2023 | 0
27 | 2023 | Residential | Cooking | Cooking Range | Electric | Electricity | Cooking Range Electric | 2023$ | Cooking Range Electric | Electric Ranges | 27.7033 | 127.9692 | 380.3852 | Volume | ft3 | 1.6 | 4.5 | 4.5 | 7.3 | 0 | 0 | 0 | N/A | N/A | 0 | 0 | 0 | 0 | 1313.7732 | 770.3415 | 140.1711 | 1 |  |  | 1438.4382 | 1346.2031 | 1851.9044 | 1 | 1 | 143.71 | 279.36 | 1582.1482 | 1489.9131 | 1995.6144 | 1717.7982 | 1625.5631 | 2131.2644 | 2050 | Reference | 11 | Prevailing local wages, Drive time, Access, Condition of existing electrical system, Type of equipment | 2 | 137 | 0.05 | 2023 | 0
27 | 2023 | Residential | Cooking | Cooking Range | Electric | Electricity | Cooking Range Electric | 2023$ | Cooking Range Electric | Electric Ranges | 27.7033 | 127.9692 | 380.3852 | Volume | ft3 | 1.6 | 4.5 | 4.5 | 7.3 | 0 | 0 | 0 | N/A | N/A | 0 | 0 | 0 | 0 | 1313.7732 | 770.3415 | 140.1711 | 1 |  |  | 1438.4382 | 1346.2031 | 1851.9044 | 1 | 1 | 143.71 | 279.36 | 1582.1482 | 1489.9131 | 1995.6144 | 1717.7982 | 1625.5631 | 2131.2644 | 2023 | Intermediate | 11 | Prevailing local wages, Drive time, Access, Condition of existing electrical system, Type of equipment | 2 | 137 | 0.05 | 2023 | 0
27 | 2023 | Residential | Cooking | Cooking Range | Electric | Electricity | Cooking Range Electric | 2023$ | Cooking Range Electric | Electric Ranges | 27.7033 | 127.9692 | 380.3852 | Volume | ft3 | 1.6 | 4.5 | 4.5 | 7.3 | 0 | 0 | 0 | N/A | N/A | 0 | 0 | 0 | 0 | 1313.7732 | 770.3415 | 140.1711 | 1 |  |  | 1438.4382 | 1346.2031 | 1851.9044 | 1 | 1 | 143.71 | 279.36 | 1582.1482 | 1489.9131 | 1995.6144 | 1717.7982 | 1625.5631 | 2131.2644 | 2030 | Intermediate | 11 | Prevailing local wages, Drive time, Access, Condition of existing electrical system, Type of equipment | 2 | 137 | 0.05 | 2023 | 0
27 | 2023 | Residential | Cooking | Cooking Range | Electric | Electricity | Cooking Range Electric | 2023$ | Cooking Range Electric | Electric Ranges | 27.7033 | 127.9692 | 380.3852 | Volume | ft3 | 1.6 | 4.5 | 4.5 | 7.3 | 0 | 0 | 0 | N/A | N/A | 0 | 0 | 0 | 0 | 1313.7732 | 770.3415 | 140.1711 | 1 |  |  | 1438.4382 | 1346.2031 | 1851.9044 | 1 | 1 | 143.71 | 279.36 | 1582.1482 | 1489.9131 | 1995.6144 | 1717.7982 | 1625.5631 | 2131.2644 | 2035 | Intermediate | 11 | Prevailing local wages, Drive time, Access, Condition of existing electrical system, Type of equipment | 2 | 137 | 0.05 | 2023 | 0
27 | 2023 | Residential | Cooking | Cooking Range | Electric | Electricity | Cooking Range Electric | 2023$ | Cooking Range Electric | Electric Ranges | 27.7033 | 127.9692 | 380.3852 | Volume | ft3 | 1.6 | 4.5 | 4.5 | 7.3 | 0 | 0 | 0 | N/A | N/A | 0 | 0 | 0 | 0 | 1313.7732 | 770.3415 | 140.1711 | 1 |  |  | 1438.4382 | 1346.2031 | 1851.9044 | 1 | 1 | 143.71 | 279.36 | 1582.1482 | 1489.9131 | 1995.6144 | 1717.7982 | 1625.5631 | 2131.2644 | 2040 | Intermediate | 11 | Prevailing local wages, Drive time, Access, Condition of existing electrical system, Type of equipment | 2 | 137 | 0.05 | 2023 | 0
27 | 2023 | Residential | Cooking | Cooking Range | Electric | Electricity | Cooking Range Electric | 2023$ | Cooking Range Electric | Electric Ranges | 27.7033 | 127.9692 | 380.3852 | Volume | ft3 | 1.6 | 4.5 | 4.5 | 7.3 | 0 | 0 | 0 | N/A | N/A | 0 | 0 | 0 | 0 | 1313.7732 | 770.3415 | 140.1711 | 1 |  |  | 1438.4382 | 1346.2031 | 1851.9044 | 1 | 1 | 143.71 | 279.36 | 1582.1482 | 1489.9131 | 1995.6144 | 1717.7982 | 1625.5631 | 2131.2644 | 2045 | Intermediate | 11 | Prevailing local wages, Drive time, Access, Condition of existing electrical system, Type of equipment | 2 | 137 | 0.05 | 2023 | 0
27 | 2023 | Residential | Cooking | Cooking Range | Electric | Electricity | Cooking Range Electric | 2023$ | Cooking Range Electric | Electric Ranges | 27.7033 | 127.9692 | 380.3852 | Volume | ft3 | 1.6 | 4.5 | 4.5 | 7.3 | 0 | 0 | 0 | N/A | N/A | 0 | 0 | 0 | 0 | 1313.7732 | 770.3415 | 140.1711 | 1 |  |  | 1438.4382 | 1346.2031 | 1851.9044 | 1 | 1 | 143.71 | 279.36 | 1582.1482 | 1489.9131 | 1995.6144 | 1717.7982 | 1625.5631 | 2131.2644 | 2050 | Intermediate | 11 | Prevailing local wages, Drive time, Access, Condition of existing electrical system, Type of equipment | 2 | 137 | 0.05 | 2023 | 0
27 | 2023 | Residential | Cooking | Cooking Range | Electric | Electricity | Cooking Range Electric | 2023$ | Cooking Range Electric | Electric Ranges | 27.7033 | 127.9692 | 380.3852 | Volume | ft3 | 1.6 | 4.5 | 4.5 | 7.3 | 0 | 0 | 0 | N/A | N/A | 0 | 0 | 0 | 0 | 1313.7732 | 770.3415 | 140.1711 | 1 |  |  | 1438.4382 | 1346.2031 | 1851.9044 | 1 | 1 | 143.71 | 279.36 | 1582.1482 | 1489.9131 | 1995.6144 | 1717.7982 | 1625.5631 | 2131.2644 | 2023 | Advanced | 11 | Prevailing local wages, Drive time, Access, Condition of existing electrical system, Type of equipment | 2 | 137 | 0.05 | 2023 | 0
27 | 2023 | Residential | Cooking | Cooking Range | Electric | Electricity | Cooking Range Electric | 2023$ | Cooking Range Electric | Electric Ranges | 27.7033 | 127.9692 | 380.3852 | Volume | ft3 | 1.6 | 4.5 | 4.5 | 7.3 | 0 | 0 | 0 | N/A | N/A | 0 | 0 | 0 | 0 | 1313.7732 | 770.3415 | 140.1711 | 1 |  |  | 1438.4382 | 1346.2031 | 1851.9044 | 1 | 1 | 143.71 | 279.36 | 1582.1482 | 1489.9131 | 1995.6144 | 1717.7982 | 1625.5631 | 2131.2644 | 2030 | Advanced | 11 | Prevailing local wages, Drive time, Access, Condition of existing electrical system, Type of equipment | 2 | 137 | 0.05 | 2023 | 0
27 | 2023 | Residential | Cooking | Cooking Range | Electric | Electricity | Cooking Range Electric | 2023$ | Cooking Range Electric | Electric Ranges | 27.7033 | 127.9692 | 380.3852 | Volume | ft3 | 1.6 | 4.5 | 4.5 | 7.3 | 0 | 0 | 0 | N/A | N/A | 0 | 0 | 0 | 0 | 1313.7732 | 770.3415 | 140.1711 | 1 |  |  | 1438.4382 | 1346.2031 | 1851.9044 | 1 | 1 | 143.71 | 279.36 | 1582.1482 | 1489.9131 | 1995.6144 | 1717.7982 | 1625.5631 | 2131.2644 | 2035 | Advanced | 11 | Prevailing local wages, Drive time, Access, Condition of existing electrical system, Type of equipment | 2 | 137 | 0.05 | 2023 | 0
27 | 2023 | Residential | Cooking | Cooking Range | Electric | Electricity | Cooking Range Electric | 2023$ | Cooking Range Electric | Electric Ranges | 27.7033 | 127.9692 | 380.3852 | Volume | ft3 | 1.6 | 4.5 | 4.5 | 7.3 | 0 | 0 | 0 | N/A | N/A | 0 | 0 | 0 | 0 | 1313.7732 | 770.3415 | 140.1711 | 1 |  |  | 1438.4382 | 1346.2031 | 1851.9044 | 1 | 1 | 143.71 | 279.36 | 1582.1482 | 1489.9131 | 1995.6144 | 1717.7982 | 1625.5631 | 2131.2644 | 2040 | Advanced | 11 | Prevailing local wages, Drive time, Access, Condition of existing electrical system, Type of equipment | 2 | 137 | 0.05 | 2023 | 0
27 | 2023 | Residential | Cooking | Cooking Range | Electric | Electricity | Cooking Range Electric | 2023$ | Cooking Range Electric | Electric Ranges | 27.7033 | 127.9692 | 380.3852 | Volume | ft3 | 1.6 | 4.5 | 4.5 | 7.3 | 0 | 0 | 0 | N/A | N/A | 0 | 0 | 0 | 0 | 1313.7732 | 770.3415 | 140.1711 | 1 |  |  | 1438.4382 | 1346.2031 | 1851.9044 | 1 | 1 | 143.71 | 279.36 | 1582.1482 | 1489.9131 | 1995.6144 | 1717.7982 | 1625.5631 | 2131.2644 | 2045 | Advanced | 11 | Prevailing local wages, Drive time, Access, Condition of existing electrical system, Type of equipment | 2 | 137 | 0.05 | 2023 | 0
27 | 2023 | Residential | Cooking | Cooking Range | Electric | Electricity | Cooking Range Electric | 2023$ | Cooking Range Electric | Electric Ranges | 27.7033 | 127.9692 | 380.3852 | Volume | ft3 | 1.6 | 4.5 | 4.5 | 7.3 | 0 | 0 | 0 | N/A | N/A | 0 | 0 | 0 | 0 | 1313.7732 | 770.3415 | 140.1711 | 1 |  |  | 1438.4382 | 1346.2031 | 1851.9044 | 1 | 1 | 143.71 | 279.36 | 1582.1482 | 1489.9131 | 1995.6144 | 1717.7982 | 1625.5631 | 2131.2644 | 2050 | Advanced | 11 | Prevailing local wages, Drive time, Access, Condition of existing electrical system, Type of equipment | 2 | 137 | 0.05 | 2023 | 0
28 | 2023 | Residential | Cooking | Cooking Range | Gas | Gas | Cooking Range Gas | 2023$ | Cooking Range Gas | NG Range | 111.8548 | 674.4186 | 635.5556 | Volume | ft3 | 1.9 | 4.5 | 4.5 | 8.6 | 0 | 0 | 0 | N/A | N/A | 0 | 0 | 0 | 0 | -2574.6226 | -1701.5274 | -749.0476 | 1 |  |  | -2071.2758 | 1333.3564 | 2110.9524 | 1 | 1 | 218.3 | 353.95 | -1852.9758 | 1551.6564 | 2329.2524 | -1717.3258 | 1687.3064 | 2464.9024 | 2023 | Reference | 15 | Prevailing local wages, Drive time, Access, Condition of existing electrical system, Type of equipment | 2 | 339 | 0.37 | 2023
28 | 2023 | Residential | Cooking | Cooking Range | Gas | Gas | Cooking Range Gas | 2023$ | Cooking Range Gas | NG Range | 111.8548 | 674.4186 | 635.5556 | Volume | ft3 | 1.9 | 4.5 | 4.5 | 8.6 | 0 | 0 | 0 | N/A | N/A | 0 | 0 | 0 | 0 | -2574.6226 | -1701.5274 | -749.0476 | 1 |  |  | -2071.2758 | 1333.3564 | 2110.9524 | 1 | 1 | 218.3 | 353.95 | -1852.9758 | 1551.6564 | 2329.2524 | -1717.3258 | 1687.3064 | 2464.9024 | 2030 | Reference | 15 | Prevailing local wages, Drive time, Access, Condition of existing electrical system, Type of equipment | 2 | 339 | 0.37 | 2023 | 0
28 | 2023 | Residential | Cooking | Cooking Range | Gas | Gas | Cooking Range Gas | 2023$ | Cooking Range Gas | NG Range | 111.8548 | 674.4186 | 635.5556 | Volume | ft3 | 1.9 | 4.5 | 4.5 | 8.6 | 0 | 0 | 0 | N/A | N/A | 0 | 0 | 0 | 0 | -2574.6226 | -1701.5274 | -749.0476 | 1 |  |  | -2071.2758 | 1333.3564 | 2110.9524 | 1 | 1 | 218.3 | 353.95 | -1852.9758 | 1551.6564 | 2329.2524 | -1717.3258 | 1687.3064 | 2464.9024 | 2035 | Reference | 15 | Prevailing local wages, Drive time, Access, Condition of existing electrical system, Type of equipment | 2 | 339 | 0.37 | 2023 | 0
28 | 2023 | Residential | Cooking | Cooking Range | Gas | Gas | Cooking Range Gas | 2023$ | Cooking Range Gas | NG Range | 111.8548 | 674.4186 | 635.5556 | Volume | ft3 | 1.9 | 4.5 | 4.5 | 8.6 | 0 | 0 | 0 | N/A | N/A | 0 | 0 | 0 | 0 | -2574.6226 | -1701.5274 | -749.0476 | 1 |  |  | -2071.2758 | 1333.3564 | 2110.9524 | 1 | 1 | 218.3 | 353.95 | -1852.9758 | 1551.6564 | 2329.2524 | -1717.3258 | 1687.3064 | 2464.9024 | 2040 | Reference | 15 | Prevailing local wages, Drive time, Access, Condition of existing electrical system, Type of equipment | 2 | 339 | 0.37 | 2023 | 0
28 | 2023 | Residential | Cooking | Cooking Range | Gas | Gas | Cooking Range Gas | 2023$ | Cooking Range Gas | NG Range | 111.8548 | 674.4186 | 635.5556 | Volume | ft3 | 1.9 | 4.5 | 4.5 | 8.6 | 0 | 0 | 0 | N/A | N/A | 0 | 0 | 0 | 0 | -2574.6226 | -1701.5274 | -749.0476 | 1 |  |  | -2071.2758 | 1333.3564 | 2110.9524 | 1 | 1 | 218.3 | 353.95 | -1852.9758 | 1551.6564 | 2329.2524 | -1717.3258 | 1687.3064 | 2464.9024 | 2045 | Reference | 15 | Prevailing local wages, Drive time, Access, Condition of existing electrical system, Type of equipment | 2 | 339 | 0.37 | 2023 | 0
28 | 2023 | Residential | Cooking | Cooking Range | Gas | Gas | Cooking Range Gas | 2023$ | Cooking Range Gas | NG Range | 111.8548 | 674.4186 | 635.5556 | Volume | ft3 | 1.9 | 4.5 | 4.5 | 8.6 | 0 | 0 | 0 | N/A | N/A | 0 | 0 | 0 | 0 | -2574.6226 | -1701.5274 | -749.0476 | 1 |  |  | -2071.2758 | 1333.3564 | 2110.9524 | 1 | 1 | 218.3 | 353.95 | -1852.9758 | 1551.6564 | 2329.2524 | -1717.3258 | 1687.3064 | 2464.9024 | 2050 | Reference | 15 | Prevailing local wages, Drive time, Access, Condition of existing electrical system, Type of equipment | 2 | 339 | 0.37 | 2023 | 0
28 | 2023 | Residential | Cooking | Cooking Range | Gas | Gas | Cooking Range Gas | 2023$ | Cooking Range Gas | NG Range | 111.8548 | 674.4186 | 635.5556 | Volume | ft3 | 1.9 | 4.5 | 4.5 | 8.6 | 0 | 0 | 0 | N/A | N/A | 0 | 0 | 0 | 0 | -2574.6226 | -1701.5274 | -749.0476 | 1 |  |  | -2071.2758 | 1333.3564 | 2110.9524 | 1 | 1 | 218.3 | 353.95 | -1852.9758 | 1551.6564 | 2329.2524 | -1717.3258 | 1687.3064 | 2464.9024 | 2023 | Intermediate | 15 | Prevailing local wages, Drive time, Access, Condition of existing electrical system, Type of equipment | 2 | 339 | 0.37 | 2023 | 0
28 | 2023 | Residential | Cooking | Cooking Range | Gas | Gas | Cooking Range Gas | 2023$ | Cooking Range Gas | NG Range | 111.8548 | 674.4186 | 635.5556 | Volume | ft3 | 1.9 | 4.5 | 4.5 | 8.6 | 0 | 0 | 0 | N/A | N/A | 0 | 0 | 0 | 0 | -2574.6226 | -1701.5274 | -749.0476 | 1 |  |  | -2071.2758 | 1333.3564 | 2110.9524 | 1 | 1 | 218.3 | 353.95 | -1852.9758 | 1551.6564 | 2329.2524 | -1717.3258 | 1687.3064 | 2464.9024 | 2030 | Intermediate | 15 | Prevailing local wages, Drive time, Access, Condition of existing electrical system, Type of equipment | 2 | 339 | 0.37 | 2023 | 0
28 | 2023 | Residential | Cooking | Cooking Range | Gas | Gas | Cooking Range Gas | 2023$ | Cooking Range Gas | NG Range | 111.8548 | 674.4186 | 635.5556 | Volume | ft3 | 1.9 | 4.5 | 4.5 | 8.6 | 0 | 0 | 0 | N/A | N/A | 0 | 0 | 0 | 0 | -2574.6226 | -1701.5274 | -749.0476 | 1 |  |  | -2071.2758 | 1333.3564 | 2110.9524 | 1 | 1 | 218.3 | 353.95 | -1852.9758 | 1551.6564 | 2329.2524 | -1717.3258 | 1687.3064 | 2464.9024 | 2035 | Intermediate | 15 | Prevailing local wages, Drive time, Access, Condition of existing electrical system, Type of equipment | 2 | 339 | 0.37 | 2023 | 0
28 | 2023 | Residential | Cooking | Cooking Range | Gas | Gas | Cooking Range Gas | 2023$ | Cooking Range Gas | NG Range | 111.8548 | 674.4186 | 635.5556 | Volume | ft3 | 1.9 | 4.5 | 4.5 | 8.6 | 0 | 0 | 0 | N/A | N/A | 0 | 0 | 0 | 0 | -2574.6226 | -1701.5274 | -749.0476 | 1 |  |  | -2071.2758 | 1333.3564 | 2110.9524 | 1 | 1 | 218.3 | 353.95 | -1852.9758 | 1551.6564 | 2329.2524 | -1717.3258 | 1687.3064 | 2464.9024 | 2040 | Intermediate | 15 | Prevailing local wages, Drive time, Access, Condition of existing electrical system, Type of equipment | 2 | 339 | 0.37 | 2023 | 0
28 | 2023 | Residential | Cooking | Cooking Range | Gas | Gas | Cooking Range Gas | 2023$ | Cooking Range Gas | NG Range | 111.8548 | 674.4186 | 635.5556 | Volume | ft3 | 1.9 | 4.5 | 4.5 | 8.6 | 0 | 0 | 0 | N/A | N/A | 0 | 0 | 0 | 0 | -2574.6226 | -1701.5274 | -749.0476 | 1 |  |  | -2071.2758 | 1333.3564 | 2110.9524 | 1 | 1 | 218.3 | 353.95 | -1852.9758 | 1551.6564 | 2329.2524 | -1717.3258 | 1687.3064 | 2464.9024 | 2045 | Intermediate | 15 | Prevailing local wages, Drive time, Access, Condition of existing electrical system, Type of equipment | 2 | 339 | 0.37 | 2023 | 0
28 | 2023 | Residential | Cooking | Cooking Range | Gas | Gas | Cooking Range Gas | 2023$ | Cooking Range Gas | NG Range | 111.8548 | 674.4186 | 635.5556 | Volume | ft3 | 1.9 | 4.5 | 4.5 | 8.6 | 0 | 0 | 0 | N/A | N/A | 0 | 0 | 0 | 0 | -2574.6226 | -1701.5274 | -749.0476 | 1 |  |  | -2071.2758 | 1333.3564 | 2110.9524 | 1 | 1 | 218.3 | 353.95 | -1852.9758 | 1551.6564 | 2329.2524 | -1717.3258 | 1687.3064 | 2464.9024 | 2050 | Intermediate | 15 | Prevailing local wages, Drive time, Access, Condition of existing electrical system, Type of equipment | 2 | 339 | 0.37 | 2023 | 0
28 | 2023 | Residential | Cooking | Cooking Range | Gas | Gas | Cooking Range Gas | 2023$ | Cooking Range Gas | NG Range | 111.8548 | 674.4186 | 635.5556 | Volume | ft3 | 1.9 | 4.5 | 4.5 | 8.6 | 0 | 0 | 0 | N/A | N/A | 0 | 0 | 0 | 0 | -2574.6226 | -1701.5274 | -749.0476 | 1 |  |  | -2071.2758 | 1333.3564 | 2110.9524 | 1 | 1 | 218.3 | 353.95 | -1852.9758 | 1551.6564 | 2329.2524 | -1717.3258 | 1687.3064 | 2464.9024 | 2023 | Advanced | 15 | Prevailing local wages, Drive time, Access, Condition of existing electrical system, Type of equipment | 2 | 339 | 0.37 | 2023 | 0
28 | 2023 | Residential | Cooking | Cooking Range | Gas | Gas | Cooking Range Gas | 2023$ | Cooking Range Gas | NG Range | 111.8548 | 674.4186 | 635.5556 | Volume | ft3 | 1.9 | 4.5 | 4.5 | 8.6 | 0 | 0 | 0 | N/A | N/A | 0 | 0 | 0 | 0 | -2574.6226 | -1701.5274 | -749.0476 | 1 |  |  | -2071.2758 | 1333.3564 | 2110.9524 | 1 | 1 | 218.3 | 353.95 | -1852.9758 | 1551.6564 | 2329.2524 | -1717.3258 | 1687.3064 | 2464.9024 | 2030 | Advanced | 15 | Prevailing local wages, Drive time, Access, Condition of existing electrical system, Type of equipment | 2 | 339 | 0.37 | 2023 | 0
28 | 2023 | Residential | Cooking | Cooking Range | Gas | Gas | Cooking Range Gas | 2023$ | Cooking Range Gas | NG Range | 111.8548 | 674.4186 | 635.5556 | Volume | ft3 | 1.9 | 4.5 | 4.5 | 8.6 | 0 | 0 | 0 | N/A | N/A | 0 | 0 | 0 | 0 | -2574.6226 | -1701.5274 | -749.0476 | 1 |  |  | -2071.2758 | 1333.3564 | 2110.9524 | 1 | 1 | 218.3 | 353.95 | -1852.9758 | 1551.6564 | 2329.2524 | -1717.3258 | 1687.3064 | 2464.9024 | 2035 | Advanced | 15 | Prevailing local wages, Drive time, Access, Condition of existing electrical system, Type of equipment | 2 | 339 | 0.37 | 2023 | 0
28 | 2023 | Residential | Cooking | Cooking Range | Gas | Gas | Cooking Range Gas | 2023$ | Cooking Range Gas | NG Range | 111.8548 | 674.4186 | 635.5556 | Volume | ft3 | 1.9 | 4.5 | 4.5 | 8.6 | 0 | 0 | 0 | N/A | N/A | 0 | 0 | 0 | 0 | -2574.6226 | -1701.5274 | -749.0476 | 1 |  |  | -2071.2758 | 1333.3564 | 2110.9524 | 1 | 1 | 218.3 | 353.95 | -1852.9758 | 1551.6564 | 2329.2524 | -1717.3258 | 1687.3064 | 2464.9024 | 2040 | Advanced | 15 | Prevailing local wages, Drive time, Access, Condition of existing electrical system, Type of equipment | 2 | 339 | 0.37 | 2023 | 0
28 | 2023 | Residential | Cooking | Cooking Range | Gas | Gas | Cooking Range Gas | 2023$ | Cooking Range Gas | NG Range | 111.8548 | 674.4186 | 635.5556 | Volume | ft3 | 1.9 | 4.5 | 4.5 | 8.6 | 0 | 0 | 0 | N/A | N/A | 0 | 0 | 0 | 0 | -2574.6226 | -1701.5274 | -749.0476 | 1 |  |  | -2071.2758 | 1333.3564 | 2110.9524 | 1 | 1 | 218.3 | 353.95 | -1852.9758 | 1551.6564 | 2329.2524 | -1717.3258 | 1687.3064 | 2464.9024 | 2045 | Advanced | 15 | Prevailing local wages, Drive time, Access, Condition of existing electrical system, Type of equipment | 2 | 339 | 0.37 | 2023 | 0
28 | 2023 | Residential | Cooking | Cooking Range | Gas | Gas | Cooking Range Gas | 2023$ | Cooking Range Gas | NG Range | 111.8548 | 674.4186 | 635.5556 | Volume | ft3 | 1.9 | 4.5 | 4.5 | 8.6 | 0 | 0 | 0 | N/A | N/A | 0 | 0 | 0 | 0 | -2574.6226 | -1701.5274 | -749.0476 | 1 |  |  | -2071.2758 | 1333.3564 | 2110.9524 | 1 | 1 | 218.3 | 353.95 | -1852.9758 | 1551.6564 | 2329.2524 | -1717.3258 | 1687.3064 | 2464.9024 | 2050 | Advanced | 15 | Prevailing local wages, Drive time, Access, Condition of existing electrical system, Type of equipment | 2 | 339 | 0.37 | 2023 | 0
29 | 2023 | Residential | Cooking | Cooking Range | Induction | Electricity | Cooking Range Induction | 2023$ | Cooking Range Induction |  | 1048.8889 | 49 | 107.1429 | Volume | ft3 | 4.6 | 4.6 | 6.7 | 6.7 | 0 | 0 | 0 | N/A | N/A | 0 | 0 | 0 | 0 | -4360 | 3139.3 | 3881.1429 | 1 |  |  | 464.8889 | 3364.7 | 4374 | 1 | 1 | 143.71 | 279.36 | 608.5989 | 3508.41 | 4517.71 | 744.2489 | 3644.06 | 4653.36 | 2023 | Reference | 17 | Prevailing local wages, Drive time, Access, Condition of existing electrical system, Type of equipment | 1, 4 | 15 | 0.0416 | 2023
29 | 2023 | Residential | Cooking | Cooking Range | Induction | Electricity | Cooking Range Induction | 2023$ | Cooking Range Induction |  | 1048.8889 | 49 | 107.1429 | Volume | ft3 | 4.6 | 4.6 | 6.7 | 6.7 | 0 | 0 | 0 | N/A | N/A | 0 | 0 | 0 | 0 | -4360 | 3139.3 | 3881.1429 | 1 |  |  | 464.8889 | 3364.7 | 4374 | 1 | 1 | 143.71 | 279.36 | 608.5989 | 3508.41 | 4517.71 | 744.2489 | 3644.06 | 4653.36 | 2030 | Reference | 17 | Prevailing local wages, Drive time, Access, Condition of existing electrical system, Type of equipment | 1, 4 | 15 | 0.0416 | 2023 | 0
29 | 2023 | Residential | Cooking | Cooking Range | Induction | Electricity | Cooking Range Induction | 2023$ | Cooking Range Induction |  | 1048.8889 | 49 | 107.1429 | Volume | ft3 | 4.6 | 4.6 | 6.7 | 6.7 | 0 | 0 | 0 | N/A | N/A | 0 | 0 | 0 | 0 | -4360 | 3139.3 | 3881.1429 | 1 |  |  | 464.8889 | 3364.7 | 4374 | 1 | 1 | 143.71 | 279.36 | 608.5989 | 3508.41 | 4517.71 | 744.2489 | 3644.06 | 4653.36 | 2035 | Reference | 17 | Prevailing local wages, Drive time, Access, Condition of existing electrical system, Type of equipment | 1, 4 | 15 | 0.0416 | 2023 | 0
29 | 2023 | Residential | Cooking | Cooking Range | Induction | Electricity | Cooking Range Induction | 2023$ | Cooking Range Induction |  | 1048.8889 | 49 | 107.1429 | Volume | ft3 | 4.6 | 4.6 | 6.7 | 6.7 | 0 | 0 | 0 | N/A | N/A | 0 | 0 | 0 | 0 | -4360 | 3139.3 | 3881.1429 | 1 |  |  | 464.8889 | 3364.7 | 4374 | 1 | 1 | 143.71 | 279.36 | 608.5989 | 3508.41 | 4517.71 | 744.2489 | 3644.06 | 4653.36 | 2040 | Reference | 17 | Prevailing local wages, Drive time, Access, Condition of existing electrical system, Type of equipment | 1, 4 | 15 | 0.0416 | 2023 | 0
29 | 2023 | Residential | Cooking | Cooking Range | Induction | Electricity | Cooking Range Induction | 2023$ | Cooking Range Induction |  | 1048.8889 | 49 | 107.1429 | Volume | ft3 | 4.6 | 4.6 | 6.7 | 6.7 | 0 | 0 | 0 | N/A | N/A | 0 | 0 | 0 | 0 | -4360 | 3139.3 | 3881.1429 | 1 |  |  | 464.8889 | 3364.7 | 4374 | 1 | 1 | 143.71 | 279.36 | 608.5989 | 3508.41 | 4517.71 | 744.2489 | 3644.06 | 4653.36 | 2045 | Reference | 17 | Prevailing local wages, Drive time, Access, Condition of existing electrical system, Type of equipment | 1, 4 | 15 | 0.0416 | 2023 | 0
29 | 2023 | Residential | Cooking | Cooking Range | Induction | Electricity | Cooking Range Induction | 2023$ | Cooking Range Induction |  | 1048.8889 | 49 | 107.1429 | Volume | ft3 | 4.6 | 4.6 | 6.7 | 6.7 | 0 | 0 | 0 | N/A | N/A | 0 | 0 | 0 | 0 | -4360 | 3139.3 | 3881.1429 | 1 |  |  | 464.8889 | 3364.7 | 4374 | 1 | 1 | 143.71 | 279.36 | 608.5989 | 3508.41 | 4517.71 | 744.2489 | 3644.06 | 4653.36 | 2050 | Reference | 17 | Prevailing local wages, Drive time, Access, Condition of existing electrical system, Type of equipment | 1, 4 | 15 | 0.0416 | 2023 | 0
29 | 2023 | Residential | Cooking | Cooking Range | Induction | Electricity | Cooking Range Induction | 2023$ | Cooking Range Induction |  | 1048.8889 | 49 | 107.1429 | Volume | ft3 | 4.6 | 4.6 | 6.7 | 6.7 | 0 | 0 | 0 | N/A | N/A | 0 | 0 | 0 | 0 | -4360 | 3139.3 | 3881.1429 | 1 |  |  | 464.8889 | 3364.7 | 4374 | 1 | 1 | 143.71 | 279.36 | 608.5989 | 3508.41 | 4517.71 | 744.2489 | 3644.06 | 4653.36 | 2023 | Intermediate | 17 | Prevailing local wages, Drive time, Access, Condition of existing electrical system, Type of equipment | 1, 4 | 15 | 0.0416 | 2023 | 0
29 | 2023 | Residential | Cooking | Cooking Range | Induction | Electricity | Cooking Range Induction | 2023$ | Cooking Range Induction |  | 996.4444 | 46.55 | 101.7857 | Volume | ft3 | 4.6 | 4.6 | 6.7 | 6.7 | 0 | 0 | 0 | N/A | N/A | 0 | 0 | 0 | 0 | -4360 | 3139.3 | 3881.1429 | 1 |  |  | 223.6444 | 3353.43 | 4349.3571 | 1 | 1 | 143.71 | 279.36 | 367.3544 | 3497.14 | 4493.0671 | 503.0044 | 3632.79 | 4628.7171 | 2030 | Intermediate | 17 | Prevailing local wages, Drive time, Access, Condition of existing electrical system, Type of equipment | 1, 4 | 15 | 0.0416 | 2023 | 0
29 | 2023 | Residential | Cooking | Cooking Range | Induction | Electricity | Cooking Range Induction | 2023$ | Cooking Range Induction |  | 949.2444 | 44.345 | 96.9643 | Volume | ft3 | 4.6 | 4.6 | 6.7 | 6.7 | 0 | 0 | 0 | N/A | N/A | 0 | 0 | 0 | 0 | -4360 | 3139.3 | 3881.1429 | 1 |  |  | 6.5244 | 3343.287 | 4327.1786 | 1 | 1 | 143.71 | 279.36 | 150.2344 | 3486.997 | 4470.8886 | 285.8844 | 3622.647 | 4606.5386 | 2035 | Intermediate | 17 | Prevailing local wages, Drive time, Access, Condition of existing electrical system, Type of equipment | 1, 4 | 15 | 0.0416 | 2023 | 0
29 | 2023 | Residential | Cooking | Cooking Range | Induction | Electricity | Cooking Range Induction | 2023$ | Cooking Range Induction |  | 906.7644 | 42.3605 | 92.625 | Volume | ft3 | 4.6 | 4.6 | 6.7 | 6.7 | 0 | 0 | 0 | N/A | N/A | 0 | 0 | 0 | 0 | -4360 | 3139.3 | 3881.1429 | 1 |  |  | -188.8836 | 3334.1583 | 4307.2179 | 1 | 1 | 143.71 | 279.36 | -45.1736 | 3477.8683 | 4450.9279 | 90.4764 | 3613.5183 | 4586.5779 | 2040 | Intermediate | 17 | Prevailing local wages, Drive time, Access, Condition of existing electrical system, Type of equipment | 1, 4 | 15 | 0.0416 | 2023 | 0
29 | 2023 | Residential | Cooking | Cooking Range | Induction | Electricity | Cooking Range Induction | 2023$ | Cooking Range Induction |  | 868.5324 | 40.5744 | 88.7196 | Volume | ft3 | 4.6 | 4.6 | 6.7 | 6.7 | 0 | 0 | 0 | N/A | N/A | 0 | 0 | 0 | 0 | -4360 | 3139.3 | 3881.1429 | 1 |  |  | -364.7508 | 3325.9425 | 4289.2532 | 1 | 1 | 143.71 | 279.36 | -221.0408 | 3469.6525 | 4432.9632 | -85.3908 | 3605.3025 | 4568.6132 | 2045 | Intermediate | 17 | Prevailing local wages, Drive time, Access, Condition of existing electrical system, Type of equipment | 1, 4 | 15 | 0.0416 | 2023 | 0
29 | 2023 | Residential | Cooking | Cooking Range | Induction | Electricity | Cooking Range Induction | 2023$ | Cooking Range Induction |  | 834.1236 | 38.967 | 85.2048 | Volume | ft3 | 4.6 | 4.6 | 6.7 | 6.7 | 0 | 0 | 0 | N/A | N/A | 0 | 0 | 0 | 0 | -4360 | 3139.3 | 3881.1429 | 1 |  |  | -523.0312 | 3318.5482 | 4273.085 | 1 | 1 | 143.71 | 279.36 | -379.3212 | 3462.2582 | 4416.795 | -243.6712 | 3597.9082 | 4552.445 | 2050 | Intermediate | 17 | Prevailing local wages, Drive time, Access, Condition of existing electrical system, Type of equipment | 1, 4 | 15 | 0.0416 | 2023 | 0
29 | 2023 | Residential | Cooking | Cooking Range | Induction | Electricity | Cooking Range Induction | 2023$ | Cooking Range Induction |  | 1048.8889 | 49 | 107.1429 | Volume | ft3 | 4.6 | 4.6 | 6.7 | 6.7 | 0 | 0 | 0 | N/A | N/A | 0 | 0 | 0 | 0 | -4360 | 3139.3 | 3881.1429 | 1 |  |  | 464.8889 | 3364.7 | 4374 | 1 | 1 | 143.71 | 279.36 | 608.5989 | 3508.41 | 4517.71 | 744.2489 | 3644.06 | 4653.36 | 2023 | Advanced | 17 | Prevailing local wages, Drive time, Access, Condition of existing electrical system, Type of equipment | 1, 4 | 15 | 0.0416 | 2023 | 0
29 | 2023 | Residential | Cooking | Cooking Range | Induction | Electricity | Cooking Range Induction | 2023$ | Cooking Range Induction |  | 944 | 44.1 | 96.4286 | Volume | ft3 | 4.6 | 4.6 | 6.7 | 6.7 | 0 | 0 | 0 | N/A | N/A | 0 | 0 | 0 | 0 | -4360 | 3139.3 | 3881.1429 | 1 |  |  | -17.6 | 3342.16 | 4324.7143 | 1 | 1 | 143.71 | 279.36 | 126.11 | 3485.87 | 4468.4243 | 261.76 | 3621.52 | 4604.0743 | 2030 | Advanced | 17 | Prevailing local wages, Drive time, Access, Condition of existing electrical system, Type of equipment | 1, 4 | 15 | 0.0416 | 2023 | 0
29 | 2023 | Residential | Cooking | Cooking Range | Induction | Electricity | Cooking Range Induction | 2023$ | Cooking Range Induction |  | 849.6 | 39.69 | 86.7857 | Volume | ft3 | 4.6 | 4.6 | 6.7 | 6.7 | 0 | 0 | 0 | N/A | N/A | 0 | 0 | 0 | 0 | -4360 | 3139.3 | 3881.1429 | 1 |  |  | -451.84 | 3321.874 | 4280.3571 | 1 | 1 | 143.71 | 279.36 | -308.13 | 3465.584 | 4424.0671 | -172.48 | 3601.234 | 4559.7171 | 2035 | Advanced | 17 | Prevailing local wages, Drive time, Access, Condition of existing electrical system, Type of equipment | 1, 4 | 15 | 0.0416 | 2023 | 0
29 | 2023 | Residential | Cooking | Cooking Range | Induction | Electricity | Cooking Range Induction | 2023$ | Cooking Range Induction |  | 764.64 | 35.721 | 78.1071 | Volume | ft3 | 4.6 | 4.6 | 6.7 | 6.7 | 0 | 0 | 0 | N/A | N/A | 0 | 0 | 0 | 0 | -4360 | 3139.3 | 3881.1429 | 1 |  |  | -842.656 | 3303.6166 | 4240.4357 | 1 | 1 | 143.71 | 279.36 | -698.946 | 3447.3266 | 4384.1457 | -563.296 | 3582.9766 | 4519.7957 | 2040 | Advanced | 17 | Prevailing local wages, Drive time, Access, Condition of existing electrical system, Type of equipment | 1, 4 | 15 | 0.0416 | 2023 | 0
29 | 2023 | Residential | Cooking | Cooking Range | Induction | Electricity | Cooking Range Induction | 2023$ | Cooking Range Induction |  | 688.176 | 32.1489 | 70.2964 | Volume | ft3 | 4.6 | 4.6 | 6.7 | 6.7 | 0 | 0 | 0 | N/A | N/A | 0 | 0 | 0 | 0 | -4360 | 3139.3 | 3881.1429 | 1 |  |  | -1194.3904 | 3287.1849 | 4204.5064 | 1 | 1 | 143.71 | 279.36 | -1050.6804 | 3430.8949 | 4348.2164 | -915.0304 | 3566.5449 | 4483.8664 | 2045 | Advanced | 17 | Prevailing local wages, Drive time, Access, Condition of existing electrical system, Type of equipment | 1, 4 | 15 | 0.0416 | 2023 | 0
29 | 2023 | Residential | Cooking | Cooking Range | Induction | Electricity | Cooking Range Induction | 2023$ | Cooking Range Induction |  | 619.3584 | 28.934 | 63.2668 | Volume | ft3 | 4.6 | 4.6 | 6.7 | 6.7 | 0 | 0 | 0 | N/A | N/A | 0 | 0 | 0 | 0 | -4360 | 3139.3 | 3881.1429 | 1 |  |  | -1510.9514 | 3272.3964 | 4172.1701 | 1 | 1 | 143.71 | 279.36 | -1367.2414 | 3416.1064 | 4315.8801 | -1231.5914 | 3551.7564 | 4451.5301 | 2050 | Advanced | 17 | Prevailing local wages, Drive time, Access, Condition of existing electrical system, Type of equipment | 1, 4 | 15 | 0.0416 | 2023 | 0
30 | 2023 | Residential | Cooking | Cordwood Stove | Catalytic | Electricity | Cordwood Stove (Catalytic) | 2023$ |  | Residential Cordwood Stoves | 0 | 0 | 0 | Capacity | kBtu/h | 50 | 50 | 50 | 50 | 0 | 0 | 0 | Efficiency | HHV | 76 | 76 | 81 | 81 | 2509.6 | 3137 | 3764.4 | 1 |  |  | 2509.6 | 3137 | 3764.4 | 1 | 1 | 788.31 | 808.973 | 3297.91 | 3925.31 | 4552.71 | 3318.573 | 3945.973 | 4573.373 | 2023 | Reference | 19 | Prevailing local wages, Drive time, Local code requirements, Access, Incentive programs, Existing construction and materials, Presence of hazardous materials, Brand recognition, Engineering and design fees, Condition of existing duct system, Adequacy of existing ventilation, Condition of existing gas line, Condition of existing flue, Need to bring in combustion air, Distance between terminal units, Piping run lengths, Mechanical room expansion and ventilation, Software upgrades, Site assessment, Ceiling height, Coil upgrades | 2 | 9 | 0 | 2023
30 | 2023 | Residential | Cooking | Cordwood Stove | Catalytic | Electricity | Cordwood Stove (Catalytic) | 2023$ |  | Residential Cordwood Stoves | 0 | 0 | 0 | Capacity | kBtu/h | 50 | 50 | 50 | 50 | 0 | 0 | 0 | Efficiency | HHV | 76 | 76 | 81 | 81 | 2509.6 | 3137 | 3764.4 | 1 |  |  | 2509.6 | 3137 | 3764.4 | 1 | 1 | 788.31 | 808.973 | 3297.91 | 3925.31 | 4552.71 | 3318.573 | 3945.973 | 4573.373 | 2030 | Reference | 19 | Prevailing local wages, Drive time, Local code requirements, Access, Incentive programs, Existing construction and materials, Presence of hazardous materials, Brand recognition, Engineering and design fees, Condition of existing duct system, Adequacy of existing ventilation, Condition of existing gas line, Condition of existing flue, Need to bring in combustion air, Distance between terminal units, Piping run lengths, Mechanical room expansion and ventilation, Software upgrades, Site assessment, Ceiling height, Coil upgrades | 2 | 9 | 0 | 2023 | 0
30 | 2023 | Residential | Cooking | Cordwood Stove | Catalytic | Electricity | Cordwood Stove (Catalytic) | 2023$ |  | Residential Cordwood Stoves | 0 | 0 | 0 | Capacity | kBtu/h | 50 | 50 | 50 | 50 | 0 | 0 | 0 | Efficiency | HHV | 76 | 76 | 81 | 81 | 2509.6 | 3137 | 3764.4 | 1 |  |  | 2509.6 | 3137 | 3764.4 | 1 | 1 | 788.31 | 808.973 | 3297.91 | 3925.31 | 4552.71 | 3318.573 | 3945.973 | 4573.373 | 2035 | Reference | 19 | Prevailing local wages, Drive time, Local code requirements, Access, Incentive programs, Existing construction and materials, Presence of hazardous materials, Brand recognition, Engineering and design fees, Condition of existing duct system, Adequacy of existing ventilation, Condition of existing gas line, Condition of existing flue, Need to bring in combustion air, Distance between terminal units, Piping run lengths, Mechanical room expansion and ventilation, Software upgrades, Site assessment, Ceiling height, Coil upgrades | 2 | 9 | 0 | 2023 | 0
30 | 2023 | Residential | Cooking | Cordwood Stove | Catalytic | Electricity | Cordwood Stove (Catalytic) | 2023$ |  | Residential Cordwood Stoves | 0 | 0 | 0 | Capacity | kBtu/h | 50 | 50 | 50 | 50 | 0 | 0 | 0 | Efficiency | HHV | 76 | 76 | 81 | 81 | 2509.6 | 3137 | 3764.4 | 1 |  |  | 2509.6 | 3137 | 3764.4 | 1 | 1 | 788.31 | 808.973 | 3297.91 | 3925.31 | 4552.71 | 3318.573 | 3945.973 | 4573.373 | 2040 | Reference | 19 | Prevailing local wages, Drive time, Local code requirements, Access, Incentive programs, Existing construction and materials, Presence of hazardous materials, Brand recognition, Engineering and design fees, Condition of existing duct system, Adequacy of existing ventilation, Condition of existing gas line, Condition of existing flue, Need to bring in combustion air, Distance between terminal units, Piping run lengths, Mechanical room expansion and ventilation, Software upgrades, Site assessment, Ceiling height, Coil upgrades | 2 | 9 | 0 | 2023 | 0
30 | 2023 | Residential | Cooking | Cordwood Stove | Catalytic | Electricity | Cordwood Stove (Catalytic) | 2023$ |  | Residential Cordwood Stoves | 0 | 0 | 0 | Capacity | kBtu/h | 50 | 50 | 50 | 50 | 0 | 0 | 0 | Efficiency | HHV | 76 | 76 | 81 | 81 | 2509.6 | 3137 | 3764.4 | 1 |  |  | 2509.6 | 3137 | 3764.4 | 1 | 1 | 788.31 | 808.973 | 3297.91 | 3925.31 | 4552.71 | 3318.573 | 3945.973 | 4573.373 | 2045 | Reference | 19 | Prevailing local wages, Drive time, Local code requirements, Access, Incentive programs, Existing construction and materials, Presence of hazardous materials, Brand recognition, Engineering and design fees, Condition of existing duct system, Adequacy of existing ventilation, Condition of existing gas line, Condition of existing flue, Need to bring in combustion air, Distance between terminal units, Piping run lengths, Mechanical room expansion and ventilation, Software upgrades, Site assessment, Ceiling height, Coil upgrades | 2 | 9 | 0 | 2023 | 0
30 | 2023 | Residential | Cooking | Cordwood Stove | Catalytic | Electricity | Cordwood Stove (Catalytic) | 2023$ |  | Residential Cordwood Stoves | 0 | 0 | 0 | Capacity | kBtu/h | 50 | 50 | 50 | 50 | 0 | 0 | 0 | Efficiency | HHV | 76 | 76 | 81 | 81 | 2509.6 | 3137 | 3764.4 | 1 |  |  | 2509.6 | 3137 | 3764.4 | 1 | 1 | 788.31 | 808.973 | 3297.91 | 3925.31 | 4552.71 | 3318.573 | 3945.973 | 4573.373 | 2050 | Reference | 19 | Prevailing local wages, Drive time, Local code requirements, Access, Incentive programs, Existing construction and materials, Presence of hazardous materials, Brand recognition, Engineering and design fees, Condition of existing duct system, Adequacy of existing ventilation, Condition of existing gas line, Condition of existing flue, Need to bring in combustion air, Distance between terminal units, Piping run lengths, Mechanical room expansion and ventilation, Software upgrades, Site assessment, Ceiling height, Coil upgrades | 2 | 9 | 0 | 2023 | 0
30 | 2023 | Residential | Cooking | Cordwood Stove | Catalytic | Electricity | Cordwood Stove (Catalytic) | 2023$ |  | Residential Cordwood Stoves | 0 | 0 | 0 | Capacity | kBtu/h | 50 | 50 | 50 | 50 | 0 | 0 | 0 | Efficiency | HHV | 76 | 76 | 81 | 81 | 2509.6 | 3137 | 3764.4 | 1 |  |  | 2509.6 | 3137 | 3764.4 | 1 | 1 | 788.31 | 808.973 | 3297.91 | 3925.31 | 4552.71 | 3318.573 | 3945.973 | 4573.373 | 2023 | Intermediate | 19 | Prevailing local wages, Drive time, Local code requirements, Access, Incentive programs, Existing construction and materials, Presence of hazardous materials, Brand recognition, Engineering and design fees, Condition of existing duct system, Adequacy of existing ventilation, Condition of existing gas line, Condition of existing flue, Need to bring in combustion air, Distance between terminal units, Piping run lengths, Mechanical room expansion and ventilation, Software upgrades, Site assessment, Ceiling height, Coil upgrades | 2 | 9 | 0 | 2023 | 0
30 | 2023 | Residential | Cooking | Cordwood Stove | Catalytic | Electricity | Cordwood Stove (Catalytic) | 2023$ |  | Residential Cordwood Stoves | 0 | 0 | 0 | Capacity | kBtu/h | 50 | 50 | 50 | 50 | 0 | 0 | 0 | Efficiency | HHV | 76 | 76 | 81 | 81 | 2509.6 | 3137 | 3764.4 | 1 |  |  | 2509.6 | 3137 | 3764.4 | 1 | 1 | 788.31 | 808.973 | 3297.91 | 3925.31 | 4552.71 | 3318.573 | 3945.973 | 4573.373 | 2030 | Intermediate | 19 | Prevailing local wages, Drive time, Local code requirements, Access, Incentive programs, Existing construction and materials, Presence of hazardous materials, Brand recognition, Engineering and design fees, Condition of existing duct system, Adequacy of existing ventilation, Condition of existing gas line, Condition of existing flue, Need to bring in combustion air, Distance between terminal units, Piping run lengths, Mechanical room expansion and ventilation, Software upgrades, Site assessment, Ceiling height, Coil upgrades | 2 | 9 | 0 | 2023 | 0
30 | 2023 | Residential | Cooking | Cordwood Stove | Catalytic | Electricity | Cordwood Stove (Catalytic) | 2023$ |  | Residential Cordwood Stoves | 0 | 0 | 0 | Capacity | kBtu/h | 50 | 50 | 50 | 50 | 0 | 0 | 0 | Efficiency | HHV | 76 | 76 | 81 | 81 | 2509.6 | 3137 | 3764.4 | 1 |  |  | 2509.6 | 3137 | 3764.4 | 1 | 1 | 788.31 | 808.973 | 3297.91 | 3925.31 | 4552.71 | 3318.573 | 3945.973 | 4573.373 | 2035 | Intermediate | 19 | Prevailing local wages, Drive time, Local code requirements, Access, Incentive programs, Existing construction and materials, Presence of hazardous materials, Brand recognition, Engineering and design fees, Condition of existing duct system, Adequacy of existing ventilation, Condition of existing gas line, Condition of existing flue, Need to bring in combustion air, Distance between terminal units, Piping run lengths, Mechanical room expansion and ventilation, Software upgrades, Site assessment, Ceiling height, Coil upgrades | 2 | 9 | 0 | 2023 | 0
30 | 2023 | Residential | Cooking | Cordwood Stove | Catalytic | Electricity | Cordwood Stove (Catalytic) | 2023$ |  | Residential Cordwood Stoves | 0 | 0 | 0 | Capacity | kBtu/h | 50 | 50 | 50 | 50 | 0 | 0 | 0 | Efficiency | HHV | 76 | 76 | 81 | 81 | 2509.6 | 3137 | 3764.4 | 1 |  |  | 2509.6 | 3137 | 3764.4 | 1 | 1 | 788.31 | 808.973 | 3297.91 | 3925.31 | 4552.71 | 3318.573 | 3945.973 | 4573.373 | 2040 | Intermediate | 19 | Prevailing local wages, Drive time, Local code requirements, Access, Incentive programs, Existing construction and materials, Presence of hazardous materials, Brand recognition, Engineering and design fees, Condition of existing duct system, Adequacy of existing ventilation, Condition of existing gas line, Condition of existing flue, Need to bring in combustion air, Distance between terminal units, Piping run lengths, Mechanical room expansion and ventilation, Software upgrades, Site assessment, Ceiling height, Coil upgrades | 2 | 9 | 0 | 2023 | 0
30 | 2023 | Residential | Cooking | Cordwood Stove | Catalytic | Electricity | Cordwood Stove (Catalytic) | 2023$ |  | Residential Cordwood Stoves | 0 | 0 | 0 | Capacity | kBtu/h | 50 | 50 | 50 | 50 | 0 | 0 | 0 | Efficiency | HHV | 76 | 76 | 81 | 81 | 2509.6 | 3137 | 3764.4 | 1 |  |  | 2509.6 | 3137 | 3764.4 | 1 | 1 | 788.31 | 808.973 | 3297.91 | 3925.31 | 4552.71 | 3318.573 | 3945.973 | 4573.373 | 2045 | Intermediate | 19 | Prevailing local wages, Drive time, Local code requirements, Access, Incentive programs, Existing construction and materials, Presence of hazardous materials, Brand recognition, Engineering and design fees, Condition of existing duct system, Adequacy of existing ventilation, Condition of existing gas line, Condition of existing flue, Need to bring in combustion air, Distance between terminal units, Piping run lengths, Mechanical room expansion and ventilation, Software upgrades, Site assessment, Ceiling height, Coil upgrades | 2 | 9 | 0 | 2023 | 0
30 | 2023 | Residential | Cooking | Cordwood Stove | Catalytic | Electricity | Cordwood Stove (Catalytic) | 2023$ |  | Residential Cordwood Stoves | 0 | 0 | 0 | Capacity | kBtu/h | 50 | 50 | 50 | 50 | 0 | 0 | 0 | Efficiency | HHV | 76 | 76 | 81 | 81 | 2509.6 | 3137 | 3764.4 | 1 |  |  | 2509.6 | 3137 | 3764.4 | 1 | 1 | 788.31 | 808.973 | 3297.91 | 3925.31 | 4552.71 | 3318.573 | 3945.973 | 4573.373 | 2050 | Intermediate | 19 | Prevailing local wages, Drive time, Local code requirements, Access, Incentive programs, Existing construction and materials, Presence of hazardous materials, Brand recognition, Engineering and design fees, Condition of existing duct system, Adequacy of existing ventilation, Condition of existing gas line, Condition of existing flue, Need to bring in combustion air, Distance between terminal units, Piping run lengths, Mechanical room expansion and ventilation, Software upgrades, Site assessment, Ceiling height, Coil upgrades | 2 | 9 | 0 | 2023 | 0
30 | 2023 | Residential | Cooking | Cordwood Stove | Catalytic | Electricity | Cordwood Stove (Catalytic) | 2023$ |  | Residential Cordwood Stoves | 0 | 0 | 0 | Capacity | kBtu/h | 50 | 50 | 50 | 50 | 0 | 0 | 0 | Efficiency | HHV | 76 | 76 | 81 | 81 | 2509.6 | 3137 | 3764.4 | 1 |  |  | 2509.6 | 3137 | 3764.4 | 1 | 1 | 788.31 | 808.973 | 3297.91 | 3925.31 | 4552.71 | 3318.573 | 3945.973 | 4573.373 | 2023 | Advanced | 19 | Prevailing local wages, Drive time, Local code requirements, Access, Incentive programs, Existing construction and materials, Presence of hazardous materials, Brand recognition, Engineering and design fees, Condition of existing duct system, Adequacy of existing ventilation, Condition of existing gas line, Condition of existing flue, Need to bring in combustion air, Distance between terminal units, Piping run lengths, Mechanical room expansion and ventilation, Software upgrades, Site assessment, Ceiling height, Coil upgrades | 2 | 9 | 0 | 2023 | 0
30 | 2023 | Residential | Cooking | Cordwood Stove | Catalytic | Electricity | Cordwood Stove (Catalytic) | 2023$ |  | Residential Cordwood Stoves | 0 | 0 | 0 | Capacity | kBtu/h | 50 | 50 | 50 | 50 | 0 | 0 | 0 | Efficiency | HHV | 76 | 76 | 81 | 81 | 2509.6 | 3137 | 3764.4 | 1 |  |  | 2509.6 | 3137 | 3764.4 | 1 | 1 | 788.31 | 808.973 | 3297.91 | 3925.31 | 4552.71 | 3318.573 | 3945.973 | 4573.373 | 2030 | Advanced | 19 | Prevailing local wages, Drive time, Local code requirements, Access, Incentive programs, Existing construction and materials, Presence of hazardous materials, Brand recognition, Engineering and design fees, Condition of existing duct system, Adequacy of existing ventilation, Condition of existing gas line, Condition of existing flue, Need to bring in combustion air, Distance between terminal units, Piping run lengths, Mechanical room expansion and ventilation, Software upgrades, Site assessment, Ceiling height, Coil upgrades | 2 | 9 | 0 | 2023 | 0
30 | 2023 | Residential | Cooking | Cordwood Stove | Catalytic | Electricity | Cordwood Stove (Catalytic) | 2023$ |  | Residential Cordwood Stoves | 0 | 0 | 0 | Capacity | kBtu/h | 50 | 50 | 50 | 50 | 0 | 0 | 0 | Efficiency | HHV | 76 | 76 | 81 | 81 | 2509.6 | 3137 | 3764.4 | 1 |  |  | 2509.6 | 3137 | 3764.4 | 1 | 1 | 788.31 | 808.973 | 3297.91 | 3925.31 | 4552.71 | 3318.573 | 3945.973 | 4573.373 | 2035 | Advanced | 19 | Prevailing local wages, Drive time, Local code requirements, Access, Incentive programs, Existing construction and materials, Presence of hazardous materials, Brand recognition, Engineering and design fees, Condition of existing duct system, Adequacy of existing ventilation, Condition of existing gas line, Condition of existing flue, Need to bring in combustion air, Distance between terminal units, Piping run lengths, Mechanical room expansion and ventilation, Software upgrades, Site assessment, Ceiling height, Coil upgrades | 2 | 9 | 0 | 2023 | 0
30 | 2023 | Residential | Cooking | Cordwood Stove | Catalytic | Electricity | Cordwood Stove (Catalytic) | 2023$ |  | Residential Cordwood Stoves | 0 | 0 | 0 | Capacity | kBtu/h | 50 | 50 | 50 | 50 | 0 | 0 | 0 | Efficiency | HHV | 76 | 76 | 81 | 81 | 2509.6 | 3137 | 3764.4 | 1 |  |  | 2509.6 | 3137 | 3764.4 | 1 | 1 | 788.31 | 808.973 | 3297.91 | 3925.31 | 4552.71 | 3318.573 | 3945.973 | 4573.373 | 2040 | Advanced | 19 | Prevailing local wages, Drive time, Local code requirements, Access, Incentive programs, Existing construction and materials, Presence of hazardous materials, Brand recognition, Engineering and design fees, Condition of existing duct system, Adequacy of existing ventilation, Condition of existing gas line, Condition of existing flue, Need to bring in combustion air, Distance between terminal units, Piping run lengths, Mechanical room expansion and ventilation, Software upgrades, Site assessment, Ceiling height, Coil upgrades | 2 | 9 | 0 | 2023 | 0
30 | 2023 | Residential | Cooking | Cordwood Stove | Catalytic | Electricity | Cordwood Stove (Catalytic) | 2023$ |  | Residential Cordwood Stoves | 0 | 0 | 0 | Capacity | kBtu/h | 50 | 50 | 50 | 50 | 0 | 0 | 0 | Efficiency | HHV | 76 | 76 | 81 | 81 | 2509.6 | 3137 | 3764.4 | 1 |  |  | 2509.6 | 3137 | 3764.4 | 1 | 1 | 788.31 | 808.973 | 3297.91 | 3925.31 | 4552.71 | 3318.573 | 3945.973 | 4573.373 | 2045 | Advanced | 19 | Prevailing local wages, Drive time, Local code requirements, Access, Incentive programs, Existing construction and materials, Presence of hazardous materials, Brand recognition, Engineering and design fees, Condition of existing duct system, Adequacy of existing ventilation, Condition of existing gas line, Condition of existing flue, Need to bring in combustion air, Distance between terminal units, Piping run lengths, Mechanical room expansion and ventilation, Software upgrades, Site assessment, Ceiling height, Coil upgrades | 2 | 9 | 0 | 2023 | 0
30 | 2023 | Residential | Cooking | Cordwood Stove | Catalytic | Electricity | Cordwood Stove (Catalytic) | 2023$ |  | Residential Cordwood Stoves | 0 | 0 | 0 | Capacity | kBtu/h | 50 | 50 | 50 | 50 | 0 | 0 | 0 | Efficiency | HHV | 76 | 76 | 81 | 81 | 2509.6 | 3137 | 3764.4 | 1 |  |  | 2509.6 | 3137 | 3764.4 | 1 | 1 | 788.31 | 808.973 | 3297.91 | 3925.31 | 4552.71 | 3318.573 | 3945.973 | 4573.373 | 2050 | Advanced | 19 | Prevailing local wages, Drive time, Local code requirements, Access, Incentive programs, Existing construction and materials, Presence of hazardous materials, Brand recognition, Engineering and design fees, Condition of existing duct system, Adequacy of existing ventilation, Condition of existing gas line, Condition of existing flue, Need to bring in combustion air, Distance between terminal units, Piping run lengths, Mechanical room expansion and ventilation, Software upgrades, Site assessment, Ceiling height, Coil upgrades | 2 | 9 | 0 | 2023 | 0
31 | 2023 | Residential | Cooking | Cordwood Stove | Non-Catalytic | Electricity | Cordwood Stove (Non-Catalytic) | 2023$ |  | Residential Cordwood Stoves | 0 | 0 | 0 | Capacity | kBtu/h | 50 | 50 | 50 | 50 | 0 | 0 | 0 | Efficiency | HHV | 71 | 71 | 80 | 81 | 1378.4 | 1723 | 2067.6 | 1 |  |  | 1378.4 | 1723 | 2067.6 | 1 | 1 | 788.31 | 808.973 | 2166.71 | 2511.31 | 2855.91 | 2187.373 | 2531.973 | 2876.573 | 2023 | Reference | 19 | Prevailing local wages, Drive time, Local code requirements, Access, Incentive programs, Existing construction and materials, Presence of hazardous materials, Brand recognition, Engineering and design fees, Condition of existing duct system, Adequacy of existing ventilation, Condition of existing gas line, Condition of existing flue, Need to bring in combustion air, Distance between terminal units, Piping run lengths, Mechanical room expansion and ventilation, Software upgrades, Site assessment, Ceiling height, Coil upgrades | 2 | 9 | 0 | 2023
31 | 2023 | Residential | Cooking | Cordwood Stove | Non-Catalytic | Electricity | Cordwood Stove (Non-Catalytic) | 2023$ |  | Residential Cordwood Stoves | 0 | 0 | 0 | Capacity | kBtu/h | 50 | 50 | 50 | 50 | 0 | 0 | 0 | Efficiency | HHV | 71 | 71 | 80 | 81 | 1378.4 | 1723 | 2067.6 | 1 |  |  | 1378.4 | 1723 | 2067.6 | 1 | 1 | 788.31 | 808.973 | 2166.71 | 2511.31 | 2855.91 | 2187.373 | 2531.973 | 2876.573 | 2030 | Reference | 19 | Prevailing local wages, Drive time, Local code requirements, Access, Incentive programs, Existing construction and materials, Presence of hazardous materials, Brand recognition, Engineering and design fees, Condition of existing duct system, Adequacy of existing ventilation, Condition of existing gas line, Condition of existing flue, Need to bring in combustion air, Distance between terminal units, Piping run lengths, Mechanical room expansion and ventilation, Software upgrades, Site assessment, Ceiling height, Coil upgrades | 2 | 9 | 0 | 2023 | 0
31 | 2023 | Residential | Cooking | Cordwood Stove | Non-Catalytic | Electricity | Cordwood Stove (Non-Catalytic) | 2023$ |  | Residential Cordwood Stoves | 0 | 0 | 0 | Capacity | kBtu/h | 50 | 50 | 50 | 50 | 0 | 0 | 0 | Efficiency | HHV | 71 | 71 | 80 | 81 | 1378.4 | 1723 | 2067.6 | 1 |  |  | 1378.4 | 1723 | 2067.6 | 1 | 1 | 788.31 | 808.973 | 2166.71 | 2511.31 | 2855.91 | 2187.373 | 2531.973 | 2876.573 | 2035 | Reference | 19 | Prevailing local wages, Drive time, Local code requirements, Access, Incentive programs, Existing construction and materials, Presence of hazardous materials, Brand recognition, Engineering and design fees, Condition of existing duct system, Adequacy of existing ventilation, Condition of existing gas line, Condition of existing flue, Need to bring in combustion air, Distance between terminal units, Piping run lengths, Mechanical room expansion and ventilation, Software upgrades, Site assessment, Ceiling height, Coil upgrades | 2 | 9 | 0 | 2023 | 0
31 | 2023 | Residential | Cooking | Cordwood Stove | Non-Catalytic | Electricity | Cordwood Stove (Non-Catalytic) | 2023$ |  | Residential Cordwood Stoves | 0 | 0 | 0 | Capacity | kBtu/h | 50 | 50 | 50 | 50 | 0 | 0 | 0 | Efficiency | HHV | 71 | 71 | 80 | 81 | 1378.4 | 1723 | 2067.6 | 1 |  |  | 1378.4 | 1723 | 2067.6 | 1 | 1 | 788.31 | 808.973 | 2166.71 | 2511.31 | 2855.91 | 2187.373 | 2531.973 | 2876.573 | 2040 | Reference | 19 | Prevailing local wages, Drive time, Local code requirements, Access, Incentive programs, Existing construction and materials, Presence of hazardous materials, Brand recognition, Engineering and design fees, Condition of existing duct system, Adequacy of existing ventilation, Condition of existing gas line, Condition of existing flue, Need to bring in combustion air, Distance between terminal units, Piping run lengths, Mechanical room expansion and ventilation, Software upgrades, Site assessment, Ceiling height, Coil upgrades | 2 | 9 | 0 | 2023 | 0
31 | 2023 | Residential | Cooking | Cordwood Stove | Non-Catalytic | Electricity | Cordwood Stove (Non-Catalytic) | 2023$ |  | Residential Cordwood Stoves | 0 | 0 | 0 | Capacity | kBtu/h | 50 | 50 | 50 | 50 | 0 | 0 | 0 | Efficiency | HHV | 71 | 71 | 80 | 81 | 1378.4 | 1723 | 2067.6 | 1 |  |  | 1378.4 | 1723 | 2067.6 | 1 | 1 | 788.31 | 808.973 | 2166.71 | 2511.31 | 2855.91 | 2187.373 | 2531.973 | 2876.573 | 2045 | Reference | 19 | Prevailing local wages, Drive time, Local code requirements, Access, Incentive programs, Existing construction and materials, Presence of hazardous materials, Brand recognition, Engineering and design fees, Condition of existing duct system, Adequacy of existing ventilation, Condition of existing gas line, Condition of existing flue, Need to bring in combustion air, Distance between terminal units, Piping run lengths, Mechanical room expansion and ventilation, Software upgrades, Site assessment, Ceiling height, Coil upgrades | 2 | 9 | 0 | 2023 | 0
31 | 2023 | Residential | Cooking | Cordwood Stove | Non-Catalytic | Electricity | Cordwood Stove (Non-Catalytic) | 2023$ |  | Residential Cordwood Stoves | 0 | 0 | 0 | Capacity | kBtu/h | 50 | 50 | 50 | 50 | 0 | 0 | 0 | Efficiency | HHV | 71 | 71 | 80 | 81 | 1378.4 | 1723 | 2067.6 | 1 |  |  | 1378.4 | 1723 | 2067.6 | 1 | 1 | 788.31 | 808.973 | 2166.71 | 2511.31 | 2855.91 | 2187.373 | 2531.973 | 2876.573 | 2050 | Reference | 19 | Prevailing local wages, Drive time, Local code requirements, Access, Incentive programs, Existing construction and materials, Presence of hazardous materials, Brand recognition, Engineering and design fees, Condition of existing duct system, Adequacy of existing ventilation, Condition of existing gas line, Condition of existing flue, Need to bring in combustion air, Distance between terminal units, Piping run lengths, Mechanical room expansion and ventilation, Software upgrades, Site assessment, Ceiling height, Coil upgrades | 2 | 9 | 0 | 2023 | 0
31 | 2023 | Residential | Cooking | Cordwood Stove | Non-Catalytic | Electricity | Cordwood Stove (Non-Catalytic) | 2023$ |  | Residential Cordwood Stoves | 0 | 0 | 0 | Capacity | kBtu/h | 50 | 50 | 50 | 50 | 0 | 0 | 0 | Efficiency | HHV | 71 | 71 | 80 | 81 | 1378.4 | 1723 | 2067.6 | 1 |  |  | 1378.4 | 1723 | 2067.6 | 1 | 1 | 788.31 | 808.973 | 2166.71 | 2511.31 | 2855.91 | 2187.373 | 2531.973 | 2876.573 | 2023 | Intermediate | 19 | Prevailing local wages, Drive time, Local code requirements, Access, Incentive programs, Existing construction and materials, Presence of hazardous materials, Brand recognition, Engineering and design fees, Condition of existing duct system, Adequacy of existing ventilation, Condition of existing gas line, Condition of existing flue, Need to bring in combustion air, Distance between terminal units, Piping run lengths, Mechanical room expansion and ventilation, Software upgrades, Site assessment, Ceiling height, Coil upgrades | 2 | 9 | 0 | 2023 | 0
31 | 2023 | Residential | Cooking | Cordwood Stove | Non-Catalytic | Electricity | Cordwood Stove (Non-Catalytic) | 2023$ |  | Residential Cordwood Stoves | 0 | 0 | 0 | Capacity | kBtu/h | 50 | 50 | 50 | 50 | 0 | 0 | 0 | Efficiency | HHV | 71 | 71 | 80 | 81 | 1378.4 | 1723 | 2067.6 | 1 |  |  | 1378.4 | 1723 | 2067.6 | 1 | 1 | 788.31 | 808.973 | 2166.71 | 2511.31 | 2855.91 | 2187.373 | 2531.973 | 2876.573 | 2030 | Intermediate | 19 | Prevailing local wages, Drive time, Local code requirements, Access, Incentive programs, Existing construction and materials, Presence of hazardous materials, Brand recognition, Engineering and design fees, Condition of existing duct system, Adequacy of existing ventilation, Condition of existing gas line, Condition of existing flue, Need to bring in combustion air, Distance between terminal units, Piping run lengths, Mechanical room expansion and ventilation, Software upgrades, Site assessment, Ceiling height, Coil upgrades | 2 | 9 | 0 | 2023 | 0
31 | 2023 | Residential | Cooking | Cordwood Stove | Non-Catalytic | Electricity | Cordwood Stove (Non-Catalytic) | 2023$ |  | Residential Cordwood Stoves | 0 | 0 | 0 | Capacity | kBtu/h | 50 | 50 | 50 | 50 | 0 | 0 | 0 | Efficiency | HHV | 71 | 71 | 80 | 81 | 1378.4 | 1723 | 2067.6 | 1 |  |  | 1378.4 | 1723 | 2067.6 | 1 | 1 | 788.31 | 808.973 | 2166.71 | 2511.31 | 2855.91 | 2187.373 | 2531.973 | 2876.573 | 2035 | Intermediate | 19 | Prevailing local wages, Drive time, Local code requirements, Access, Incentive programs, Existing construction and materials, Presence of hazardous materials, Brand recognition, Engineering and design fees, Condition of existing duct system, Adequacy of existing ventilation, Condition of existing gas line, Condition of existing flue, Need to bring in combustion air, Distance between terminal units, Piping run lengths, Mechanical room expansion and ventilation, Software upgrades, Site assessment, Ceiling height, Coil upgrades | 2 | 9 | 0 | 2023 | 0
31 | 2023 | Residential | Cooking | Cordwood Stove | Non-Catalytic | Electricity | Cordwood Stove (Non-Catalytic) | 2023$ |  | Residential Cordwood Stoves | 0 | 0 | 0 | Capacity | kBtu/h | 50 | 50 | 50 | 50 | 0 | 0 | 0 | Efficiency | HHV | 71 | 71 | 80 | 81 | 1378.4 | 1723 | 2067.6 | 1 |  |  | 1378.4 | 1723 | 2067.6 | 1 | 1 | 788.31 | 808.973 | 2166.71 | 2511.31 | 2855.91 | 2187.373 | 2531.973 | 2876.573 | 2040 | Intermediate | 19 | Prevailing local wages, Drive time, Local code requirements, Access, Incentive programs, Existing construction and materials, Presence of hazardous materials, Brand recognition, Engineering and design fees, Condition of existing duct system, Adequacy of existing ventilation, Condition of existing gas line, Condition of existing flue, Need to bring in combustion air, Distance between terminal units, Piping run lengths, Mechanical room expansion and ventilation, Software upgrades, Site assessment, Ceiling height, Coil upgrades | 2 | 9 | 0 | 2023 | 0
31 | 2023 | Residential | Cooking | Cordwood Stove | Non-Catalytic | Electricity | Cordwood Stove (Non-Catalytic) | 2023$ |  | Residential Cordwood Stoves | 0 | 0 | 0 | Capacity | kBtu/h | 50 | 50 | 50 | 50 | 0 | 0 | 0 | Efficiency | HHV | 71 | 71 | 80 | 81 | 1378.4 | 1723 | 2067.6 | 1 |  |  | 1378.4 | 1723 | 2067.6 | 1 | 1 | 788.31 | 808.973 | 2166.71 | 2511.31 | 2855.91 | 2187.373 | 2531.973 | 2876.573 | 2045 | Intermediate | 19 | Prevailing local wages, Drive time, Local code requirements, Access, Incentive programs, Existing construction and materials, Presence of hazardous materials, Brand recognition, Engineering and design fees, Condition of existing duct system, Adequacy of existing ventilation, Condition of existing gas line, Condition of existing flue, Need to bring in combustion air, Distance between terminal units, Piping run lengths, Mechanical room expansion and ventilation, Software upgrades, Site assessment, Ceiling height, Coil upgrades | 2 | 9 | 0 | 2023 | 0
31 | 2023 | Residential | Cooking | Cordwood Stove | Non-Catalytic | Electricity | Cordwood Stove (Non-Catalytic) | 2023$ |  | Residential Cordwood Stoves | 0 | 0 | 0 | Capacity | kBtu/h | 50 | 50 | 50 | 50 | 0 | 0 | 0 | Efficiency | HHV | 71 | 71 | 80 | 81 | 1378.4 | 1723 | 2067.6 | 1 |  |  | 1378.4 | 1723 | 2067.6 | 1 | 1 | 788.31 | 808.973 | 2166.71 | 2511.31 | 2855.91 | 2187.373 | 2531.973 | 2876.573 | 2050 | Intermediate | 19 | Prevailing local wages, Drive time, Local code requirements, Access, Incentive programs, Existing construction and materials, Presence of hazardous materials, Brand recognition, Engineering and design fees, Condition of existing duct system, Adequacy of existing ventilation, Condition of existing gas line, Condition of existing flue, Need to bring in combustion air, Distance between terminal units, Piping run lengths, Mechanical room expansion and ventilation, Software upgrades, Site assessment, Ceiling height, Coil upgrades | 2 | 9 | 0 | 2023 | 0
31 | 2023 | Residential | Cooking | Cordwood Stove | Non-Catalytic | Electricity | Cordwood Stove (Non-Catalytic) | 2023$ |  | Residential Cordwood Stoves | 0 | 0 | 0 | Capacity | kBtu/h | 50 | 50 | 50 | 50 | 0 | 0 | 0 | Efficiency | HHV | 71 | 71 | 80 | 81 | 1378.4 | 1723 | 2067.6 | 1 |  |  | 1378.4 | 1723 | 2067.6 | 1 | 1 | 788.31 | 808.973 | 2166.71 | 2511.31 | 2855.91 | 2187.373 | 2531.973 | 2876.573 | 2023 | Advanced | 19 | Prevailing local wages, Drive time, Local code requirements, Access, Incentive programs, Existing construction and materials, Presence of hazardous materials, Brand recognition, Engineering and design fees, Condition of existing duct system, Adequacy of existing ventilation, Condition of existing gas line, Condition of existing flue, Need to bring in combustion air, Distance between terminal units, Piping run lengths, Mechanical room expansion and ventilation, Software upgrades, Site assessment, Ceiling height, Coil upgrades | 2 | 9 | 0 | 2023 | 0
31 | 2023 | Residential | Cooking | Cordwood Stove | Non-Catalytic | Electricity | Cordwood Stove (Non-Catalytic) | 2023$ |  | Residential Cordwood Stoves | 0 | 0 | 0 | Capacity | kBtu/h | 50 | 50 | 50 | 50 | 0 | 0 | 0 | Efficiency | HHV | 71 | 71 | 80 | 81 | 1378.4 | 1723 | 2067.6 | 1 |  |  | 1378.4 | 1723 | 2067.6 | 1 | 1 | 788.31 | 808.973 | 2166.71 | 2511.31 | 2855.91 | 2187.373 | 2531.973 | 2876.573 | 2030 | Advanced | 19 | Prevailing local wages, Drive time, Local code requirements, Access, Incentive programs, Existing construction and materials, Presence of hazardous materials, Brand recognition, Engineering and design fees, Condition of existing duct system, Adequacy of existing ventilation, Condition of existing gas line, Condition of existing flue, Need to bring in combustion air, Distance between terminal units, Piping run lengths, Mechanical room expansion and ventilation, Software upgrades, Site assessment, Ceiling height, Coil upgrades | 2 | 9 | 0 | 2023 | 0
31 | 2023 | Residential | Cooking | Cordwood Stove | Non-Catalytic | Electricity | Cordwood Stove (Non-Catalytic) | 2023$ |  | Residential Cordwood Stoves | 0 | 0 | 0 | Capacity | kBtu/h | 50 | 50 | 50 | 50 | 0 | 0 | 0 | Efficiency | HHV | 71 | 71 | 80 | 81 | 1378.4 | 1723 | 2067.6 | 1 |  |  | 1378.4 | 1723 | 2067.6 | 1 | 1 | 788.31 | 808.973 | 2166.71 | 2511.31 | 2855.91 | 2187.373 | 2531.973 | 2876.573 | 2035 | Advanced | 19 | Prevailing local wages, Drive time, Local code requirements, Access, Incentive programs, Existing construction and materials, Presence of hazardous materials, Brand recognition, Engineering and design fees, Condition of existing duct system, Adequacy of existing ventilation, Condition of existing gas line, Condition of existing flue, Need to bring in combustion air, Distance between terminal units, Piping run lengths, Mechanical room expansion and ventilation, Software upgrades, Site assessment, Ceiling height, Coil upgrades | 2 | 9 | 0 | 2023 | 0
31 | 2023 | Residential | Cooking | Cordwood Stove | Non-Catalytic | Electricity | Cordwood Stove (Non-Catalytic) | 2023$ |  | Residential Cordwood Stoves | 0 | 0 | 0 | Capacity | kBtu/h | 50 | 50 | 50 | 50 | 0 | 0 | 0 | Efficiency | HHV | 71 | 71 | 80 | 81 | 1378.4 | 1723 | 2067.6 | 1 |  |  | 1378.4 | 1723 | 2067.6 | 1 | 1 | 788.31 | 808.973 | 2166.71 | 2511.31 | 2855.91 | 2187.373 | 2531.973 | 2876.573 | 2040 | Advanced | 19 | Prevailing local wages, Drive time, Local code requirements, Access, Incentive programs, Existing construction and materials, Presence of hazardous materials, Brand recognition, Engineering and design fees, Condition of existing duct system, Adequacy of existing ventilation, Condition of existing gas line, Condition of existing flue, Need to bring in combustion air, Distance between terminal units, Piping run lengths, Mechanical room expansion and ventilation, Software upgrades, Site assessment, Ceiling height, Coil upgrades | 2 | 9 | 0 | 2023 | 0
31 | 2023 | Residential | Cooking | Cordwood Stove | Non-Catalytic | Electricity | Cordwood Stove (Non-Catalytic) | 2023$ |  | Residential Cordwood Stoves | 0 | 0 | 0 | Capacity | kBtu/h | 50 | 50 | 50 | 50 | 0 | 0 | 0 | Efficiency | HHV | 71 | 71 | 80 | 81 | 1378.4 | 1723 | 2067.6 | 1 |  |  | 1378.4 | 1723 | 2067.6 | 1 | 1 | 788.31 | 808.973 | 2166.71 | 2511.31 | 2855.91 | 2187.373 | 2531.973 | 2876.573 | 2045 | Advanced | 19 | Prevailing local wages, Drive time, Local code requirements, Access, Incentive programs, Existing construction and materials, Presence of hazardous materials, Brand recognition, Engineering and design fees, Condition of existing duct system, Adequacy of existing ventilation, Condition of existing gas line, Condition of existing flue, Need to bring in combustion air, Distance between terminal units, Piping run lengths, Mechanical room expansion and ventilation, Software upgrades, Site assessment, Ceiling height, Coil upgrades | 2 | 9 | 0 | 2023 | 0
31 | 2023 | Residential | Cooking | Cordwood Stove | Non-Catalytic | Electricity | Cordwood Stove (Non-Catalytic) | 2023$ |  | Residential Cordwood Stoves | 0 | 0 | 0 | Capacity | kBtu/h | 50 | 50 | 50 | 50 | 0 | 0 | 0 | Efficiency | HHV | 71 | 71 | 80 | 81 | 1378.4 | 1723 | 2067.6 | 1 |  |  | 1378.4 | 1723 | 2067.6 | 1 | 1 | 788.31 | 808.973 | 2166.71 | 2511.31 | 2855.91 | 2187.373 | 2531.973 | 2876.573 | 2050 | Advanced | 19 | Prevailing local wages, Drive time, Local code requirements, Access, Incentive programs, Existing construction and materials, Presence of hazardous materials, Brand recognition, Engineering and design fees, Condition of existing duct system, Adequacy of existing ventilation, Condition of existing gas line, Condition of existing flue, Need to bring in combustion air, Distance between terminal units, Piping run lengths, Mechanical room expansion and ventilation, Software upgrades, Site assessment, Ceiling height, Coil upgrades | 2 | 9 | 0 | 2023 | 0
32 | 2023 | Residential | Envelope | Crawlspace (Ceiling) | Batt |  | Crawlspace (Ceiling) Batt | 2023$/sqft | Crawlspace (Ceiling) |  | 0.031667 | 0.043 | 0.052 | R-value | ft2*degF*h/Btu | 6 | 20 | 49 | 49 | 0 | 0 | 0 | Square Feet | ft2 | 0 | 900 | 0 | 0 | 0.15833 | 0.263 | 1.558 | 900 | Square Feet | ft2 | 712.5066 | 1010.7036 | 2338.2333 | 1 | 1 | 1.044 | 1.2649 | 1652.1413 | 1950.3383 | 3277.868 | 1850.9101 | 2149.1071 | 3476.6368 | 2023 | Reference | 999 | Prevailing local wages, Drive time, Local code requirements, Access, Presence/condition/type of existing insulation, Existing construction and materials, Moisture issues present, Adequacy of existing ventilation, Adequacy of existing ventilation, Presence of hazardous materials, Extent of preparation, Accommodation for termite inspections, Crawlspace height | 4 | 93 | 0.1894 | 2023 | Assumes reference and advanced case are constant based on raw materials. Typical costs assume a wall area of 900 sq ft as an example based on average sqft of a house to be 2,025, though wall areas and insulation amounts vary greatly by building.
32 | 2023 | Residential | Envelope | Crawlspace (Ceiling) | Batt |  | Crawlspace (Ceiling) Batt | 2023$/sqft | Crawlspace (Ceiling) |  | 0.031667 | 0.043 | 0.052 | R-value | ft2*degF*h/Btu | 6 | 20 | 49 | 49 | 0 | 0 | 0 | Square Feet | ft2 | 0 | 900 | 0 | 0 | 0.15833 | 0.263 | 1.558 | 900 | Square Feet | ft2 | 712.5066 | 1010.7036 | 2338.2333 | 1 | 1 | 1.044 | 1.2649 | 1652.1413 | 1950.3383 | 3277.868 | 1850.9101 | 2149.1071 | 3476.6368 | 2030 | Reference | 999 | Prevailing local wages, Drive time, Local code requirements, Access, Presence/condition/type of existing insulation, Existing construction and materials, Moisture issues present, Adequacy of existing ventilation, Adequacy of existing ventilation, Presence of hazardous materials, Extent of preparation, Accommodation for termite inspections, Crawlspace height | 4 | 93 | 0.1894 | 2023 | Assumes reference and advanced case are constant based on raw materials. Typical costs assume a wall area of 900 sq ft as an example based on average sqft of a house to be 2,025, though wall areas and insulation amounts vary greatly by building.
32 | 2023 | Residential | Envelope | Crawlspace (Ceiling) | Batt |  | Crawlspace (Ceiling) Batt | 2023$/sqft | Crawlspace (Ceiling) |  | 0.031667 | 0.043 | 0.052 | R-value | ft2*degF*h/Btu | 6 | 20 | 49 | 49 | 0 | 0 | 0 | Square Feet | ft2 | 0 | 900 | 0 | 0 | 0.15833 | 0.263 | 1.558 | 900 | Square Feet | ft2 | 712.5066 | 1010.7036 | 2338.2333 | 1 | 1 | 1.044 | 1.2649 | 1652.1413 | 1950.3383 | 3277.868 | 1850.9101 | 2149.1071 | 3476.6368 | 2035 | Reference | 999 | Prevailing local wages, Drive time, Local code requirements, Access, Presence/condition/type of existing insulation, Existing construction and materials, Moisture issues present, Adequacy of existing ventilation, Adequacy of existing ventilation, Presence of hazardous materials, Extent of preparation, Accommodation for termite inspections, Crawlspace height | 4 | 93 | 0.1894 | 2023 | Assumes reference and advanced case are constant based on raw materials. Typical costs assume a wall area of 900 sq ft as an example based on average sqft of a house to be 2,025, though wall areas and insulation amounts vary greatly by building.
32 | 2023 | Residential | Envelope | Crawlspace (Ceiling) | Batt |  | Crawlspace (Ceiling) Batt | 2023$/sqft | Crawlspace (Ceiling) |  | 0.031667 | 0.043 | 0.052 | R-value | ft2*degF*h/Btu | 6 | 20 | 49 | 49 | 0 | 0 | 0 | Square Feet | ft2 | 0 | 900 | 0 | 0 | 0.15833 | 0.263 | 1.558 | 900 | Square Feet | ft2 | 712.5066 | 1010.7036 | 2338.2333 | 1 | 1 | 1.044 | 1.2649 | 1652.1413 | 1950.3383 | 3277.868 | 1850.9101 | 2149.1071 | 3476.6368 | 2040 | Reference | 999 | Prevailing local wages, Drive time, Local code requirements, Access, Presence/condition/type of existing insulation, Existing construction and materials, Moisture issues present, Adequacy of existing ventilation, Adequacy of existing ventilation, Presence of hazardous materials, Extent of preparation, Accommodation for termite inspections, Crawlspace height | 4 | 93 | 0.1894 | 2023 | Assumes reference and advanced case are constant based on raw materials. Typical costs assume a wall area of 900 sq ft as an example based on average sqft of a house to be 2,025, though wall areas and insulation amounts vary greatly by building.
32 | 2023 | Residential | Envelope | Crawlspace (Ceiling) | Batt |  | Crawlspace (Ceiling) Batt | 2023$/sqft | Crawlspace (Ceiling) |  | 0.031667 | 0.043 | 0.052 | R-value | ft2*degF*h/Btu | 6 | 20 | 49 | 49 | 0 | 0 | 0 | Square Feet | ft2 | 0 | 900 | 0 | 0 | 0.15833 | 0.263 | 1.558 | 900 | Square Feet | ft2 | 712.5066 | 1010.7036 | 2338.2333 | 1 | 1 | 1.044 | 1.2649 | 1652.1413 | 1950.3383 | 3277.868 | 1850.9101 | 2149.1071 | 3476.6368 | 2045 | Reference | 999 | Prevailing local wages, Drive time, Local code requirements, Access, Presence/condition/type of existing insulation, Existing construction and materials, Moisture issues present, Adequacy of existing ventilation, Adequacy of existing ventilation, Presence of hazardous materials, Extent of preparation, Accommodation for termite inspections, Crawlspace height | 4 | 93 | 0.1894 | 2023 | Assumes reference and advanced case are constant based on raw materials. Typical costs assume a wall area of 900 sq ft as an example based on average sqft of a house to be 2,025, though wall areas and insulation amounts vary greatly by building.
32 | 2023 | Residential | Envelope | Crawlspace (Ceiling) | Batt |  | Crawlspace (Ceiling) Batt | 2023$/sqft | Crawlspace (Ceiling) |  | 0.031667 | 0.043 | 0.052 | R-value | ft2*degF*h/Btu | 6 | 20 | 49 | 49 | 0 | 0 | 0 | Square Feet | ft2 | 0 | 900 | 0 | 0 | 0.15833 | 0.263 | 1.558 | 900 | Square Feet | ft2 | 712.5066 | 1010.7036 | 2338.2333 | 1 | 1 | 1.044 | 1.2649 | 1652.1413 | 1950.3383 | 3277.868 | 1850.9101 | 2149.1071 | 3476.6368 | 2050 | Reference | 999 | Prevailing local wages, Drive time, Local code requirements, Access, Presence/condition/type of existing insulation, Existing construction and materials, Moisture issues present, Adequacy of existing ventilation, Adequacy of existing ventilation, Presence of hazardous materials, Extent of preparation, Accommodation for termite inspections, Crawlspace height | 4 | 93 | 0.1894 | 2023 | Assumes reference and advanced case are constant based on raw materials. Typical costs assume a wall area of 900 sq ft as an example based on average sqft of a house to be 2,025, though wall areas and insulation amounts vary greatly by building.
32 | 2023 | Residential | Envelope | Crawlspace (Ceiling) | Batt |  | Crawlspace (Ceiling) Batt | 2023$/sqft | Crawlspace (Ceiling) |  | 0.031667 | 0.043 | 0.052 | R-value | ft2*degF*h/Btu | 6 | 20 | 49 | 49 | 0 | 0 | 0 | Square Feet | ft2 | 0 | 900 | 0 | 0 | 0.15833 | 0.263 | 1.558 | 900 | Square Feet | ft2 | 712.5066 | 1010.7036 | 2338.2333 | 1 | 1 | 1.044 | 1.2649 | 1652.1413 | 1950.3383 | 3277.868 | 1850.9101 | 2149.1071 | 3476.6368 | 2023 | Intermediate | 999 | Prevailing local wages, Drive time, Local code requirements, Access, Presence/condition/type of existing insulation, Existing construction and materials, Moisture issues present, Adequacy of existing ventilation, Adequacy of existing ventilation, Presence of hazardous materials, Extent of preparation, Accommodation for termite inspections, Crawlspace height | 4 | 93 | 0.1894 | 2023 | Assumes reference and advanced case are constant based on raw materials. Typical costs assume a wall area of 900 sq ft as an example based on average sqft of a house to be 2,025, though wall areas and insulation amounts vary greatly by building.
32 | 2023 | Residential | Envelope | Crawlspace (Ceiling) | Batt |  | Crawlspace (Ceiling) Batt | 2023$/sqft | Crawlspace (Ceiling) |  | 0.031667 | 0.043 | 0.052 | R-value | ft2*degF*h/Btu | 6 | 20 | 49 | 49 | 0 | 0 | 0 | Square Feet | ft2 | 0 | 900 | 0 | 0 | 0.15833 | 0.263 | 1.558 | 900 | Square Feet | ft2 | 712.5066 | 1010.7036 | 2338.2333 | 1 | 1 | 1.044 | 1.2649 | 1652.1413 | 1950.3383 | 3277.868 | 1850.9101 | 2149.1071 | 3476.6368 | 2030 | Intermediate | 999 | Prevailing local wages, Drive time, Local code requirements, Access, Presence/condition/type of existing insulation, Existing construction and materials, Moisture issues present, Adequacy of existing ventilation, Adequacy of existing ventilation, Presence of hazardous materials, Extent of preparation, Accommodation for termite inspections, Crawlspace height | 4 | 93 | 0.1894 | 2023 | Assumes reference and advanced case are constant based on raw materials. Typical costs assume a wall area of 900 sq ft as an example based on average sqft of a house to be 2,025, though wall areas and insulation amounts vary greatly by building.
32 | 2023 | Residential | Envelope | Crawlspace (Ceiling) | Batt |  | Crawlspace (Ceiling) Batt | 2023$/sqft | Crawlspace (Ceiling) |  | 0.031667 | 0.043 | 0.052 | R-value | ft2*degF*h/Btu | 6 | 20 | 49 | 49 | 0 | 0 | 0 | Square Feet | ft2 | 0 | 900 | 0 | 0 | 0.15833 | 0.263 | 1.558 | 900 | Square Feet | ft2 | 712.5066 | 1010.7036 | 2338.2333 | 1 | 1 | 1.044 | 1.2649 | 1652.1413 | 1950.3383 | 3277.868 | 1850.9101 | 2149.1071 | 3476.6368 | 2035 | Intermediate | 999 | Prevailing local wages, Drive time, Local code requirements, Access, Presence/condition/type of existing insulation, Existing construction and materials, Moisture issues present, Adequacy of existing ventilation, Adequacy of existing ventilation, Presence of hazardous materials, Extent of preparation, Accommodation for termite inspections, Crawlspace height | 4 | 93 | 0.1894 | 2023 | Assumes reference and advanced case are constant based on raw materials. Typical costs assume a wall area of 900 sq ft as an example based on average sqft of a house to be 2,025, though wall areas and insulation amounts vary greatly by building.
32 | 2023 | Residential | Envelope | Crawlspace (Ceiling) | Batt |  | Crawlspace (Ceiling) Batt | 2023$/sqft | Crawlspace (Ceiling) |  | 0.031667 | 0.043 | 0.052 | R-value | ft2*degF*h/Btu | 6 | 20 | 49 | 49 | 0 | 0 | 0 | Square Feet | ft2 | 0 | 900 | 0 | 0 | 0.15833 | 0.263 | 1.558 | 900 | Square Feet | ft2 | 712.5066 | 1010.7036 | 2338.2333 | 1 | 1 | 1.044 | 1.2649 | 1652.1413 | 1950.3383 | 3277.868 | 1850.9101 | 2149.1071 | 3476.6368 | 2040 | Intermediate | 999 | Prevailing local wages, Drive time, Local code requirements, Access, Presence/condition/type of existing insulation, Existing construction and materials, Moisture issues present, Adequacy of existing ventilation, Adequacy of existing ventilation, Presence of hazardous materials, Extent of preparation, Accommodation for termite inspections, Crawlspace height | 4 | 93 | 0.1894 | 2023 | Assumes reference and advanced case are constant based on raw materials. Typical costs assume a wall area of 900 sq ft as an example based on average sqft of a house to be 2,025, though wall areas and insulation amounts vary greatly by building.
32 | 2023 | Residential | Envelope | Crawlspace (Ceiling) | Batt |  | Crawlspace (Ceiling) Batt | 2023$/sqft | Crawlspace (Ceiling) |  | 0.031667 | 0.043 | 0.052 | R-value | ft2*degF*h/Btu | 6 | 20 | 49 | 49 | 0 | 0 | 0 | Square Feet | ft2 | 0 | 900 | 0 | 0 | 0.15833 | 0.263 | 1.558 | 900 | Square Feet | ft2 | 712.5066 | 1010.7036 | 2338.2333 | 1 | 1 | 1.044 | 1.2649 | 1652.1413 | 1950.3383 | 3277.868 | 1850.9101 | 2149.1071 | 3476.6368 | 2045 | Intermediate | 999 | Prevailing local wages, Drive time, Local code requirements, Access, Presence/condition/type of existing insulation, Existing construction and materials, Moisture issues present, Adequacy of existing ventilation, Adequacy of existing ventilation, Presence of hazardous materials, Extent of preparation, Accommodation for termite inspections, Crawlspace height | 4 | 93 | 0.1894 | 2023 | Assumes reference and advanced case are constant based on raw materials. Typical costs assume a wall area of 900 sq ft as an example based on average sqft of a house to be 2,025, though wall areas and insulation amounts vary greatly by building.
32 | 2023 | Residential | Envelope | Crawlspace (Ceiling) | Batt |  | Crawlspace (Ceiling) Batt | 2023$/sqft | Crawlspace (Ceiling) |  | 0.031667 | 0.043 | 0.052 | R-value | ft2*degF*h/Btu | 6 | 20 | 49 | 49 | 0 | 0 | 0 | Square Feet | ft2 | 0 | 900 | 0 | 0 | 0.15833 | 0.263 | 1.558 | 900 | Square Feet | ft2 | 712.5066 | 1010.7036 | 2338.2333 | 1 | 1 | 1.044 | 1.2649 | 1652.1413 | 1950.3383 | 3277.868 | 1850.9101 | 2149.1071 | 3476.6368 | 2050 | Intermediate | 999 | Prevailing local wages, Drive time, Local code requirements, Access, Presence/condition/type of existing insulation, Existing construction and materials, Moisture issues present, Adequacy of existing ventilation, Adequacy of existing ventilation, Presence of hazardous materials, Extent of preparation, Accommodation for termite inspections, Crawlspace height | 4 | 93 | 0.1894 | 2023 | Assumes reference and advanced case are constant based on raw materials. Typical costs assume a wall area of 900 sq ft as an example based on average sqft of a house to be 2,025, though wall areas and insulation amounts vary greatly by building.
32 | 2023 | Residential | Envelope | Crawlspace (Ceiling) | Batt |  | Crawlspace (Ceiling) Batt | 2023$/sqft | Crawlspace (Ceiling) |  | 0.031667 | 0.043 | 0.052 | R-value | ft2*degF*h/Btu | 6 | 20 | 49 | 49 | 0 | 0 | 0 | Square Feet | ft2 | 0 | 900 | 0 | 0 | 0.15833 | 0.263 | 1.558 | 900 | Square Feet | ft2 | 712.5066 | 1010.7036 | 2338.2333 | 1 | 1 | 1.044 | 1.2649 | 1652.1413 | 1950.3383 | 3277.868 | 1850.9101 | 2149.1071 | 3476.6368 | 2023 | Advanced | 999 | Prevailing local wages, Drive time, Local code requirements, Access, Presence/condition/type of existing insulation, Existing construction and materials, Moisture issues present, Adequacy of existing ventilation, Adequacy of existing ventilation, Presence of hazardous materials, Extent of preparation, Accommodation for termite inspections, Crawlspace height | 4 | 93 | 0.1894 | 2023 | Assumes reference and advanced case are constant based on raw materials. Typical costs assume a wall area of 900 sq ft as an example based on average sqft of a house to be 2,025, though wall areas and insulation amounts vary greatly by building.
32 | 2023 | Residential | Envelope | Crawlspace (Ceiling) | Batt |  | Crawlspace (Ceiling) Batt | 2023$/sqft | Crawlspace (Ceiling) |  | 0.031667 | 0.043 | 0.052 | R-value | ft2*degF*h/Btu | 6 | 20 | 49 | 49 | 0 | 0 | 0 | Square Feet | ft2 | 0 | 900 | 0 | 0 | 0.15833 | 0.263 | 1.558 | 900 | Square Feet | ft2 | 712.5066 | 1010.7036 | 2338.2333 | 1 | 1 | 1.044 | 1.2649 | 1652.1413 | 1950.3383 | 3277.868 | 1850.9101 | 2149.1071 | 3476.6368 | 2030 | Advanced | 999 | Prevailing local wages, Drive time, Local code requirements, Access, Presence/condition/type of existing insulation, Existing construction and materials, Moisture issues present, Adequacy of existing ventilation, Adequacy of existing ventilation, Presence of hazardous materials, Extent of preparation, Accommodation for termite inspections, Crawlspace height | 4 | 93 | 0.1894 | 2023 | Assumes reference and advanced case are constant based on raw materials. Typical costs assume a wall area of 900 sq ft as an example based on average sqft of a house to be 2,025, though wall areas and insulation amounts vary greatly by building.
32 | 2023 | Residential | Envelope | Crawlspace (Ceiling) | Batt |  | Crawlspace (Ceiling) Batt | 2023$/sqft | Crawlspace (Ceiling) |  | 0.031667 | 0.043 | 0.052 | R-value | ft2*degF*h/Btu | 6 | 20 | 49 | 49 | 0 | 0 | 0 | Square Feet | ft2 | 0 | 900 | 0 | 0 | 0.15833 | 0.263 | 1.558 | 900 | Square Feet | ft2 | 712.5066 | 1010.7036 | 2338.2333 | 1 | 1 | 1.044 | 1.2649 | 1652.1413 | 1950.3383 | 3277.868 | 1850.9101 | 2149.1071 | 3476.6368 | 2035 | Advanced | 999 | Prevailing local wages, Drive time, Local code requirements, Access, Presence/condition/type of existing insulation, Existing construction and materials, Moisture issues present, Adequacy of existing ventilation, Adequacy of existing ventilation, Presence of hazardous materials, Extent of preparation, Accommodation for termite inspections, Crawlspace height | 4 | 93 | 0.1894 | 2023 | Assumes reference and advanced case are constant based on raw materials. Typical costs assume a wall area of 900 sq ft as an example based on average sqft of a house to be 2,025, though wall areas and insulation amounts vary greatly by building.
32 | 2023 | Residential | Envelope | Crawlspace (Ceiling) | Batt |  | Crawlspace (Ceiling) Batt | 2023$/sqft | Crawlspace (Ceiling) |  | 0.031667 | 0.043 | 0.052 | R-value | ft2*degF*h/Btu | 6 | 20 | 49 | 49 | 0 | 0 | 0 | Square Feet | ft2 | 0 | 900 | 0 | 0 | 0.15833 | 0.263 | 1.558 | 900 | Square Feet | ft2 | 712.5066 | 1010.7036 | 2338.2333 | 1 | 1 | 1.044 | 1.2649 | 1652.1413 | 1950.3383 | 3277.868 | 1850.9101 | 2149.1071 | 3476.6368 | 2040 | Advanced | 999 | Prevailing local wages, Drive time, Local code requirements, Access, Presence/condition/type of existing insulation, Existing construction and materials, Moisture issues present, Adequacy of existing ventilation, Adequacy of existing ventilation, Presence of hazardous materials, Extent of preparation, Accommodation for termite inspections, Crawlspace height | 4 | 93 | 0.1894 | 2023 | Assumes reference and advanced case are constant based on raw materials. Typical costs assume a wall area of 900 sq ft as an example based on average sqft of a house to be 2,025, though wall areas and insulation amounts vary greatly by building.
32 | 2023 | Residential | Envelope | Crawlspace (Ceiling) | Batt |  | Crawlspace (Ceiling) Batt | 2023$/sqft | Crawlspace (Ceiling) |  | 0.031667 | 0.043 | 0.052 | R-value | ft2*degF*h/Btu | 6 | 20 | 49 | 49 | 0 | 0 | 0 | Square Feet | ft2 | 0 | 900 | 0 | 0 | 0.15833 | 0.263 | 1.558 | 900 | Square Feet | ft2 | 712.5066 | 1010.7036 | 2338.2333 | 1 | 1 | 1.044 | 1.2649 | 1652.1413 | 1950.3383 | 3277.868 | 1850.9101 | 2149.1071 | 3476.6368 | 2045 | Advanced | 999 | Prevailing local wages, Drive time, Local code requirements, Access, Presence/condition/type of existing insulation, Existing construction and materials, Moisture issues present, Adequacy of existing ventilation, Adequacy of existing ventilation, Presence of hazardous materials, Extent of preparation, Accommodation for termite inspections, Crawlspace height | 4 | 93 | 0.1894 | 2023 | Assumes reference and advanced case are constant based on raw materials. Typical costs assume a wall area of 900 sq ft as an example based on average sqft of a house to be 2,025, though wall areas and insulation amounts vary greatly by building.
32 | 2023 | Residential | Envelope | Crawlspace (Ceiling) | Batt |  | Crawlspace (Ceiling) Batt | 2023$/sqft | Crawlspace (Ceiling) |  | 0.031667 | 0.043 | 0.052 | R-value | ft2*degF*h/Btu | 6 | 20 | 49 | 49 | 0 | 0 | 0 | Square Feet | ft2 | 0 | 900 | 0 | 0 | 0.15833 | 0.263 | 1.558 | 900 | Square Feet | ft2 | 712.5066 | 1010.7036 | 2338.2333 | 1 | 1 | 1.044 | 1.2649 | 1652.1413 | 1950.3383 | 3277.868 | 1850.9101 | 2149.1071 | 3476.6368 | 2050 | Advanced | 999 | Prevailing local wages, Drive time, Local code requirements, Access, Presence/condition/type of existing insulation, Existing construction and materials, Moisture issues present, Adequacy of existing ventilation, Adequacy of existing ventilation, Presence of hazardous materials, Extent of preparation, Accommodation for termite inspections, Crawlspace height | 4 | 93 | 0.1894 | 2023 | Assumes reference and advanced case are constant based on raw materials. Typical costs assume a wall area of 900 sq ft as an example based on average sqft of a house to be 2,025, though wall areas and insulation amounts vary greatly by building.
33 | 2023 | Residential | Envelope | Crawlspace (Ceiling) | Spray Foam (Closed Cell) |  | Crawlspace (Ceiling) Spray Foam (Closed Cell) | 2023$/sqft | Crawlspace (Ceiling) |  | 0.20929 | 0.30106 | 0.61853 | R-value | ft2*degF*h/Btu | 5.5 | 6 | 42 | 42 | 0 | 0 | 0 | Square Feet | ft2 | 0 | 900 | 0 | 0 | 4e-06 | 0.031017 | -0.003062 | 900 | Square Feet | ft2 | 1130.148 | 1653.6123 | 3337.3332 | 1.1367 | 1.2849 | 0 | 0 | 1284.6161 | 1879.6273 | 3793.4784 | 1452.1747 | 2124.796 | 4288.2799 | 2023 | Reference | 999 | Prevailing local wages, Drive time, Local code requirements, Access, Presence/condition/type of existing insulation, Existing construction and materials, Moisture issues present, Adequacy of existing ventilation, Adequacy of existing ventilation, Presence of hazardous materials, Extent of preparation, Accommodation for termite inspections, Crawlspace height | 3 | 274 | 0.3875 | 2023 | Assumes for the reference case that raw material prices will increase over the coming decades. Assumed for the advanced case that energy dependency will move away from oil and gas causing a higher supply of raw materials used to make insulation which will lower the material costs. Typical costs assume a wall area of 900 sq ft as an example based on average sqft of a house to be 2,025, though wall areas and insulation amounts vary greatly by building.
33 | 2023 | Residential | Envelope | Crawlspace (Ceiling) | Spray Foam (Closed Cell) |  | Crawlspace (Ceiling) Spray Foam (Closed Cell) | 2023$/sqft | Crawlspace (Ceiling) |  | 0.23021 | 0.33116 | 0.68039 | R-value | ft2*degF*h/Btu | 5.5 | 6 | 42 | 42 | 0 | 0 | 0 | Square Feet | ft2 | 0 | 900 | 0 | 0 | 4.4e-06 | 0.034119 | -0.0033682 | 900 | Square Feet | ft2 | 1243.1628 | 1818.9735 | 3671.0665 | 1.1367 | 1.2849 | 0 | 0 | 1413.0777 | 2067.59 | 4172.8262 | 1597.3922 | 2337.2756 | 4717.1079 | 2030 | Reference | 999 | Prevailing local wages, Drive time, Local code requirements, Access, Presence/condition/type of existing insulation, Existing construction and materials, Moisture issues present, Adequacy of existing ventilation, Adequacy of existing ventilation, Presence of hazardous materials, Extent of preparation, Accommodation for termite inspections, Crawlspace height | 3 | 274 | 0.3875 | 2023 | Assumes for the reference case that raw material prices will increase over the coming decades. Assumed for the advanced case that energy dependency will move away from oil and gas causing a higher supply of raw materials used to make insulation which will lower the material costs. Typical costs assume a wall area of 900 sq ft as an example based on average sqft of a house to be 2,025, though wall areas and insulation amounts vary greatly by building.
33 | 2023 | Residential | Envelope | Crawlspace (Ceiling) | Spray Foam (Closed Cell) |  | Crawlspace (Ceiling) Spray Foam (Closed Cell) | 2023$/sqft | Crawlspace (Ceiling) |  | 0.24173 | 0.34772 | 0.71441 | R-value | ft2*degF*h/Btu | 5.5 | 6 | 42 | 42 | 0 | 0 | 0 | Square Feet | ft2 | 0 | 900 | 0 | 0 | 4.62e-06 | 0.035825 | -0.0035366 | 900 | Square Feet | ft2 | 1305.3209 | 1909.9222 | 3854.6198 | 1.1367 | 1.2849 | 0 | 0 | 1483.7316 | 2170.9695 | 4381.4675 | 1677.2618 | 2454.1394 | 4952.9633 | 2035 | Reference | 999 | Prevailing local wages, Drive time, Local code requirements, Access, Presence/condition/type of existing insulation, Existing construction and materials, Moisture issues present, Adequacy of existing ventilation, Adequacy of existing ventilation, Presence of hazardous materials, Extent of preparation, Accommodation for termite inspections, Crawlspace height | 3 | 274 | 0.3875 | 2023 | Assumes for the reference case that raw material prices will increase over the coming decades. Assumed for the advanced case that energy dependency will move away from oil and gas causing a higher supply of raw materials used to make insulation which will lower the material costs. Typical costs assume a wall area of 900 sq ft as an example based on average sqft of a house to be 2,025, though wall areas and insulation amounts vary greatly by building.
33 | 2023 | Residential | Envelope | Crawlspace (Ceiling) | Spray Foam (Closed Cell) |  | Crawlspace (Ceiling) Spray Foam (Closed Cell) | 2023$/sqft | Crawlspace (Ceiling) |  | 0.25324 | 0.36428 | 0.74843 | R-value | ft2*degF*h/Btu | 5.5 | 6 | 42 | 42 | 0 | 0 | 0 | Square Feet | ft2 | 0 | 900 | 0 | 0 | 4.84e-06 | 0.037531 | -0.003705 | 900 | Square Feet | ft2 | 1367.4791 | 2000.8709 | 4038.1732 | 1.1367 | 1.2849 | 0 | 0 | 1554.3855 | 2274.349 | 4590.1088 | 1757.1314 | 2571.0032 | 5188.8187 | 2040 | Reference | 999 | Prevailing local wages, Drive time, Local code requirements, Access, Presence/condition/type of existing insulation, Existing construction and materials, Moisture issues present, Adequacy of existing ventilation, Adequacy of existing ventilation, Presence of hazardous materials, Extent of preparation, Accommodation for termite inspections, Crawlspace height | 3 | 274 | 0.3875 | 2023 | Assumes for the reference case that raw material prices will increase over the coming decades. Assumed for the advanced case that energy dependency will move away from oil and gas causing a higher supply of raw materials used to make insulation which will lower the material costs. Typical costs assume a wall area of 900 sq ft as an example based on average sqft of a house to be 2,025, though wall areas and insulation amounts vary greatly by building.
33 | 2023 | Residential | Envelope | Crawlspace (Ceiling) | Spray Foam (Closed Cell) |  | Crawlspace (Ceiling) Spray Foam (Closed Cell) | 2023$/sqft | Crawlspace (Ceiling) |  | 0.25873 | 0.37218 | 0.76466 | R-value | ft2*degF*h/Btu | 5.5 | 6 | 42 | 42 | 0 | 0 | 0 | Square Feet | ft2 | 0 | 900 | 0 | 0 | 4.945e-06 | 0.038345 | -0.0037854 | 900 | Square Feet | ft2 | 1397.1455 | 2044.2782 | 4125.7782 | 1.1367 | 1.2849 | 0 | 0 | 1588.1067 | 2323.6892 | 4689.6876 | 1795.251 | 2626.7791 | 5301.386 | 2045 | Reference | 999 | Prevailing local wages, Drive time, Local code requirements, Access, Presence/condition/type of existing insulation, Existing construction and materials, Moisture issues present, Adequacy of existing ventilation, Adequacy of existing ventilation, Presence of hazardous materials, Extent of preparation, Accommodation for termite inspections, Crawlspace height | 3 | 274 | 0.3875 | 2023 | Assumes for the reference case that raw material prices will increase over the coming decades. Assumed for the advanced case that energy dependency will move away from oil and gas causing a higher supply of raw materials used to make insulation which will lower the material costs. Typical costs assume a wall area of 900 sq ft as an example based on average sqft of a house to be 2,025, though wall areas and insulation amounts vary greatly by building.
33 | 2023 | Residential | Envelope | Crawlspace (Ceiling) | Spray Foam (Closed Cell) |  | Crawlspace (Ceiling) Spray Foam (Closed Cell) | 2023$/sqft | Crawlspace (Ceiling) |  | 0.26422 | 0.38008 | 0.7809 | R-value | ft2*degF*h/Btu | 5.5 | 6 | 42 | 42 | 0 | 0 | 0 | Square Feet | ft2 | 0 | 900 | 0 | 0 | 5.05e-06 | 0.039159 | -0.0038658 | 900 | Square Feet | ft2 | 1426.8119 | 2087.6855 | 4213.3832 | 1.1367 | 1.2849 | 0 | 0 | 1621.8278 | 2373.0294 | 4789.2664 | 1833.3706 | 2682.555 | 5413.9533 | 2050 | Reference | 999 | Prevailing local wages, Drive time, Local code requirements, Access, Presence/condition/type of existing insulation, Existing construction and materials, Moisture issues present, Adequacy of existing ventilation, Adequacy of existing ventilation, Presence of hazardous materials, Extent of preparation, Accommodation for termite inspections, Crawlspace height | 3 | 274 | 0.3875 | 2023 | Assumes for the reference case that raw material prices will increase over the coming decades. Assumed for the advanced case that energy dependency will move away from oil and gas causing a higher supply of raw materials used to make insulation which will lower the material costs. Typical costs assume a wall area of 900 sq ft as an example based on average sqft of a house to be 2,025, though wall areas and insulation amounts vary greatly by building.
33 | 2023 | Residential | Envelope | Crawlspace (Ceiling) | Spray Foam (Closed Cell) |  | Crawlspace (Ceiling) Spray Foam (Closed Cell) | 2023$/sqft | Crawlspace (Ceiling) |  | 0.20929 | 0.30106 | 0.61853 | R-value | ft2*degF*h/Btu | 5.5 | 6 | 42 | 42 | 0 | 0 | 0 | Square Feet | ft2 | 0 | 900 | 0 | 0 | 4e-06 | 0.031017 | -0.003062 | 900 | Square Feet | ft2 | 1130.148 | 1653.6123 | 3337.3332 | 1.1367 | 1.2849 | 0 | 0 | 1284.6161 | 1879.6273 | 3793.4784 | 1452.1747 | 2124.796 | 4288.2799 | 2023 | Intermediate | 999 | Prevailing local wages, Drive time, Local code requirements, Access, Presence/condition/type of existing insulation, Existing construction and materials, Moisture issues present, Adequacy of existing ventilation, Adequacy of existing ventilation, Presence of hazardous materials, Extent of preparation, Accommodation for termite inspections, Crawlspace height | 3 | 274 | 0.3875 | 2023 | Assumes for the reference case that raw material prices will increase over the coming decades. Assumed for the advanced case that energy dependency will move away from oil and gas causing a higher supply of raw materials used to make insulation which will lower the material costs. Typical costs assume a wall area of 900 sq ft as an example based on average sqft of a house to be 2,025, though wall areas and insulation amounts vary greatly by building.
33 | 2023 | Residential | Envelope | Crawlspace (Ceiling) | Spray Foam (Closed Cell) |  | Crawlspace (Ceiling) Spray Foam (Closed Cell) | 2023$/sqft | Crawlspace (Ceiling) |  | 0.20929 | 0.30106 | 0.61853 | R-value | ft2*degF*h/Btu | 5.5 | 6 | 42 | 42 | 0 | 0 | 0 | Square Feet | ft2 | 0 | 900 | 0 | 0 | 4e-06 | 0.031017 | -0.003062 | 900 | Square Feet | ft2 | 1130.148 | 1653.6123 | 3337.3332 | 1.1367 | 1.2849 | 0 | 0 | 1284.6161 | 1879.6273 | 3793.4784 | 1452.1747 | 2124.796 | 4288.2799 | 2030 | Intermediate | 999 | Prevailing local wages, Drive time, Local code requirements, Access, Presence/condition/type of existing insulation, Existing construction and materials, Moisture issues present, Adequacy of existing ventilation, Adequacy of existing ventilation, Presence of hazardous materials, Extent of preparation, Accommodation for termite inspections, Crawlspace height | 3 | 274 | 0.3875 | 2023 | Assumes for the reference case that raw material prices will increase over the coming decades. Assumed for the advanced case that energy dependency will move away from oil and gas causing a higher supply of raw materials used to make insulation which will lower the material costs. Typical costs assume a wall area of 900 sq ft as an example based on average sqft of a house to be 2,025, though wall areas and insulation amounts vary greatly by building.
33 | 2023 | Residential | Envelope | Crawlspace (Ceiling) | Spray Foam (Closed Cell) |  | Crawlspace (Ceiling) Spray Foam (Closed Cell) | 2023$/sqft | Crawlspace (Ceiling) |  | 0.21033 | 0.30256 | 0.62163 | R-value | ft2*degF*h/Btu | 5.5 | 6 | 42 | 42 | 0 | 0 | 0 | Square Feet | ft2 | 0 | 900 | 0 | 0 | 4.02e-06 | 0.031172 | -0.0030773 | 900 | Square Feet | ft2 | 1135.7987 | 1661.8804 | 3354.0199 | 1.1367 | 1.2849 | 0 | 0 | 1291.0392 | 1889.0254 | 3812.4457 | 1459.4356 | 2135.42 | 4309.7213 | 2035 | Intermediate | 999 | Prevailing local wages, Drive time, Local code requirements, Access, Presence/condition/type of existing insulation, Existing construction and materials, Moisture issues present, Adequacy of existing ventilation, Adequacy of existing ventilation, Presence of hazardous materials, Extent of preparation, Accommodation for termite inspections, Crawlspace height | 3 | 274 | 0.3875 | 2023 | Assumes for the reference case that raw material prices will increase over the coming decades. Assumed for the advanced case that energy dependency will move away from oil and gas causing a higher supply of raw materials used to make insulation which will lower the material costs. Typical costs assume a wall area of 900 sq ft as an example based on average sqft of a house to be 2,025, though wall areas and insulation amounts vary greatly by building.
33 | 2023 | Residential | Envelope | Crawlspace (Ceiling) | Spray Foam (Closed Cell) |  | Crawlspace (Ceiling) Spray Foam (Closed Cell) | 2023$/sqft | Crawlspace (Ceiling) |  | 0.21138 | 0.30407 | 0.62472 | R-value | ft2*degF*h/Btu | 5.5 | 6 | 42 | 42 | 0 | 0 | 0 | Square Feet | ft2 | 0 | 900 | 0 | 0 | 4.04e-06 | 0.031327 | -0.0030926 | 900 | Square Feet | ft2 | 1141.4495 | 1670.1484 | 3370.7065 | 1.1367 | 1.2849 | 0 | 0 | 1297.4623 | 1898.4235 | 3831.4131 | 1466.6965 | 2146.044 | 4331.1627 | 2040 | Intermediate | 999 | Prevailing local wages, Drive time, Local code requirements, Access, Presence/condition/type of existing insulation, Existing construction and materials, Moisture issues present, Adequacy of existing ventilation, Adequacy of existing ventilation, Presence of hazardous materials, Extent of preparation, Accommodation for termite inspections, Crawlspace height | 3 | 274 | 0.3875 | 2023 | Assumes for the reference case that raw material prices will increase over the coming decades. Assumed for the advanced case that energy dependency will move away from oil and gas causing a higher supply of raw materials used to make insulation which will lower the material costs. Typical costs assume a wall area of 900 sq ft as an example based on average sqft of a house to be 2,025, though wall areas and insulation amounts vary greatly by building.
33 | 2023 | Residential | Envelope | Crawlspace (Ceiling) | Spray Foam (Closed Cell) |  | Crawlspace (Ceiling) Spray Foam (Closed Cell) | 2023$/sqft | Crawlspace (Ceiling) |  | 0.20989 | 0.30192 | 0.62031 | R-value | ft2*degF*h/Btu | 5.5 | 6 | 42 | 42 | 0 | 0 | 0 | Square Feet | ft2 | 0 | 900 | 0 | 0 | 4.0115e-06 | 0.031106 | -0.0030708 | 900 | Square Feet | ft2 | 1133.3972 | 1658.3664 | 3346.928 | 1.1367 | 1.2849 | 0 | 0 | 1288.3094 | 1885.0312 | 3804.3846 | 1456.3497 | 2130.9048 | 4300.6087 | 2045 | Intermediate | 999 | Prevailing local wages, Drive time, Local code requirements, Access, Presence/condition/type of existing insulation, Existing construction and materials, Moisture issues present, Adequacy of existing ventilation, Adequacy of existing ventilation, Presence of hazardous materials, Extent of preparation, Accommodation for termite inspections, Crawlspace height | 3 | 274 | 0.3875 | 2023 | Assumes for the reference case that raw material prices will increase over the coming decades. Assumed for the advanced case that energy dependency will move away from oil and gas causing a higher supply of raw materials used to make insulation which will lower the material costs. Typical costs assume a wall area of 900 sq ft as an example based on average sqft of a house to be 2,025, though wall areas and insulation amounts vary greatly by building.
33 | 2023 | Residential | Envelope | Crawlspace (Ceiling) | Spray Foam (Closed Cell) |  | Crawlspace (Ceiling) Spray Foam (Closed Cell) | 2023$/sqft | Crawlspace (Ceiling) |  | 0.2084 | 0.29978 | 0.61591 | R-value | ft2*degF*h/Btu | 5.5 | 6 | 42 | 42 | 0 | 0 | 0 | Square Feet | ft2 | 0 | 900 | 0 | 0 | 3.983e-06 | 0.030885 | -0.003049 | 900 | Square Feet | ft2 | 1125.3449 | 1646.5844 | 3323.1495 | 1.1367 | 1.2849 | 0 | 0 | 1279.1565 | 1871.6388 | 3777.3561 | 1446.003 | 2115.7657 | 4270.0547 | 2050 | Intermediate | 999 | Prevailing local wages, Drive time, Local code requirements, Access, Presence/condition/type of existing insulation, Existing construction and materials, Moisture issues present, Adequacy of existing ventilation, Adequacy of existing ventilation, Presence of hazardous materials, Extent of preparation, Accommodation for termite inspections, Crawlspace height | 3 | 274 | 0.3875 | 2023 | Assumes for the reference case that raw material prices will increase over the coming decades. Assumed for the advanced case that energy dependency will move away from oil and gas causing a higher supply of raw materials used to make insulation which will lower the material costs. Typical costs assume a wall area of 900 sq ft as an example based on average sqft of a house to be 2,025, though wall areas and insulation amounts vary greatly by building.
33 | 2023 | Residential | Envelope | Crawlspace (Ceiling) | Spray Foam (Closed Cell) |  | Crawlspace (Ceiling) Spray Foam (Closed Cell) | 2023$/sqft | Crawlspace (Ceiling) |  | 0.20929 | 0.30106 | 0.61853 | R-value | ft2*degF*h/Btu | 5.5 | 6 | 42 | 42 | 0 | 0 | 0 | Square Feet | ft2 | 0 | 900 | 0 | 0 | 4e-06 | 0.031017 | -0.003062 | 900 | Square Feet | ft2 | 1130.148 | 1653.6123 | 3337.3332 | 1.1367 | 1.2849 | 0 | 0 | 1284.6161 | 1879.6273 | 3793.4784 | 1452.1747 | 2124.796 | 4288.2799 | 2023 | Advanced | 999 | Prevailing local wages, Drive time, Local code requirements, Access, Presence/condition/type of existing insulation, Existing construction and materials, Moisture issues present, Adequacy of existing ventilation, Adequacy of existing ventilation, Presence of hazardous materials, Extent of preparation, Accommodation for termite inspections, Crawlspace height | 3 | 274 | 0.3875 | 2023 | Assumes for the reference case that raw material prices will increase over the coming decades. Assumed for the advanced case that energy dependency will move away from oil and gas causing a higher supply of raw materials used to make insulation which will lower the material costs. Typical costs assume a wall area of 900 sq ft as an example based on average sqft of a house to be 2,025, though wall areas and insulation amounts vary greatly by building.
33 | 2023 | Residential | Envelope | Crawlspace (Ceiling) | Spray Foam (Closed Cell) |  | Crawlspace (Ceiling) Spray Foam (Closed Cell) | 2023$/sqft | Crawlspace (Ceiling) |  | 0.18836 | 0.27095 | 0.55668 | R-value | ft2*degF*h/Btu | 5.5 | 6 | 42 | 42 | 0 | 0 | 0 | Square Feet | ft2 | 0 | 900 | 0 | 0 | 3.6e-06 | 0.027915 | -0.0027558 | 900 | Square Feet | ft2 | 1017.1332 | 1488.2511 | 3003.5999 | 1.1367 | 1.2849 | 0 | 0 | 1156.1545 | 1691.6645 | 3414.1305 | 1306.9573 | 1912.3164 | 3859.4519 | 2030 | Advanced | 999 | Prevailing local wages, Drive time, Local code requirements, Access, Presence/condition/type of existing insulation, Existing construction and materials, Moisture issues present, Adequacy of existing ventilation, Adequacy of existing ventilation, Presence of hazardous materials, Extent of preparation, Accommodation for termite inspections, Crawlspace height | 3 | 274 | 0.3875 | 2023 | Assumes for the reference case that raw material prices will increase over the coming decades. Assumed for the advanced case that energy dependency will move away from oil and gas causing a higher supply of raw materials used to make insulation which will lower the material costs. Typical costs assume a wall area of 900 sq ft as an example based on average sqft of a house to be 2,025, though wall areas and insulation amounts vary greatly by building.
33 | 2023 | Residential | Envelope | Crawlspace (Ceiling) | Spray Foam (Closed Cell) |  | Crawlspace (Ceiling) Spray Foam (Closed Cell) | 2023$/sqft | Crawlspace (Ceiling) |  | 0.17894 | 0.2574 | 0.52885 | R-value | ft2*degF*h/Btu | 5.5 | 6 | 42 | 42 | 0 | 0 | 0 | Square Feet | ft2 | 0 | 900 | 0 | 0 | 3.42e-06 | 0.02652 | -0.002618 | 900 | Square Feet | ft2 | 966.2765 | 1413.8385 | 2853.4199 | 1.1367 | 1.2849 | 0 | 0 | 1098.3468 | 1607.0813 | 3243.424 | 1241.6094 | 1816.7006 | 3666.4793 | 2035 | Advanced | 999 | Prevailing local wages, Drive time, Local code requirements, Access, Presence/condition/type of existing insulation, Existing construction and materials, Moisture issues present, Adequacy of existing ventilation, Adequacy of existing ventilation, Presence of hazardous materials, Extent of preparation, Accommodation for termite inspections, Crawlspace height | 3 | 274 | 0.3875 | 2023 | Assumes for the reference case that raw material prices will increase over the coming decades. Assumed for the advanced case that energy dependency will move away from oil and gas causing a higher supply of raw materials used to make insulation which will lower the material costs. Typical costs assume a wall area of 900 sq ft as an example based on average sqft of a house to be 2,025, though wall areas and insulation amounts vary greatly by building.
33 | 2023 | Residential | Envelope | Crawlspace (Ceiling) | Spray Foam (Closed Cell) |  | Crawlspace (Ceiling) Spray Foam (Closed Cell) | 2023$/sqft | Crawlspace (Ceiling) |  | 0.16952 | 0.24385 | 0.50101 | R-value | ft2*degF*h/Btu | 5.5 | 6 | 42 | 42 | 0 | 0 | 0 | Square Feet | ft2 | 0 | 900 | 0 | 0 | 3.24e-06 | 0.025124 | -0.0024802 | 900 | Square Feet | ft2 | 915.4199 | 1339.426 | 2703.2399 | 1.1367 | 1.2849 | 0 | 0 | 1040.539 | 1522.4981 | 3072.7175 | 1176.2615 | 1721.0848 | 3473.5067 | 2040 | Advanced | 999 | Prevailing local wages, Drive time, Local code requirements, Access, Presence/condition/type of existing insulation, Existing construction and materials, Moisture issues present, Adequacy of existing ventilation, Adequacy of existing ventilation, Presence of hazardous materials, Extent of preparation, Accommodation for termite inspections, Crawlspace height | 3 | 274 | 0.3875 | 2023 | Assumes for the reference case that raw material prices will increase over the coming decades. Assumed for the advanced case that energy dependency will move away from oil and gas causing a higher supply of raw materials used to make insulation which will lower the material costs. Typical costs assume a wall area of 900 sq ft as an example based on average sqft of a house to be 2,025, though wall areas and insulation amounts vary greatly by building.
33 | 2023 | Residential | Envelope | Crawlspace (Ceiling) | Spray Foam (Closed Cell) |  | Crawlspace (Ceiling) Spray Foam (Closed Cell) | 2023$/sqft | Crawlspace (Ceiling) |  | 0.16105 | 0.23166 | 0.47596 | R-value | ft2*degF*h/Btu | 5.5 | 6 | 42 | 42 | 0 | 0 | 0 | Square Feet | ft2 | 0 | 900 | 0 | 0 | 3.078e-06 | 0.023868 | -0.0023562 | 900 | Square Feet | ft2 | 869.6489 | 1272.4547 | 2568.0779 | 1.1367 | 1.2849 | 0 | 0 | 988.5121 | 1446.3732 | 2919.0816 | 1117.4485 | 1635.0306 | 3299.8314 | 2045 | Advanced | 999 | Prevailing local wages, Drive time, Local code requirements, Access, Presence/condition/type of existing insulation, Existing construction and materials, Moisture issues present, Adequacy of existing ventilation, Adequacy of existing ventilation, Presence of hazardous materials, Extent of preparation, Accommodation for termite inspections, Crawlspace height | 3 | 274 | 0.3875 | 2023 | Assumes for the reference case that raw material prices will increase over the coming decades. Assumed for the advanced case that energy dependency will move away from oil and gas causing a higher supply of raw materials used to make insulation which will lower the material costs. Typical costs assume a wall area of 900 sq ft as an example based on average sqft of a house to be 2,025, though wall areas and insulation amounts vary greatly by building.
33 | 2023 | Residential | Envelope | Crawlspace (Ceiling) | Spray Foam (Closed Cell) |  | Crawlspace (Ceiling) Spray Foam (Closed Cell) | 2023$/sqft | Crawlspace (Ceiling) |  | 0.15257 | 0.21947 | 0.45091 | R-value | ft2*degF*h/Btu | 5.5 | 6 | 42 | 42 | 0 | 0 | 0 | Square Feet | ft2 | 0 | 900 | 0 | 0 | 2.916e-06 | 0.022611 | -0.0022322 | 900 | Square Feet | ft2 | 823.8779 | 1205.4834 | 2432.9159 | 1.1367 | 1.2849 | 0 | 0 | 936.4851 | 1370.2483 | 2765.4457 | 1058.6354 | 1548.9763 | 3126.156 | 2050 | Advanced | 999 | Prevailing local wages, Drive time, Local code requirements, Access, Presence/condition/type of existing insulation, Existing construction and materials, Moisture issues present, Adequacy of existing ventilation, Adequacy of existing ventilation, Presence of hazardous materials, Extent of preparation, Accommodation for termite inspections, Crawlspace height | 3 | 274 | 0.3875 | 2023 | Assumes for the reference case that raw material prices will increase over the coming decades. Assumed for the advanced case that energy dependency will move away from oil and gas causing a higher supply of raw materials used to make insulation which will lower the material costs. Typical costs assume a wall area of 900 sq ft as an example based on average sqft of a house to be 2,025, though wall areas and insulation amounts vary greatly by building.
34 | 2023 | Residential | Envelope | Crawlspace (Ceiling) | Spray Foam (Open Cell) |  | Crawlspace (Ceiling) Spray Foam (Open Cell) | 2023$/sqft | Crawlspace (Ceiling) |  | 0.14643 | 0.27345 | 0.42841 | R-value | ft2*degF*h/Btu | 3.7 | 6 | 25.8 | 25.8 | 0 | 0 | 0 | Square Feet | ft2 | 0 | 900 | 0 | 0 | 0.68787 | 1.3606 | 3.7054 | 900 | Square Feet | ft2 | 1409.7879 | 2701.1313 | 5648.2749 | 1.1367 | 1.2853 | 0 | 0 | 1602.4771 | 3070.3207 | 6420.2785 | 1812.0623 | 3471.8826 | 7259.9756 | 2023 | Reference | 999 | Prevailing local wages, Drive time, Local code requirements, Access, Presence/condition/type of existing insulation, Existing construction and materials, Moisture issues present, Adequacy of existing ventilation, Adequacy of existing ventilation, Presence of hazardous materials, Extent of preparation, Accommodation for termite inspections, Crawlspace height | 3 | 80 | 0.4672 | 2023 | Assumes for the reference case that raw material prices will increase over the coming decades. Assumed for the advanced case that energy dependency will move away from oil and gas causing a higher supply of raw materials used to make insulation which will lower the material costs. Typical costs assume a wall area of 900 sq ft as an example based on average sqft of a house to be 2,025, though wall areas and insulation amounts vary greatly by building.
34 | 2023 | Residential | Envelope | Crawlspace (Ceiling) | Spray Foam (Open Cell) |  | Crawlspace (Ceiling) Spray Foam (Open Cell) | 2023$/sqft | Crawlspace (Ceiling) |  | 0.16107 | 0.3008 | 0.47125 | R-value | ft2*degF*h/Btu | 3.7 | 6 | 25.8 | 25.8 | 0 | 0 | 0 | Square Feet | ft2 | 0 | 900 | 0 | 0 | 0.75666 | 1.4966 | 4.0759 | 900 | Square Feet | ft2 | 1550.7667 | 2971.2444 | 6213.1024 | 1.1367 | 1.2853 | 0 | 0 | 1762.7248 | 3377.3527 | 7062.3063 | 1993.2685 | 3819.0708 | 7985.9731 | 2030 | Reference | 999 | Prevailing local wages, Drive time, Local code requirements, Access, Presence/condition/type of existing insulation, Existing construction and materials, Moisture issues present, Adequacy of existing ventilation, Adequacy of existing ventilation, Presence of hazardous materials, Extent of preparation, Accommodation for termite inspections, Crawlspace height | 3 | 80 | 0.4672 | 2023 | Assumes for the reference case that raw material prices will increase over the coming decades. Assumed for the advanced case that energy dependency will move away from oil and gas causing a higher supply of raw materials used to make insulation which will lower the material costs. Typical costs assume a wall area of 900 sq ft as an example based on average sqft of a house to be 2,025, though wall areas and insulation amounts vary greatly by building.
34 | 2023 | Residential | Envelope | Crawlspace (Ceiling) | Spray Foam (Open Cell) |  | Crawlspace (Ceiling) Spray Foam (Open Cell) | 2023$/sqft | Crawlspace (Ceiling) |  | 0.16912 | 0.31583 | 0.49481 | R-value | ft2*degF*h/Btu | 3.7 | 6 | 25.8 | 25.8 | 0 | 0 | 0 | Square Feet | ft2 | 0 | 900 | 0 | 0 | 0.79449 | 1.5714 | 4.2797 | 900 | Square Feet | ft2 | 1628.305 | 3119.8067 | 6523.7575 | 1.1367 | 1.2853 | 0 | 0 | 1850.861 | 3546.2204 | 7415.4217 | 2092.9319 | 4010.0244 | 8385.2718 | 2035 | Reference | 999 | Prevailing local wages, Drive time, Local code requirements, Access, Presence/condition/type of existing insulation, Existing construction and materials, Moisture issues present, Adequacy of existing ventilation, Adequacy of existing ventilation, Presence of hazardous materials, Extent of preparation, Accommodation for termite inspections, Crawlspace height | 3 | 80 | 0.4672 | 2023 | Assumes for the reference case that raw material prices will increase over the coming decades. Assumed for the advanced case that energy dependency will move away from oil and gas causing a higher supply of raw materials used to make insulation which will lower the material costs. Typical costs assume a wall area of 900 sq ft as an example based on average sqft of a house to be 2,025, though wall areas and insulation amounts vary greatly by building.
34 | 2023 | Residential | Envelope | Crawlspace (Ceiling) | Spray Foam (Open Cell) |  | Crawlspace (Ceiling) Spray Foam (Open Cell) | 2023$/sqft | Crawlspace (Ceiling) |  | 0.17718 | 0.33087 | 0.51838 | R-value | ft2*degF*h/Btu | 3.7 | 6 | 25.8 | 25.8 | 0 | 0 | 0 | Square Feet | ft2 | 0 | 900 | 0 | 0 | 0.83232 | 1.6463 | 4.4835 | 900 | Square Feet | ft2 | 1705.8434 | 3268.3689 | 6834.4126 | 1.1367 | 1.2853 | 0 | 0 | 1938.9972 | 3715.088 | 7768.537 | 2192.5953 | 4200.9779 | 8784.5704 | 2040 | Reference | 999 | Prevailing local wages, Drive time, Local code requirements, Access, Presence/condition/type of existing insulation, Existing construction and materials, Moisture issues present, Adequacy of existing ventilation, Adequacy of existing ventilation, Presence of hazardous materials, Extent of preparation, Accommodation for termite inspections, Crawlspace height | 3 | 80 | 0.4672 | 2023 | Assumes for the reference case that raw material prices will increase over the coming decades. Assumed for the advanced case that energy dependency will move away from oil and gas causing a higher supply of raw materials used to make insulation which will lower the material costs. Typical costs assume a wall area of 900 sq ft as an example based on average sqft of a house to be 2,025, though wall areas and insulation amounts vary greatly by building.
34 | 2023 | Residential | Envelope | Crawlspace (Ceiling) | Spray Foam (Open Cell) |  | Crawlspace (Ceiling) Spray Foam (Open Cell) | 2023$/sqft | Crawlspace (Ceiling) |  | 0.18102 | 0.33805 | 0.52962 | R-value | ft2*degF*h/Btu | 3.7 | 6 | 25.8 | 25.8 | 0 | 0 | 0 | Square Feet | ft2 | 0 | 900 | 0 | 0 | 0.85038 | 1.682 | 4.5808 | 900 | Square Feet | ft2 | 1742.8503 | 3339.2736 | 6982.6798 | 1.1367 | 1.2853 | 0 | 0 | 1981.0623 | 3795.6839 | 7937.0693 | 2240.162 | 4292.1148 | 8975.1448 | 2045 | Reference | 999 | Prevailing local wages, Drive time, Local code requirements, Access, Presence/condition/type of existing insulation, Existing construction and materials, Moisture issues present, Adequacy of existing ventilation, Adequacy of existing ventilation, Presence of hazardous materials, Extent of preparation, Accommodation for termite inspections, Crawlspace height | 3 | 80 | 0.4672 | 2023 | Assumes for the reference case that raw material prices will increase over the coming decades. Assumed for the advanced case that energy dependency will move away from oil and gas causing a higher supply of raw materials used to make insulation which will lower the material costs. Typical costs assume a wall area of 900 sq ft as an example based on average sqft of a house to be 2,025, though wall areas and insulation amounts vary greatly by building.
34 | 2023 | Residential | Envelope | Crawlspace (Ceiling) | Spray Foam (Open Cell) |  | Crawlspace (Ceiling) Spray Foam (Open Cell) | 2023$/sqft | Crawlspace (Ceiling) |  | 0.18486 | 0.34523 | 0.54087 | R-value | ft2*degF*h/Btu | 3.7 | 6 | 25.8 | 25.8 | 0 | 0 | 0 | Square Feet | ft2 | 0 | 900 | 0 | 0 | 0.86843 | 1.7177 | 4.6781 | 900 | Square Feet | ft2 | 1779.8572 | 3410.1783 | 7130.9471 | 1.1367 | 1.2853 | 0 | 0 | 2023.1273 | 3876.2799 | 8105.6016 | 2287.7286 | 4383.2518 | 9165.7192 | 2050 | Reference | 999 | Prevailing local wages, Drive time, Local code requirements, Access, Presence/condition/type of existing insulation, Existing construction and materials, Moisture issues present, Adequacy of existing ventilation, Adequacy of existing ventilation, Presence of hazardous materials, Extent of preparation, Accommodation for termite inspections, Crawlspace height | 3 | 80 | 0.4672 | 2023 | Assumes for the reference case that raw material prices will increase over the coming decades. Assumed for the advanced case that energy dependency will move away from oil and gas causing a higher supply of raw materials used to make insulation which will lower the material costs. Typical costs assume a wall area of 900 sq ft as an example based on average sqft of a house to be 2,025, though wall areas and insulation amounts vary greatly by building.
34 | 2023 | Residential | Envelope | Crawlspace (Ceiling) | Spray Foam (Open Cell) |  | Crawlspace (Ceiling) Spray Foam (Open Cell) | 2023$/sqft | Crawlspace (Ceiling) |  | 0.14643 | 0.27345 | 0.42841 | R-value | ft2*degF*h/Btu | 3.7 | 6 | 25.8 | 25.8 | 0 | 0 | 0 | Square Feet | ft2 | 0 | 900 | 0 | 0 | 0.68787 | 1.3606 | 3.7054 | 900 | Square Feet | ft2 | 1409.7879 | 2701.1313 | 5648.2749 | 1.1367 | 1.2853 | 0 | 0 | 1602.4771 | 3070.3207 | 6420.2785 | 1812.0623 | 3471.8826 | 7259.9756 | 2023 | Intermediate | 999 | Prevailing local wages, Drive time, Local code requirements, Access, Presence/condition/type of existing insulation, Existing construction and materials, Moisture issues present, Adequacy of existing ventilation, Adequacy of existing ventilation, Presence of hazardous materials, Extent of preparation, Accommodation for termite inspections, Crawlspace height | 3 | 80 | 0.4672 | 2023 | Assumes for the reference case that raw material prices will increase over the coming decades. Assumed for the advanced case that energy dependency will move away from oil and gas causing a higher supply of raw materials used to make insulation which will lower the material costs. Typical costs assume a wall area of 900 sq ft as an example based on average sqft of a house to be 2,025, though wall areas and insulation amounts vary greatly by building.
34 | 2023 | Residential | Envelope | Crawlspace (Ceiling) | Spray Foam (Open Cell) |  | Crawlspace (Ceiling) Spray Foam (Open Cell) | 2023$/sqft | Crawlspace (Ceiling) |  | 0.14643 | 0.27345 | 0.42841 | R-value | ft2*degF*h/Btu | 3.7 | 6 | 25.8 | 25.8 | 0 | 0 | 0 | Square Feet | ft2 | 0 | 900 | 0 | 0 | 0.68787 | 1.3606 | 3.7054 | 900 | Square Feet | ft2 | 1409.7879 | 2701.1313 | 5648.2749 | 1.1367 | 1.2853 | 0 | 0 | 1602.4771 | 3070.3207 | 6420.2785 | 1812.0623 | 3471.8826 | 7259.9756 | 2030 | Intermediate | 999 | Prevailing local wages, Drive time, Local code requirements, Access, Presence/condition/type of existing insulation, Existing construction and materials, Moisture issues present, Adequacy of existing ventilation, Adequacy of existing ventilation, Presence of hazardous materials, Extent of preparation, Accommodation for termite inspections, Crawlspace height | 3 | 80 | 0.4672 | 2023 | Assumes for the reference case that raw material prices will increase over the coming decades. Assumed for the advanced case that energy dependency will move away from oil and gas causing a higher supply of raw materials used to make insulation which will lower the material costs. Typical costs assume a wall area of 900 sq ft as an example based on average sqft of a house to be 2,025, though wall areas and insulation amounts vary greatly by building.
34 | 2023 | Residential | Envelope | Crawlspace (Ceiling) | Spray Foam (Open Cell) |  | Crawlspace (Ceiling) Spray Foam (Open Cell) | 2023$/sqft | Crawlspace (Ceiling) |  | 0.14716 | 0.27482 | 0.43055 | R-value | ft2*degF*h/Btu | 3.7 | 6 | 25.8 | 25.8 | 0 | 0 | 0 | Square Feet | ft2 | 0 | 900 | 0 | 0 | 0.69131 | 1.3674 | 3.7239 | 900 | Square Feet | ft2 | 1416.8368 | 2714.637 | 5676.5163 | 1.1367 | 1.2853 | 0 | 0 | 1610.4894 | 3085.6723 | 6452.3799 | 1821.1226 | 3489.242 | 7296.2755 | 2035 | Intermediate | 999 | Prevailing local wages, Drive time, Local code requirements, Access, Presence/condition/type of existing insulation, Existing construction and materials, Moisture issues present, Adequacy of existing ventilation, Adequacy of existing ventilation, Presence of hazardous materials, Extent of preparation, Accommodation for termite inspections, Crawlspace height | 3 | 80 | 0.4672 | 2023 | Assumes for the reference case that raw material prices will increase over the coming decades. Assumed for the advanced case that energy dependency will move away from oil and gas causing a higher supply of raw materials used to make insulation which will lower the material costs. Typical costs assume a wall area of 900 sq ft as an example based on average sqft of a house to be 2,025, though wall areas and insulation amounts vary greatly by building.
34 | 2023 | Residential | Envelope | Crawlspace (Ceiling) | Spray Foam (Open Cell) |  | Crawlspace (Ceiling) Spray Foam (Open Cell) | 2023$/sqft | Crawlspace (Ceiling) |  | 0.14789 | 0.27618 | 0.43269 | R-value | ft2*degF*h/Btu | 3.7 | 6 | 25.8 | 25.8 | 0 | 0 | 0 | Square Feet | ft2 | 0 | 900 | 0 | 0 | 0.69475 | 1.3742 | 3.7425 | 900 | Square Feet | ft2 | 1423.8858 | 2728.1426 | 5704.7576 | 1.1367 | 1.2853 | 0 | 0 | 1618.5018 | 3101.0239 | 6484.4813 | 1830.1829 | 3506.6014 | 7332.5753 | 2040 | Intermediate | 999 | Prevailing local wages, Drive time, Local code requirements, Access, Presence/condition/type of existing insulation, Existing construction and materials, Moisture issues present, Adequacy of existing ventilation, Adequacy of existing ventilation, Presence of hazardous materials, Extent of preparation, Accommodation for termite inspections, Crawlspace height | 3 | 80 | 0.4672 | 2023 | Assumes for the reference case that raw material prices will increase over the coming decades. Assumed for the advanced case that energy dependency will move away from oil and gas causing a higher supply of raw materials used to make insulation which will lower the material costs. Typical costs assume a wall area of 900 sq ft as an example based on average sqft of a house to be 2,025, though wall areas and insulation amounts vary greatly by building.
34 | 2023 | Residential | Envelope | Crawlspace (Ceiling) | Spray Foam (Open Cell) |  | Crawlspace (Ceiling) Spray Foam (Open Cell) | 2023$/sqft | Crawlspace (Ceiling) |  | 0.14685 | 0.27424 | 0.42964 | R-value | ft2*degF*h/Btu | 3.7 | 6 | 25.8 | 25.8 | 0 | 0 | 0 | Square Feet | ft2 | 0 | 900 | 0 | 0 | 0.68985 | 1.3645 | 3.7161 | 900 | Square Feet | ft2 | 1413.841 | 2708.8971 | 5664.5137 | 1.1367 | 1.2853 | 0 | 0 | 1607.0842 | 3079.1478 | 6438.7368 | 1817.2719 | 3481.8642 | 7280.848 | 2045 | Intermediate | 999 | Prevailing local wages, Drive time, Local code requirements, Access, Presence/condition/type of existing insulation, Existing construction and materials, Moisture issues present, Adequacy of existing ventilation, Adequacy of existing ventilation, Presence of hazardous materials, Extent of preparation, Accommodation for termite inspections, Crawlspace height | 3 | 80 | 0.4672 | 2023 | Assumes for the reference case that raw material prices will increase over the coming decades. Assumed for the advanced case that energy dependency will move away from oil and gas causing a higher supply of raw materials used to make insulation which will lower the material costs. Typical costs assume a wall area of 900 sq ft as an example based on average sqft of a house to be 2,025, though wall areas and insulation amounts vary greatly by building.
34 | 2023 | Residential | Envelope | Crawlspace (Ceiling) | Spray Foam (Open Cell) |  | Crawlspace (Ceiling) Spray Foam (Open Cell) | 2023$/sqft | Crawlspace (Ceiling) |  | 0.1458 | 0.27229 | 0.42659 | R-value | ft2*degF*h/Btu | 3.7 | 6 | 25.8 | 25.8 | 0 | 0 | 0 | Square Feet | ft2 | 0 | 900 | 0 | 0 | 0.68495 | 1.3548 | 3.6897 | 900 | Square Feet | ft2 | 1403.7963 | 2689.6515 | 5624.2697 | 1.1367 | 1.2853 | 0 | 0 | 1595.6665 | 3057.2718 | 6392.9923 | 1804.361 | 3457.1271 | 7229.1207 | 2050 | Intermediate | 999 | Prevailing local wages, Drive time, Local code requirements, Access, Presence/condition/type of existing insulation, Existing construction and materials, Moisture issues present, Adequacy of existing ventilation, Adequacy of existing ventilation, Presence of hazardous materials, Extent of preparation, Accommodation for termite inspections, Crawlspace height | 3 | 80 | 0.4672 | 2023 | Assumes for the reference case that raw material prices will increase over the coming decades. Assumed for the advanced case that energy dependency will move away from oil and gas causing a higher supply of raw materials used to make insulation which will lower the material costs. Typical costs assume a wall area of 900 sq ft as an example based on average sqft of a house to be 2,025, though wall areas and insulation amounts vary greatly by building.
34 | 2023 | Residential | Envelope | Crawlspace (Ceiling) | Spray Foam (Open Cell) |  | Crawlspace (Ceiling) Spray Foam (Open Cell) | 2023$/sqft | Crawlspace (Ceiling) |  | 0.14643 | 0.27345 | 0.42841 | R-value | ft2*degF*h/Btu | 3.7 | 6 | 25.8 | 25.8 | 0 | 0 | 0 | Square Feet | ft2 | 0 | 900 | 0 | 0 | 0.68787 | 1.3606 | 3.7054 | 900 | Square Feet | ft2 | 1409.7879 | 2701.1313 | 5648.2749 | 1.1367 | 1.2853 | 0 | 0 | 1602.4771 | 3070.3207 | 6420.2785 | 1812.0623 | 3471.8826 | 7259.9756 | 2023 | Advanced | 999 | Prevailing local wages, Drive time, Local code requirements, Access, Presence/condition/type of existing insulation, Existing construction and materials, Moisture issues present, Adequacy of existing ventilation, Adequacy of existing ventilation, Presence of hazardous materials, Extent of preparation, Accommodation for termite inspections, Crawlspace height | 3 | 80 | 0.4672 | 2023 | Assumes for the reference case that raw material prices will increase over the coming decades. Assumed for the advanced case that energy dependency will move away from oil and gas causing a higher supply of raw materials used to make insulation which will lower the material costs. Typical costs assume a wall area of 900 sq ft as an example based on average sqft of a house to be 2,025, though wall areas and insulation amounts vary greatly by building.
34 | 2023 | Residential | Envelope | Crawlspace (Ceiling) | Spray Foam (Open Cell) |  | Crawlspace (Ceiling) Spray Foam (Open Cell) | 2023$/sqft | Crawlspace (Ceiling) |  | 0.13178 | 0.24611 | 0.38557 | R-value | ft2*degF*h/Btu | 3.7 | 6 | 25.8 | 25.8 | 0 | 0 | 0 | Square Feet | ft2 | 0 | 900 | 0 | 0 | 0.61908 | 1.2245 | 3.3349 | 900 | Square Feet | ft2 | 1268.8091 | 2431.0182 | 5083.4474 | 1.1367 | 1.2853 | 0 | 0 | 1442.2294 | 2763.2886 | 5778.2506 | 1630.856 | 3124.6943 | 6533.978 | 2030 | Advanced | 999 | Prevailing local wages, Drive time, Local code requirements, Access, Presence/condition/type of existing insulation, Existing construction and materials, Moisture issues present, Adequacy of existing ventilation, Adequacy of existing ventilation, Presence of hazardous materials, Extent of preparation, Accommodation for termite inspections, Crawlspace height | 3 | 80 | 0.4672 | 2023 | Assumes for the reference case that raw material prices will increase over the coming decades. Assumed for the advanced case that energy dependency will move away from oil and gas causing a higher supply of raw materials used to make insulation which will lower the material costs. Typical costs assume a wall area of 900 sq ft as an example based on average sqft of a house to be 2,025, though wall areas and insulation amounts vary greatly by building.
34 | 2023 | Residential | Envelope | Crawlspace (Ceiling) | Spray Foam (Open Cell) |  | Crawlspace (Ceiling) Spray Foam (Open Cell) | 2023$/sqft | Crawlspace (Ceiling) |  | 0.1252 | 0.2338 | 0.36629 | R-value | ft2*degF*h/Btu | 3.7 | 6 | 25.8 | 25.8 | 0 | 0 | 0 | Square Feet | ft2 | 0 | 900 | 0 | 0 | 0.58813 | 1.1633 | 3.1681 | 900 | Square Feet | ft2 | 1205.3687 | 2309.4673 | 4829.275 | 1.1367 | 1.2853 | 0 | 0 | 1370.1179 | 2625.1242 | 5489.3381 | 1549.3132 | 2968.4596 | 6207.2791 | 2035 | Advanced | 999 | Prevailing local wages, Drive time, Local code requirements, Access, Presence/condition/type of existing insulation, Existing construction and materials, Moisture issues present, Adequacy of existing ventilation, Adequacy of existing ventilation, Presence of hazardous materials, Extent of preparation, Accommodation for termite inspections, Crawlspace height | 3 | 80 | 0.4672 | 2023 | Assumes for the reference case that raw material prices will increase over the coming decades. Assumed for the advanced case that energy dependency will move away from oil and gas causing a higher supply of raw materials used to make insulation which will lower the material costs. Typical costs assume a wall area of 900 sq ft as an example based on average sqft of a house to be 2,025, though wall areas and insulation amounts vary greatly by building.
34 | 2023 | Residential | Envelope | Crawlspace (Ceiling) | Spray Foam (Open Cell) |  | Crawlspace (Ceiling) Spray Foam (Open Cell) | 2023$/sqft | Crawlspace (Ceiling) |  | 0.11861 | 0.22149 | 0.34701 | R-value | ft2*degF*h/Btu | 3.7 | 6 | 25.8 | 25.8 | 0 | 0 | 0 | Square Feet | ft2 | 0 | 900 | 0 | 0 | 0.55717 | 1.1021 | 3.0014 | 900 | Square Feet | ft2 | 1141.9282 | 2187.9164 | 4575.1027 | 1.1367 | 1.2853 | 0 | 0 | 1298.0064 | 2486.9597 | 5200.4256 | 1467.7704 | 2812.2249 | 5880.5802 | 2040 | Advanced | 999 | Prevailing local wages, Drive time, Local code requirements, Access, Presence/condition/type of existing insulation, Existing construction and materials, Moisture issues present, Adequacy of existing ventilation, Adequacy of existing ventilation, Presence of hazardous materials, Extent of preparation, Accommodation for termite inspections, Crawlspace height | 3 | 80 | 0.4672 | 2023 | Assumes for the reference case that raw material prices will increase over the coming decades. Assumed for the advanced case that energy dependency will move away from oil and gas causing a higher supply of raw materials used to make insulation which will lower the material costs. Typical costs assume a wall area of 900 sq ft as an example based on average sqft of a house to be 2,025, though wall areas and insulation amounts vary greatly by building.
34 | 2023 | Residential | Envelope | Crawlspace (Ceiling) | Spray Foam (Open Cell) |  | Crawlspace (Ceiling) Spray Foam (Open Cell) | 2023$/sqft | Crawlspace (Ceiling) |  | 0.11268 | 0.21042 | 0.32966 | R-value | ft2*degF*h/Btu | 3.7 | 6 | 25.8 | 25.8 | 0 | 0 | 0 | Square Feet | ft2 | 0 | 900 | 0 | 0 | 0.52932 | 1.0469 | 2.8513 | 900 | Square Feet | ft2 | 1084.8318 | 2078.5205 | 4346.3475 | 1.1367 | 1.2853 | 0 | 0 | 1233.1061 | 2362.6118 | 4940.4043 | 1394.3819 | 2671.6137 | 5586.5512 | 2045 | Advanced | 999 | Prevailing local wages, Drive time, Local code requirements, Access, Presence/condition/type of existing insulation, Existing construction and materials, Moisture issues present, Adequacy of existing ventilation, Adequacy of existing ventilation, Presence of hazardous materials, Extent of preparation, Accommodation for termite inspections, Crawlspace height | 3 | 80 | 0.4672 | 2023 | Assumes for the reference case that raw material prices will increase over the coming decades. Assumed for the advanced case that energy dependency will move away from oil and gas causing a higher supply of raw materials used to make insulation which will lower the material costs. Typical costs assume a wall area of 900 sq ft as an example based on average sqft of a house to be 2,025, though wall areas and insulation amounts vary greatly by building.
34 | 2023 | Residential | Envelope | Crawlspace (Ceiling) | Spray Foam (Open Cell) |  | Crawlspace (Ceiling) Spray Foam (Open Cell) | 2023$/sqft | Crawlspace (Ceiling) |  | 0.10675 | 0.19935 | 0.31231 | R-value | ft2*degF*h/Btu | 3.7 | 6 | 25.8 | 25.8 | 0 | 0 | 0 | Square Feet | ft2 | 0 | 900 | 0 | 0 | 0.50146 | 0.99185 | 2.7012 | 900 | Square Feet | ft2 | 1027.7354 | 1969.1247 | 4117.5924 | 1.1367 | 1.2853 | 0 | 0 | 1168.2058 | 2238.2638 | 4680.383 | 1320.9934 | 2531.0024 | 5292.5222 | 2050 | Advanced | 999 | Prevailing local wages, Drive time, Local code requirements, Access, Presence/condition/type of existing insulation, Existing construction and materials, Moisture issues present, Adequacy of existing ventilation, Adequacy of existing ventilation, Presence of hazardous materials, Extent of preparation, Accommodation for termite inspections, Crawlspace height | 3 | 80 | 0.4672 | 2023 | Assumes for the reference case that raw material prices will increase over the coming decades. Assumed for the advanced case that energy dependency will move away from oil and gas causing a higher supply of raw materials used to make insulation which will lower the material costs. Typical costs assume a wall area of 900 sq ft as an example based on average sqft of a house to be 2,025, though wall areas and insulation amounts vary greatly by building.
35 | 2023 | Residential | Envelope | Crawlspace (Wall) | Batt |  | Crawlspace (Wall) Batt | 2023$/sqft | Crawlspace (Wall) |  | 0.031667 | 0.0416 | 0.049167 | R-value | ft2*degF*h/Btu | 6 | 20 | 49 | 49 | 0 | 0 | 0 | Square Feet | ft2 | 0 | 900 | 0 | 0 | 0.15833 | 0.2392 | 1.575 | 900 | Square Feet | ft2 | 712.5048 | 964.08 | 2302.5042 | 1 | 1 | 0.76142 | 0.98228 | 1397.7869 | 1649.3621 | 2987.7863 | 1596.5557 | 1848.1309 | 3186.5551 | 2023 | Reference | 999 | Prevailing local wages, Drive time, Local code requirements, Access, Presence/condition/type of existing insulation, Existing construction and materials, Moisture issues present, Adequacy of existing ventilation, Presence of hazardous materials, Extent of preparation | 4 | 101 | 0.2114 | 2023 | Assumes reference and advanced case are constant based on raw materials. Typical costs assume a wall area of 900 sq ft as an example based on average sqft of a house to be 2,025, though wall areas and insulation amounts vary greatly by building.
35 | 2023 | Residential | Envelope | Crawlspace (Wall) | Batt |  | Crawlspace (Wall) Batt | 2023$/sqft | Crawlspace (Wall) |  | 0.031667 | 0.0416 | 0.049167 | R-value | ft2*degF*h/Btu | 6 | 20 | 49 | 49 | 0 | 0 | 0 | Square Feet | ft2 | 0 | 900 | 0 | 0 | 0.15833 | 0.2392 | 1.575 | 900 | Square Feet | ft2 | 712.5048 | 964.08 | 2302.5042 | 1 | 1 | 0.76142 | 0.98228 | 1397.7869 | 1649.3621 | 2987.7863 | 1596.5557 | 1848.1309 | 3186.5551 | 2030 | Reference | 999 | Prevailing local wages, Drive time, Local code requirements, Access, Presence/condition/type of existing insulation, Existing construction and materials, Moisture issues present, Adequacy of existing ventilation, Presence of hazardous materials, Extent of preparation | 4 | 101 | 0.2114 | 2023 | Assumes reference and advanced case are constant based on raw materials. Typical costs assume a wall area of 900 sq ft as an example based on average sqft of a house to be 2,025, though wall areas and insulation amounts vary greatly by building.
35 | 2023 | Residential | Envelope | Crawlspace (Wall) | Batt |  | Crawlspace (Wall) Batt | 2023$/sqft | Crawlspace (Wall) |  | 0.031667 | 0.0416 | 0.049167 | R-value | ft2*degF*h/Btu | 6 | 20 | 49 | 49 | 0 | 0 | 0 | Square Feet | ft2 | 0 | 900 | 0 | 0 | 0.15833 | 0.2392 | 1.575 | 900 | Square Feet | ft2 | 712.5048 | 964.08 | 2302.5042 | 1 | 1 | 0.76142 | 0.98228 | 1397.7869 | 1649.3621 | 2987.7863 | 1596.5557 | 1848.1309 | 3186.5551 | 2035 | Reference | 999 | Prevailing local wages, Drive time, Local code requirements, Access, Presence/condition/type of existing insulation, Existing construction and materials, Moisture issues present, Adequacy of existing ventilation, Presence of hazardous materials, Extent of preparation | 4 | 101 | 0.2114 | 2023 | Assumes reference and advanced case are constant based on raw materials. Typical costs assume a wall area of 900 sq ft as an example based on average sqft of a house to be 2,025, though wall areas and insulation amounts vary greatly by building.
35 | 2023 | Residential | Envelope | Crawlspace (Wall) | Batt |  | Crawlspace (Wall) Batt | 2023$/sqft | Crawlspace (Wall) |  | 0.031667 | 0.0416 | 0.049167 | R-value | ft2*degF*h/Btu | 6 | 20 | 49 | 49 | 0 | 0 | 0 | Square Feet | ft2 | 0 | 900 | 0 | 0 | 0.15833 | 0.2392 | 1.575 | 900 | Square Feet | ft2 | 712.5048 | 964.08 | 2302.5042 | 1 | 1 | 0.76142 | 0.98228 | 1397.7869 | 1649.3621 | 2987.7863 | 1596.5557 | 1848.1309 | 3186.5551 | 2040 | Reference | 999 | Prevailing local wages, Drive time, Local code requirements, Access, Presence/condition/type of existing insulation, Existing construction and materials, Moisture issues present, Adequacy of existing ventilation, Presence of hazardous materials, Extent of preparation | 4 | 101 | 0.2114 | 2023 | Assumes reference and advanced case are constant based on raw materials. Typical costs assume a wall area of 900 sq ft as an example based on average sqft of a house to be 2,025, though wall areas and insulation amounts vary greatly by building.
35 | 2023 | Residential | Envelope | Crawlspace (Wall) | Batt |  | Crawlspace (Wall) Batt | 2023$/sqft | Crawlspace (Wall) |  | 0.031667 | 0.0416 | 0.049167 | R-value | ft2*degF*h/Btu | 6 | 20 | 49 | 49 | 0 | 0 | 0 | Square Feet | ft2 | 0 | 900 | 0 | 0 | 0.15833 | 0.2392 | 1.575 | 900 | Square Feet | ft2 | 712.5048 | 964.08 | 2302.5042 | 1 | 1 | 0.76142 | 0.98228 | 1397.7869 | 1649.3621 | 2987.7863 | 1596.5557 | 1848.1309 | 3186.5551 | 2045 | Reference | 999 | Prevailing local wages, Drive time, Local code requirements, Access, Presence/condition/type of existing insulation, Existing construction and materials, Moisture issues present, Adequacy of existing ventilation, Presence of hazardous materials, Extent of preparation | 4 | 101 | 0.2114 | 2023 | Assumes reference and advanced case are constant based on raw materials. Typical costs assume a wall area of 900 sq ft as an example based on average sqft of a house to be 2,025, though wall areas and insulation amounts vary greatly by building.
35 | 2023 | Residential | Envelope | Crawlspace (Wall) | Batt |  | Crawlspace (Wall) Batt | 2023$/sqft | Crawlspace (Wall) |  | 0.031667 | 0.0416 | 0.049167 | R-value | ft2*degF*h/Btu | 6 | 20 | 49 | 49 | 0 | 0 | 0 | Square Feet | ft2 | 0 | 900 | 0 | 0 | 0.15833 | 0.2392 | 1.575 | 900 | Square Feet | ft2 | 712.5048 | 964.08 | 2302.5042 | 1 | 1 | 0.76142 | 0.98228 | 1397.7869 | 1649.3621 | 2987.7863 | 1596.5557 | 1848.1309 | 3186.5551 | 2050 | Reference | 999 | Prevailing local wages, Drive time, Local code requirements, Access, Presence/condition/type of existing insulation, Existing construction and materials, Moisture issues present, Adequacy of existing ventilation, Presence of hazardous materials, Extent of preparation | 4 | 101 | 0.2114 | 2023 | Assumes reference and advanced case are constant based on raw materials. Typical costs assume a wall area of 900 sq ft as an example based on average sqft of a house to be 2,025, though wall areas and insulation amounts vary greatly by building.
35 | 2023 | Residential | Envelope | Crawlspace (Wall) | Batt |  | Crawlspace (Wall) Batt | 2023$/sqft | Crawlspace (Wall) |  | 0.031667 | 0.0416 | 0.049167 | R-value | ft2*degF*h/Btu | 6 | 20 | 49 | 49 | 0 | 0 | 0 | Square Feet | ft2 | 0 | 900 | 0 | 0 | 0.15833 | 0.2392 | 1.575 | 900 | Square Feet | ft2 | 712.5048 | 964.08 | 2302.5042 | 1 | 1 | 0.76142 | 0.98228 | 1397.7869 | 1649.3621 | 2987.7863 | 1596.5557 | 1848.1309 | 3186.5551 | 2023 | Intermediate | 999 | Prevailing local wages, Drive time, Local code requirements, Access, Presence/condition/type of existing insulation, Existing construction and materials, Moisture issues present, Adequacy of existing ventilation, Presence of hazardous materials, Extent of preparation | 4 | 101 | 0.2114 | 2023 | Assumes reference and advanced case are constant based on raw materials. Typical costs assume a wall area of 900 sq ft as an example based on average sqft of a house to be 2,025, though wall areas and insulation amounts vary greatly by building.
35 | 2023 | Residential | Envelope | Crawlspace (Wall) | Batt |  | Crawlspace (Wall) Batt | 2023$/sqft | Crawlspace (Wall) |  | 0.031667 | 0.0416 | 0.049167 | R-value | ft2*degF*h/Btu | 6 | 20 | 49 | 49 | 0 | 0 | 0 | Square Feet | ft2 | 0 | 900 | 0 | 0 | 0.15833 | 0.2392 | 1.575 | 900 | Square Feet | ft2 | 712.5048 | 964.08 | 2302.5042 | 1 | 1 | 0.76142 | 0.98228 | 1397.7869 | 1649.3621 | 2987.7863 | 1596.5557 | 1848.1309 | 3186.5551 | 2030 | Intermediate | 999 | Prevailing local wages, Drive time, Local code requirements, Access, Presence/condition/type of existing insulation, Existing construction and materials, Moisture issues present, Adequacy of existing ventilation, Presence of hazardous materials, Extent of preparation | 4 | 101 | 0.2114 | 2023 | Assumes reference and advanced case are constant based on raw materials. Typical costs assume a wall area of 900 sq ft as an example based on average sqft of a house to be 2,025, though wall areas and insulation amounts vary greatly by building.
35 | 2023 | Residential | Envelope | Crawlspace (Wall) | Batt |  | Crawlspace (Wall) Batt | 2023$/sqft | Crawlspace (Wall) |  | 0.031667 | 0.0416 | 0.049167 | R-value | ft2*degF*h/Btu | 6 | 20 | 49 | 49 | 0 | 0 | 0 | Square Feet | ft2 | 0 | 900 | 0 | 0 | 0.15833 | 0.2392 | 1.575 | 900 | Square Feet | ft2 | 712.5048 | 964.08 | 2302.5042 | 1 | 1 | 0.76142 | 0.98228 | 1397.7869 | 1649.3621 | 2987.7863 | 1596.5557 | 1848.1309 | 3186.5551 | 2035 | Intermediate | 999 | Prevailing local wages, Drive time, Local code requirements, Access, Presence/condition/type of existing insulation, Existing construction and materials, Moisture issues present, Adequacy of existing ventilation, Presence of hazardous materials, Extent of preparation | 4 | 101 | 0.2114 | 2023 | Assumes reference and advanced case are constant based on raw materials. Typical costs assume a wall area of 900 sq ft as an example based on average sqft of a house to be 2,025, though wall areas and insulation amounts vary greatly by building.
35 | 2023 | Residential | Envelope | Crawlspace (Wall) | Batt |  | Crawlspace (Wall) Batt | 2023$/sqft | Crawlspace (Wall) |  | 0.031667 | 0.0416 | 0.049167 | R-value | ft2*degF*h/Btu | 6 | 20 | 49 | 49 | 0 | 0 | 0 | Square Feet | ft2 | 0 | 900 | 0 | 0 | 0.15833 | 0.2392 | 1.575 | 900 | Square Feet | ft2 | 712.5048 | 964.08 | 2302.5042 | 1 | 1 | 0.76142 | 0.98228 | 1397.7869 | 1649.3621 | 2987.7863 | 1596.5557 | 1848.1309 | 3186.5551 | 2040 | Intermediate | 999 | Prevailing local wages, Drive time, Local code requirements, Access, Presence/condition/type of existing insulation, Existing construction and materials, Moisture issues present, Adequacy of existing ventilation, Presence of hazardous materials, Extent of preparation | 4 | 101 | 0.2114 | 2023 | Assumes reference and advanced case are constant based on raw materials. Typical costs assume a wall area of 900 sq ft as an example based on average sqft of a house to be 2,025, though wall areas and insulation amounts vary greatly by building.
35 | 2023 | Residential | Envelope | Crawlspace (Wall) | Batt |  | Crawlspace (Wall) Batt | 2023$/sqft | Crawlspace (Wall) |  | 0.031667 | 0.0416 | 0.049167 | R-value | ft2*degF*h/Btu | 6 | 20 | 49 | 49 | 0 | 0 | 0 | Square Feet | ft2 | 0 | 900 | 0 | 0 | 0.15833 | 0.2392 | 1.575 | 900 | Square Feet | ft2 | 712.5048 | 964.08 | 2302.5042 | 1 | 1 | 0.76142 | 0.98228 | 1397.7869 | 1649.3621 | 2987.7863 | 1596.5557 | 1848.1309 | 3186.5551 | 2045 | Intermediate | 999 | Prevailing local wages, Drive time, Local code requirements, Access, Presence/condition/type of existing insulation, Existing construction and materials, Moisture issues present, Adequacy of existing ventilation, Presence of hazardous materials, Extent of preparation | 4 | 101 | 0.2114 | 2023 | Assumes reference and advanced case are constant based on raw materials. Typical costs assume a wall area of 900 sq ft as an example based on average sqft of a house to be 2,025, though wall areas and insulation amounts vary greatly by building.
35 | 2023 | Residential | Envelope | Crawlspace (Wall) | Batt |  | Crawlspace (Wall) Batt | 2023$/sqft | Crawlspace (Wall) |  | 0.031667 | 0.0416 | 0.049167 | R-value | ft2*degF*h/Btu | 6 | 20 | 49 | 49 | 0 | 0 | 0 | Square Feet | ft2 | 0 | 900 | 0 | 0 | 0.15833 | 0.2392 | 1.575 | 900 | Square Feet | ft2 | 712.5048 | 964.08 | 2302.5042 | 1 | 1 | 0.76142 | 0.98228 | 1397.7869 | 1649.3621 | 2987.7863 | 1596.5557 | 1848.1309 | 3186.5551 | 2050 | Intermediate | 999 | Prevailing local wages, Drive time, Local code requirements, Access, Presence/condition/type of existing insulation, Existing construction and materials, Moisture issues present, Adequacy of existing ventilation, Presence of hazardous materials, Extent of preparation | 4 | 101 | 0.2114 | 2023 | Assumes reference and advanced case are constant based on raw materials. Typical costs assume a wall area of 900 sq ft as an example based on average sqft of a house to be 2,025, though wall areas and insulation amounts vary greatly by building.
35 | 2023 | Residential | Envelope | Crawlspace (Wall) | Batt |  | Crawlspace (Wall) Batt | 2023$/sqft | Crawlspace (Wall) |  | 0.031667 | 0.0416 | 0.049167 | R-value | ft2*degF*h/Btu | 6 | 20 | 49 | 49 | 0 | 0 | 0 | Square Feet | ft2 | 0 | 900 | 0 | 0 | 0.15833 | 0.2392 | 1.575 | 900 | Square Feet | ft2 | 712.5048 | 964.08 | 2302.5042 | 1 | 1 | 0.76142 | 0.98228 | 1397.7869 | 1649.3621 | 2987.7863 | 1596.5557 | 1848.1309 | 3186.5551 | 2023 | Advanced | 999 | Prevailing local wages, Drive time, Local code requirements, Access, Presence/condition/type of existing insulation, Existing construction and materials, Moisture issues present, Adequacy of existing ventilation, Presence of hazardous materials, Extent of preparation | 4 | 101 | 0.2114 | 2023 | Assumes reference and advanced case are constant based on raw materials. Typical costs assume a wall area of 900 sq ft as an example based on average sqft of a house to be 2,025, though wall areas and insulation amounts vary greatly by building.
35 | 2023 | Residential | Envelope | Crawlspace (Wall) | Batt |  | Crawlspace (Wall) Batt | 2023$/sqft | Crawlspace (Wall) |  | 0.031667 | 0.0416 | 0.049167 | R-value | ft2*degF*h/Btu | 6 | 20 | 49 | 49 | 0 | 0 | 0 | Square Feet | ft2 | 0 | 900 | 0 | 0 | 0.15833 | 0.2392 | 1.575 | 900 | Square Feet | ft2 | 712.5048 | 964.08 | 2302.5042 | 1 | 1 | 0.76142 | 0.98228 | 1397.7869 | 1649.3621 | 2987.7863 | 1596.5557 | 1848.1309 | 3186.5551 | 2030 | Advanced | 999 | Prevailing local wages, Drive time, Local code requirements, Access, Presence/condition/type of existing insulation, Existing construction and materials, Moisture issues present, Adequacy of existing ventilation, Presence of hazardous materials, Extent of preparation | 4 | 101 | 0.2114 | 2023 | Assumes reference and advanced case are constant based on raw materials. Typical costs assume a wall area of 900 sq ft as an example based on average sqft of a house to be 2,025, though wall areas and insulation amounts vary greatly by building.
35 | 2023 | Residential | Envelope | Crawlspace (Wall) | Batt |  | Crawlspace (Wall) Batt | 2023$/sqft | Crawlspace (Wall) |  | 0.031667 | 0.0416 | 0.049167 | R-value | ft2*degF*h/Btu | 6 | 20 | 49 | 49 | 0 | 0 | 0 | Square Feet | ft2 | 0 | 900 | 0 | 0 | 0.15833 | 0.2392 | 1.575 | 900 | Square Feet | ft2 | 712.5048 | 964.08 | 2302.5042 | 1 | 1 | 0.76142 | 0.98228 | 1397.7869 | 1649.3621 | 2987.7863 | 1596.5557 | 1848.1309 | 3186.5551 | 2035 | Advanced | 999 | Prevailing local wages, Drive time, Local code requirements, Access, Presence/condition/type of existing insulation, Existing construction and materials, Moisture issues present, Adequacy of existing ventilation, Presence of hazardous materials, Extent of preparation | 4 | 101 | 0.2114 | 2023 | Assumes reference and advanced case are constant based on raw materials. Typical costs assume a wall area of 900 sq ft as an example based on average sqft of a house to be 2,025, though wall areas and insulation amounts vary greatly by building.
35 | 2023 | Residential | Envelope | Crawlspace (Wall) | Batt |  | Crawlspace (Wall) Batt | 2023$/sqft | Crawlspace (Wall) |  | 0.031667 | 0.0416 | 0.049167 | R-value | ft2*degF*h/Btu | 6 | 20 | 49 | 49 | 0 | 0 | 0 | Square Feet | ft2 | 0 | 900 | 0 | 0 | 0.15833 | 0.2392 | 1.575 | 900 | Square Feet | ft2 | 712.5048 | 964.08 | 2302.5042 | 1 | 1 | 0.76142 | 0.98228 | 1397.7869 | 1649.3621 | 2987.7863 | 1596.5557 | 1848.1309 | 3186.5551 | 2040 | Advanced | 999 | Prevailing local wages, Drive time, Local code requirements, Access, Presence/condition/type of existing insulation, Existing construction and materials, Moisture issues present, Adequacy of existing ventilation, Presence of hazardous materials, Extent of preparation | 4 | 101 | 0.2114 | 2023 | Assumes reference and advanced case are constant based on raw materials. Typical costs assume a wall area of 900 sq ft as an example based on average sqft of a house to be 2,025, though wall areas and insulation amounts vary greatly by building.
35 | 2023 | Residential | Envelope | Crawlspace (Wall) | Batt |  | Crawlspace (Wall) Batt | 2023$/sqft | Crawlspace (Wall) |  | 0.031667 | 0.0416 | 0.049167 | R-value | ft2*degF*h/Btu | 6 | 20 | 49 | 49 | 0 | 0 | 0 | Square Feet | ft2 | 0 | 900 | 0 | 0 | 0.15833 | 0.2392 | 1.575 | 900 | Square Feet | ft2 | 712.5048 | 964.08 | 2302.5042 | 1 | 1 | 0.76142 | 0.98228 | 1397.7869 | 1649.3621 | 2987.7863 | 1596.5557 | 1848.1309 | 3186.5551 | 2045 | Advanced | 999 | Prevailing local wages, Drive time, Local code requirements, Access, Presence/condition/type of existing insulation, Existing construction and materials, Moisture issues present, Adequacy of existing ventilation, Presence of hazardous materials, Extent of preparation | 4 | 101 | 0.2114 | 2023 | Assumes reference and advanced case are constant based on raw materials. Typical costs assume a wall area of 900 sq ft as an example based on average sqft of a house to be 2,025, though wall areas and insulation amounts vary greatly by building.
35 | 2023 | Residential | Envelope | Crawlspace (Wall) | Batt |  | Crawlspace (Wall) Batt | 2023$/sqft | Crawlspace (Wall) |  | 0.031667 | 0.0416 | 0.049167 | R-value | ft2*degF*h/Btu | 6 | 20 | 49 | 49 | 0 | 0 | 0 | Square Feet | ft2 | 0 | 900 | 0 | 0 | 0.15833 | 0.2392 | 1.575 | 900 | Square Feet | ft2 | 712.5048 | 964.08 | 2302.5042 | 1 | 1 | 0.76142 | 0.98228 | 1397.7869 | 1649.3621 | 2987.7863 | 1596.5557 | 1848.1309 | 3186.5551 | 2050 | Advanced | 999 | Prevailing local wages, Drive time, Local code requirements, Access, Presence/condition/type of existing insulation, Existing construction and materials, Moisture issues present, Adequacy of existing ventilation, Presence of hazardous materials, Extent of preparation | 4 | 101 | 0.2114 | 2023 | Assumes reference and advanced case are constant based on raw materials. Typical costs assume a wall area of 900 sq ft as an example based on average sqft of a house to be 2,025, though wall areas and insulation amounts vary greatly by building.
36 | 2023 | Residential | Envelope | Crawlspace (Wall) | Rigid Foam (EPS) |  | Crawlspace (Wall) Rigid Foam (EPS) | 2023$/sqft | Crawlspace (Wall) |  | 0.068808 | 0.13143 | 0.29179 | R-value | ft2*degF*h/Btu | 1.44 | 6 | 10 | 10 | 0 | 0 | 0 | Square Feet | ft2 | 0 | 900 | 0 | 0 | 0.13047 | 0.072906 | 0.042857 | 900 | Square Feet | ft2 | 488.9898 | 775.3266 | 1614.2103 | 1 | 1 | 0.59111 | 0.68205 | 1020.9888 | 1307.3256 | 2146.2093 | 1102.8348 | 1389.1716 | 2228.0553 | 2023 | Reference | 999 | Prevailing local wages, Drive time, Local code requirements, Access, Presence/condition/type of existing insulation, Existing construction and materials, Moisture issues present, Adequacy of existing ventilation, Presence of hazardous materials, Extent of preparation | 3 | 40 | 0.1958 | 2023 | Assumes for the reference case that raw material prices will increase over the coming decades. Assumed for the advanced case that energy dependency will move away from oil and gas causing a higher supply of raw materials used to make insulation which will lower the material costs. Typical costs assume a wall area of 900 sq ft as an example based on average sqft of a house to be 2,025, though wall areas and insulation amounts vary greatly by building.
36 | 2023 | Residential | Envelope | Crawlspace (Wall) | Rigid Foam (EPS) |  | Crawlspace (Wall) Rigid Foam (EPS) | 2023$/sqft | Crawlspace (Wall) |  | 0.075689 | 0.14457 | 0.32096 | R-value | ft2*degF*h/Btu | 1.44 | 6 | 10 | 10 | 0 | 0 | 0 | Square Feet | ft2 | 0 | 900 | 0 | 0 | 0.14352 | 0.080197 | 0.047143 | 900 | Square Feet | ft2 | 537.8888 | 852.8593 | 1775.6313 | 1 | 1 | 0.59111 | 0.68205 | 1069.8878 | 1384.8583 | 2307.6304 | 1151.7338 | 1466.7043 | 2389.4764 | 2030 | Reference | 999 | Prevailing local wages, Drive time, Local code requirements, Access, Presence/condition/type of existing insulation, Existing construction and materials, Moisture issues present, Adequacy of existing ventilation, Presence of hazardous materials, Extent of preparation | 3 | 40 | 0.1958 | 2023 | Assumes for the reference case that raw material prices will increase over the coming decades. Assumed for the advanced case that energy dependency will move away from oil and gas causing a higher supply of raw materials used to make insulation which will lower the material costs. Typical costs assume a wall area of 900 sq ft as an example based on average sqft of a house to be 2,025, though wall areas and insulation amounts vary greatly by building.
36 | 2023 | Residential | Envelope | Crawlspace (Wall) | Rigid Foam (EPS) |  | Crawlspace (Wall) Rigid Foam (EPS) | 2023$/sqft | Crawlspace (Wall) |  | 0.079473 | 0.1518 | 0.33701 | R-value | ft2*degF*h/Btu | 1.44 | 6 | 10 | 10 | 0 | 0 | 0 | Square Feet | ft2 | 0 | 900 | 0 | 0 | 0.1507 | 0.084206 | 0.0495 | 900 | Square Feet | ft2 | 564.7832 | 895.5022 | 1864.4129 | 1 | 1 | 0.59111 | 0.68205 | 1096.7823 | 1427.5013 | 2396.4119 | 1178.6283 | 1509.3473 | 2478.2579 | 2035 | Reference | 999 | Prevailing local wages, Drive time, Local code requirements, Access, Presence/condition/type of existing insulation, Existing construction and materials, Moisture issues present, Adequacy of existing ventilation, Presence of hazardous materials, Extent of preparation | 3 | 40 | 0.1958 | 2023 | Assumes for the reference case that raw material prices will increase over the coming decades. Assumed for the advanced case that energy dependency will move away from oil and gas causing a higher supply of raw materials used to make insulation which will lower the material costs. Typical costs assume a wall area of 900 sq ft as an example based on average sqft of a house to be 2,025, though wall areas and insulation amounts vary greatly by building.
36 | 2023 | Residential | Envelope | Crawlspace (Wall) | Rigid Foam (EPS) |  | Crawlspace (Wall) Rigid Foam (EPS) | 2023$/sqft | Crawlspace (Wall) |  | 0.083258 | 0.15903 | 0.35306 | R-value | ft2*degF*h/Btu | 1.44 | 6 | 10 | 10 | 0 | 0 | 0 | Square Feet | ft2 | 0 | 900 | 0 | 0 | 0.15787 | 0.088216 | 0.051857 | 900 | Square Feet | ft2 | 591.6777 | 938.1452 | 1953.1945 | 1 | 1 | 0.59111 | 0.68205 | 1123.6767 | 1470.1442 | 2485.1935 | 1205.5227 | 1551.9902 | 2567.0395 | 2040 | Reference | 999 | Prevailing local wages, Drive time, Local code requirements, Access, Presence/condition/type of existing insulation, Existing construction and materials, Moisture issues present, Adequacy of existing ventilation, Presence of hazardous materials, Extent of preparation | 3 | 40 | 0.1958 | 2023 | Assumes for the reference case that raw material prices will increase over the coming decades. Assumed for the advanced case that energy dependency will move away from oil and gas causing a higher supply of raw materials used to make insulation which will lower the material costs. Typical costs assume a wall area of 900 sq ft as an example based on average sqft of a house to be 2,025, though wall areas and insulation amounts vary greatly by building.
36 | 2023 | Residential | Envelope | Crawlspace (Wall) | Rigid Foam (EPS) |  | Crawlspace (Wall) Rigid Foam (EPS) | 2023$/sqft | Crawlspace (Wall) |  | 0.085064 | 0.16248 | 0.36072 | R-value | ft2*degF*h/Btu | 1.44 | 6 | 10 | 10 | 0 | 0 | 0 | Square Feet | ft2 | 0 | 900 | 0 | 0 | 0.1613 | 0.09013 | 0.052982 | 900 | Square Feet | ft2 | 604.5136 | 958.4975 | 1995.5675 | 1 | 1 | 0.59111 | 0.68205 | 1136.5127 | 1490.4965 | 2527.5665 | 1218.3587 | 1572.3426 | 2609.4125 | 2045 | Reference | 999 | Prevailing local wages, Drive time, Local code requirements, Access, Presence/condition/type of existing insulation, Existing construction and materials, Moisture issues present, Adequacy of existing ventilation, Presence of hazardous materials, Extent of preparation | 3 | 40 | 0.1958 | 2023 | Assumes for the reference case that raw material prices will increase over the coming decades. Assumed for the advanced case that energy dependency will move away from oil and gas causing a higher supply of raw materials used to make insulation which will lower the material costs. Typical costs assume a wall area of 900 sq ft as an example based on average sqft of a house to be 2,025, though wall areas and insulation amounts vary greatly by building.
36 | 2023 | Residential | Envelope | Crawlspace (Wall) | Rigid Foam (EPS) |  | Crawlspace (Wall) Rigid Foam (EPS) | 2023$/sqft | Crawlspace (Wall) |  | 0.08687 | 0.16593 | 0.36838 | R-value | ft2*degF*h/Btu | 1.44 | 6 | 10 | 10 | 0 | 0 | 0 | Square Feet | ft2 | 0 | 900 | 0 | 0 | 0.16472 | 0.092044 | 0.054107 | 900 | Square Feet | ft2 | 617.3496 | 978.8498 | 2037.9405 | 1 | 1 | 0.59111 | 0.68205 | 1149.3487 | 1510.8489 | 2569.9395 | 1231.1947 | 1592.6949 | 2651.7855 | 2050 | Reference | 999 | Prevailing local wages, Drive time, Local code requirements, Access, Presence/condition/type of existing insulation, Existing construction and materials, Moisture issues present, Adequacy of existing ventilation, Presence of hazardous materials, Extent of preparation | 3 | 40 | 0.1958 | 2023 | Assumes for the reference case that raw material prices will increase over the coming decades. Assumed for the advanced case that energy dependency will move away from oil and gas causing a higher supply of raw materials used to make insulation which will lower the material costs. Typical costs assume a wall area of 900 sq ft as an example based on average sqft of a house to be 2,025, though wall areas and insulation amounts vary greatly by building.
36 | 2023 | Residential | Envelope | Crawlspace (Wall) | Rigid Foam (EPS) |  | Crawlspace (Wall) Rigid Foam (EPS) | 2023$/sqft | Crawlspace (Wall) |  | 0.068808 | 0.13143 | 0.29179 | R-value | ft2*degF*h/Btu | 1.44 | 6 | 10 | 10 | 0 | 0 | 0 | Square Feet | ft2 | 0 | 900 | 0 | 0 | 0.13047 | 0.072906 | 0.042857 | 900 | Square Feet | ft2 | 488.9898 | 775.3266 | 1614.2103 | 1 | 1 | 0.59111 | 0.68205 | 1020.9888 | 1307.3256 | 2146.2093 | 1102.8348 | 1389.1716 | 2228.0553 | 2023 | Intermediate | 999 | Prevailing local wages, Drive time, Local code requirements, Access, Presence/condition/type of existing insulation, Existing construction and materials, Moisture issues present, Adequacy of existing ventilation, Presence of hazardous materials, Extent of preparation | 3 | 40 | 0.1958 | 2023 | Assumes for the reference case that raw material prices will increase over the coming decades. Assumed for the advanced case that energy dependency will move away from oil and gas causing a higher supply of raw materials used to make insulation which will lower the material costs. Typical costs assume a wall area of 900 sq ft as an example based on average sqft of a house to be 2,025, though wall areas and insulation amounts vary greatly by building.
36 | 2023 | Residential | Envelope | Crawlspace (Wall) | Rigid Foam (EPS) |  | Crawlspace (Wall) Rigid Foam (EPS) | 2023$/sqft | Crawlspace (Wall) |  | 0.068808 | 0.13143 | 0.29179 | R-value | ft2*degF*h/Btu | 1.44 | 6 | 10 | 10 | 0 | 0 | 0 | Square Feet | ft2 | 0 | 900 | 0 | 0 | 0.13047 | 0.072906 | 0.042857 | 900 | Square Feet | ft2 | 488.9898 | 775.3266 | 1614.2103 | 1 | 1 | 0.59111 | 0.68205 | 1020.9888 | 1307.3256 | 2146.2093 | 1102.8348 | 1389.1716 | 2228.0553 | 2030 | Intermediate | 999 | Prevailing local wages, Drive time, Local code requirements, Access, Presence/condition/type of existing insulation, Existing construction and materials, Moisture issues present, Adequacy of existing ventilation, Presence of hazardous materials, Extent of preparation | 3 | 40 | 0.1958 | 2023 | Assumes for the reference case that raw material prices will increase over the coming decades. Assumed for the advanced case that energy dependency will move away from oil and gas causing a higher supply of raw materials used to make insulation which will lower the material costs. Typical costs assume a wall area of 900 sq ft as an example based on average sqft of a house to be 2,025, though wall areas and insulation amounts vary greatly by building.
36 | 2023 | Residential | Envelope | Crawlspace (Wall) | Rigid Foam (EPS) |  | Crawlspace (Wall) Rigid Foam (EPS) | 2023$/sqft | Crawlspace (Wall) |  | 0.069152 | 0.13209 | 0.29324 | R-value | ft2*degF*h/Btu | 1.44 | 6 | 10 | 10 | 0 | 0 | 0 | Square Feet | ft2 | 0 | 900 | 0 | 0 | 0.13113 | 0.073271 | 0.043071 | 900 | Square Feet | ft2 | 491.4347 | 779.2032 | 1622.2814 | 1 | 1 | 0.59111 | 0.68205 | 1023.4338 | 1311.2023 | 2154.2804 | 1105.2798 | 1393.0483 | 2236.1264 | 2035 | Intermediate | 999 | Prevailing local wages, Drive time, Local code requirements, Access, Presence/condition/type of existing insulation, Existing construction and materials, Moisture issues present, Adequacy of existing ventilation, Presence of hazardous materials, Extent of preparation | 3 | 40 | 0.1958 | 2023 | Assumes for the reference case that raw material prices will increase over the coming decades. Assumed for the advanced case that energy dependency will move away from oil and gas causing a higher supply of raw materials used to make insulation which will lower the material costs. Typical costs assume a wall area of 900 sq ft as an example based on average sqft of a house to be 2,025, though wall areas and insulation amounts vary greatly by building.
36 | 2023 | Residential | Envelope | Crawlspace (Wall) | Rigid Foam (EPS) |  | Crawlspace (Wall) Rigid Foam (EPS) | 2023$/sqft | Crawlspace (Wall) |  | 0.069496 | 0.13274 | 0.2947 | R-value | ft2*degF*h/Btu | 1.44 | 6 | 10 | 10 | 0 | 0 | 0 | Square Feet | ft2 | 0 | 900 | 0 | 0 | 0.13178 | 0.073635 | 0.043286 | 900 | Square Feet | ft2 | 493.8797 | 783.0799 | 1630.3524 | 1 | 1 | 0.59111 | 0.68205 | 1025.8787 | 1315.0789 | 2162.3514 | 1107.7247 | 1396.9249 | 2244.1974 | 2040 | Intermediate | 999 | Prevailing local wages, Drive time, Local code requirements, Access, Presence/condition/type of existing insulation, Existing construction and materials, Moisture issues present, Adequacy of existing ventilation, Presence of hazardous materials, Extent of preparation | 3 | 40 | 0.1958 | 2023 | Assumes for the reference case that raw material prices will increase over the coming decades. Assumed for the advanced case that energy dependency will move away from oil and gas causing a higher supply of raw materials used to make insulation which will lower the material costs. Typical costs assume a wall area of 900 sq ft as an example based on average sqft of a house to be 2,025, though wall areas and insulation amounts vary greatly by building.
36 | 2023 | Residential | Envelope | Crawlspace (Wall) | Rigid Foam (EPS) |  | Crawlspace (Wall) Rigid Foam (EPS) | 2023$/sqft | Crawlspace (Wall) |  | 0.069006 | 0.13181 | 0.29262 | R-value | ft2*degF*h/Btu | 1.44 | 6 | 10 | 10 | 0 | 0 | 0 | Square Feet | ft2 | 0 | 900 | 0 | 0 | 0.13085 | 0.073116 | 0.04298 | 900 | Square Feet | ft2 | 490.3956 | 777.5557 | 1618.8512 | 1 | 1 | 0.59111 | 0.68205 | 1022.3947 | 1309.5547 | 2150.8502 | 1104.2407 | 1391.4007 | 2232.6962 | 2045 | Intermediate | 999 | Prevailing local wages, Drive time, Local code requirements, Access, Presence/condition/type of existing insulation, Existing construction and materials, Moisture issues present, Adequacy of existing ventilation, Presence of hazardous materials, Extent of preparation | 3 | 40 | 0.1958 | 2023 | Assumes for the reference case that raw material prices will increase over the coming decades. Assumed for the advanced case that energy dependency will move away from oil and gas causing a higher supply of raw materials used to make insulation which will lower the material costs. Typical costs assume a wall area of 900 sq ft as an example based on average sqft of a house to be 2,025, though wall areas and insulation amounts vary greatly by building.
36 | 2023 | Residential | Envelope | Crawlspace (Wall) | Rigid Foam (EPS) |  | Crawlspace (Wall) Rigid Foam (EPS) | 2023$/sqft | Crawlspace (Wall) |  | 0.068516 | 0.13087 | 0.29054 | R-value | ft2*degF*h/Btu | 1.44 | 6 | 10 | 10 | 0 | 0 | 0 | Square Feet | ft2 | 0 | 900 | 0 | 0 | 0.12992 | 0.072596 | 0.042675 | 900 | Square Feet | ft2 | 486.9116 | 772.0315 | 1607.3499 | 1 | 1 | 0.59111 | 0.68205 | 1018.9106 | 1304.0305 | 2139.3489 | 1100.7566 | 1385.8765 | 2221.1949 | 2050 | Intermediate | 999 | Prevailing local wages, Drive time, Local code requirements, Access, Presence/condition/type of existing insulation, Existing construction and materials, Moisture issues present, Adequacy of existing ventilation, Presence of hazardous materials, Extent of preparation | 3 | 40 | 0.1958 | 2023 | Assumes for the reference case that raw material prices will increase over the coming decades. Assumed for the advanced case that energy dependency will move away from oil and gas causing a higher supply of raw materials used to make insulation which will lower the material costs. Typical costs assume a wall area of 900 sq ft as an example based on average sqft of a house to be 2,025, though wall areas and insulation amounts vary greatly by building.
36 | 2023 | Residential | Envelope | Crawlspace (Wall) | Rigid Foam (EPS) |  | Crawlspace (Wall) Rigid Foam (EPS) | 2023$/sqft | Crawlspace (Wall) |  | 0.068808 | 0.13143 | 0.29179 | R-value | ft2*degF*h/Btu | 1.44 | 6 | 10 | 10 | 0 | 0 | 0 | Square Feet | ft2 | 0 | 900 | 0 | 0 | 0.13047 | 0.072906 | 0.042857 | 900 | Square Feet | ft2 | 488.9898 | 775.3266 | 1614.2103 | 1 | 1 | 0.59111 | 0.68205 | 1020.9888 | 1307.3256 | 2146.2093 | 1102.8348 | 1389.1716 | 2228.0553 | 2023 | Advanced | 999 | Prevailing local wages, Drive time, Local code requirements, Access, Presence/condition/type of existing insulation, Existing construction and materials, Moisture issues present, Adequacy of existing ventilation, Presence of hazardous materials, Extent of preparation | 3 | 40 | 0.1958 | 2023 | Assumes for the reference case that raw material prices will increase over the coming decades. Assumed for the advanced case that energy dependency will move away from oil and gas causing a higher supply of raw materials used to make insulation which will lower the material costs. Typical costs assume a wall area of 900 sq ft as an example based on average sqft of a house to be 2,025, though wall areas and insulation amounts vary greatly by building.
36 | 2023 | Residential | Envelope | Crawlspace (Wall) | Rigid Foam (EPS) |  | Crawlspace (Wall) Rigid Foam (EPS) | 2023$/sqft | Crawlspace (Wall) |  | 0.061927 | 0.11829 | 0.26261 | R-value | ft2*degF*h/Btu | 1.44 | 6 | 10 | 10 | 0 | 0 | 0 | Square Feet | ft2 | 0 | 900 | 0 | 0 | 0.11743 | 0.065615 | 0.038571 | 900 | Square Feet | ft2 | 440.0908 | 697.7939 | 1452.7893 | 1 | 1 | 0.59111 | 0.68205 | 972.0899 | 1229.793 | 1984.7883 | 1053.9359 | 1311.639 | 2066.6343 | 2030 | Advanced | 999 | Prevailing local wages, Drive time, Local code requirements, Access, Presence/condition/type of existing insulation, Existing construction and materials, Moisture issues present, Adequacy of existing ventilation, Presence of hazardous materials, Extent of preparation | 3 | 40 | 0.1958 | 2023 | Assumes for the reference case that raw material prices will increase over the coming decades. Assumed for the advanced case that energy dependency will move away from oil and gas causing a higher supply of raw materials used to make insulation which will lower the material costs. Typical costs assume a wall area of 900 sq ft as an example based on average sqft of a house to be 2,025, though wall areas and insulation amounts vary greatly by building.
36 | 2023 | Residential | Envelope | Crawlspace (Wall) | Rigid Foam (EPS) |  | Crawlspace (Wall) Rigid Foam (EPS) | 2023$/sqft | Crawlspace (Wall) |  | 0.058831 | 0.11237 | 0.24948 | R-value | ft2*degF*h/Btu | 1.44 | 6 | 10 | 10 | 0 | 0 | 0 | Square Feet | ft2 | 0 | 900 | 0 | 0 | 0.11156 | 0.062335 | 0.036643 | 900 | Square Feet | ft2 | 418.0863 | 662.9042 | 1380.1498 | 1 | 1 | 0.59111 | 0.68205 | 950.0853 | 1194.9033 | 1912.1488 | 1031.9313 | 1276.7493 | 1993.9948 | 2035 | Advanced | 999 | Prevailing local wages, Drive time, Local code requirements, Access, Presence/condition/type of existing insulation, Existing construction and materials, Moisture issues present, Adequacy of existing ventilation, Presence of hazardous materials, Extent of preparation | 3 | 40 | 0.1958 | 2023 | Assumes for the reference case that raw material prices will increase over the coming decades. Assumed for the advanced case that energy dependency will move away from oil and gas causing a higher supply of raw materials used to make insulation which will lower the material costs. Typical costs assume a wall area of 900 sq ft as an example based on average sqft of a house to be 2,025, though wall areas and insulation amounts vary greatly by building.
36 | 2023 | Residential | Envelope | Crawlspace (Wall) | Rigid Foam (EPS) |  | Crawlspace (Wall) Rigid Foam (EPS) | 2023$/sqft | Crawlspace (Wall) |  | 0.055734 | 0.10646 | 0.23635 | R-value | ft2*degF*h/Btu | 1.44 | 6 | 10 | 10 | 0 | 0 | 0 | Square Feet | ft2 | 0 | 900 | 0 | 0 | 0.10568 | 0.059054 | 0.034714 | 900 | Square Feet | ft2 | 396.0817 | 628.0145 | 1307.5103 | 1 | 1 | 0.59111 | 0.68205 | 928.0808 | 1160.0136 | 1839.5094 | 1009.9268 | 1241.8596 | 1921.3554 | 2040 | Advanced | 999 | Prevailing local wages, Drive time, Local code requirements, Access, Presence/condition/type of existing insulation, Existing construction and materials, Moisture issues present, Adequacy of existing ventilation, Presence of hazardous materials, Extent of preparation | 3 | 40 | 0.1958 | 2023 | Assumes for the reference case that raw material prices will increase over the coming decades. Assumed for the advanced case that energy dependency will move away from oil and gas causing a higher supply of raw materials used to make insulation which will lower the material costs. Typical costs assume a wall area of 900 sq ft as an example based on average sqft of a house to be 2,025, though wall areas and insulation amounts vary greatly by building.
36 | 2023 | Residential | Envelope | Crawlspace (Wall) | Rigid Foam (EPS) |  | Crawlspace (Wall) Rigid Foam (EPS) | 2023$/sqft | Crawlspace (Wall) |  | 0.052948 | 0.10113 | 0.22453 | R-value | ft2*degF*h/Btu | 1.44 | 6 | 10 | 10 | 0 | 0 | 0 | Square Feet | ft2 | 0 | 900 | 0 | 0 | 0.1004 | 0.056101 | 0.032978 | 900 | Square Feet | ft2 | 376.2777 | 596.6138 | 1242.1348 | 1 | 1 | 0.59111 | 0.68205 | 908.2767 | 1128.6129 | 1774.1339 | 990.1227 | 1210.4589 | 1855.9799 | 2045 | Advanced | 999 | Prevailing local wages, Drive time, Local code requirements, Access, Presence/condition/type of existing insulation, Existing construction and materials, Moisture issues present, Adequacy of existing ventilation, Presence of hazardous materials, Extent of preparation | 3 | 40 | 0.1958 | 2023 | Assumes for the reference case that raw material prices will increase over the coming decades. Assumed for the advanced case that energy dependency will move away from oil and gas causing a higher supply of raw materials used to make insulation which will lower the material costs. Typical costs assume a wall area of 900 sq ft as an example based on average sqft of a house to be 2,025, though wall areas and insulation amounts vary greatly by building.
36 | 2023 | Residential | Envelope | Crawlspace (Wall) | Rigid Foam (EPS) |  | Crawlspace (Wall) Rigid Foam (EPS) | 2023$/sqft | Crawlspace (Wall) |  | 0.050161 | 0.095811 | 0.21271 | R-value | ft2*degF*h/Btu | 1.44 | 6 | 10 | 10 | 0 | 0 | 0 | Square Feet | ft2 | 0 | 900 | 0 | 0 | 0.095116 | 0.053148 | 0.031243 | 900 | Square Feet | ft2 | 356.4736 | 565.2131 | 1176.7593 | 1 | 1 | 0.59111 | 0.68205 | 888.4726 | 1097.2121 | 1708.7583 | 970.3186 | 1179.0581 | 1790.6044 | 2050 | Advanced | 999 | Prevailing local wages, Drive time, Local code requirements, Access, Presence/condition/type of existing insulation, Existing construction and materials, Moisture issues present, Adequacy of existing ventilation, Presence of hazardous materials, Extent of preparation | 3 | 40 | 0.1958 | 2023 | Assumes for the reference case that raw material prices will increase over the coming decades. Assumed for the advanced case that energy dependency will move away from oil and gas causing a higher supply of raw materials used to make insulation which will lower the material costs. Typical costs assume a wall area of 900 sq ft as an example based on average sqft of a house to be 2,025, though wall areas and insulation amounts vary greatly by building.
37 | 2023 | Residential | Envelope | Crawlspace (Wall) | Rigid Foam (ISO) |  | Crawlspace (Wall) Rigid Foam (ISO) | 2023$/sqft | Crawlspace (Wall) |  | 0.026871 | 0.10174 | 0.14459 | R-value | ft2*degF*h/Btu | 2.7 | 6 | 31 | 31 | 0 | 0 | 0 | Square Feet | ft2 | 0 | 900 | 0 | 0 | 0.53651 | 0.49099 | 0.67024 | 900 | Square Feet | ft2 | 627.9651 | 991.2825 | 1383.9921 | 1 | 1 | 0.53102 | 0.62196 | 1105.8873 | 1469.2047 | 1861.9143 | 1187.7333 | 1551.0507 | 1943.7603 | 2023 | Reference | 999 | Prevailing local wages, Drive time, Local code requirements, Access, Presence/condition/type of existing insulation, Existing construction and materials, Moisture issues present, Adequacy of existing ventilation, Presence of hazardous materials, Extent of preparation | 3 | 36 | 0.4695 | 2023 | Assumes for the reference case that raw material prices will increase over the coming decades. Assumed for the advanced case that energy dependency will move away from oil and gas causing a higher supply of raw materials used to make insulation which will lower the material costs. Typical costs assume a wall area of 900 sq ft as an example based on average sqft of a house to be 2,025, though wall areas and insulation amounts vary greatly by building.
37 | 2023 | Residential | Envelope | Crawlspace (Wall) | Rigid Foam (ISO) |  | Crawlspace (Wall) Rigid Foam (ISO) | 2023$/sqft | Crawlspace (Wall) |  | 0.029558 | 0.11191 | 0.15905 | R-value | ft2*degF*h/Btu | 2.7 | 6 | 31 | 31 | 0 | 0 | 0 | Square Feet | ft2 | 0 | 900 | 0 | 0 | 0.59016 | 0.54009 | 0.73726 | 900 | Square Feet | ft2 | 690.7616 | 1090.4108 | 1522.3913 | 1 | 1 | 0.53102 | 0.62196 | 1168.6838 | 1568.333 | 2000.3135 | 1250.5298 | 1650.179 | 2082.1595 | 2030 | Reference | 999 | Prevailing local wages, Drive time, Local code requirements, Access, Presence/condition/type of existing insulation, Existing construction and materials, Moisture issues present, Adequacy of existing ventilation, Presence of hazardous materials, Extent of preparation | 3 | 36 | 0.4695 | 2023 | Assumes for the reference case that raw material prices will increase over the coming decades. Assumed for the advanced case that energy dependency will move away from oil and gas causing a higher supply of raw materials used to make insulation which will lower the material costs. Typical costs assume a wall area of 900 sq ft as an example based on average sqft of a house to be 2,025, though wall areas and insulation amounts vary greatly by building.
37 | 2023 | Residential | Envelope | Crawlspace (Wall) | Rigid Foam (ISO) |  | Crawlspace (Wall) Rigid Foam (ISO) | 2023$/sqft | Crawlspace (Wall) |  | 0.031036 | 0.11751 | 0.167 | R-value | ft2*degF*h/Btu | 2.7 | 6 | 31 | 31 | 0 | 0 | 0 | Square Feet | ft2 | 0 | 900 | 0 | 0 | 0.61967 | 0.56709 | 0.77412 | 900 | Square Feet | ft2 | 725.2997 | 1144.9313 | 1598.5109 | 1 | 1 | 0.53102 | 0.62196 | 1203.2219 | 1622.8535 | 2076.4331 | 1285.0679 | 1704.6995 | 2158.2791 | 2035 | Reference | 999 | Prevailing local wages, Drive time, Local code requirements, Access, Presence/condition/type of existing insulation, Existing construction and materials, Moisture issues present, Adequacy of existing ventilation, Presence of hazardous materials, Extent of preparation | 3 | 36 | 0.4695 | 2023 | Assumes for the reference case that raw material prices will increase over the coming decades. Assumed for the advanced case that energy dependency will move away from oil and gas causing a higher supply of raw materials used to make insulation which will lower the material costs. Typical costs assume a wall area of 900 sq ft as an example based on average sqft of a house to be 2,025, though wall areas and insulation amounts vary greatly by building.
37 | 2023 | Residential | Envelope | Crawlspace (Wall) | Rigid Foam (ISO) |  | Crawlspace (Wall) Rigid Foam (ISO) | 2023$/sqft | Crawlspace (Wall) |  | 0.032514 | 0.1231 | 0.17495 | R-value | ft2*degF*h/Btu | 2.7 | 6 | 31 | 31 | 0 | 0 | 0 | Square Feet | ft2 | 0 | 900 | 0 | 0 | 0.64918 | 0.5941 | 0.81098 | 900 | Square Feet | ft2 | 759.8378 | 1199.4518 | 1674.6304 | 1 | 1 | 0.53102 | 0.62196 | 1237.76 | 1677.374 | 2152.5527 | 1319.606 | 1759.22 | 2234.3987 | 2040 | Reference | 999 | Prevailing local wages, Drive time, Local code requirements, Access, Presence/condition/type of existing insulation, Existing construction and materials, Moisture issues present, Adequacy of existing ventilation, Presence of hazardous materials, Extent of preparation | 3 | 36 | 0.4695 | 2023 | Assumes for the reference case that raw material prices will increase over the coming decades. Assumed for the advanced case that energy dependency will move away from oil and gas causing a higher supply of raw materials used to make insulation which will lower the material costs. Typical costs assume a wall area of 900 sq ft as an example based on average sqft of a house to be 2,025, though wall areas and insulation amounts vary greatly by building.
37 | 2023 | Residential | Envelope | Crawlspace (Wall) | Rigid Foam (ISO) |  | Crawlspace (Wall) Rigid Foam (ISO) | 2023$/sqft | Crawlspace (Wall) |  | 0.033219 | 0.12577 | 0.17875 | R-value | ft2*degF*h/Btu | 2.7 | 6 | 31 | 31 | 0 | 0 | 0 | Square Feet | ft2 | 0 | 900 | 0 | 0 | 0.66326 | 0.60699 | 0.82858 | 900 | Square Feet | ft2 | 776.3219 | 1225.473 | 1710.9602 | 1 | 1 | 0.53102 | 0.62196 | 1254.2441 | 1703.3952 | 2188.8824 | 1336.0901 | 1785.2412 | 2270.7285 | 2045 | Reference | 999 | Prevailing local wages, Drive time, Local code requirements, Access, Presence/condition/type of existing insulation, Existing construction and materials, Moisture issues present, Adequacy of existing ventilation, Presence of hazardous materials, Extent of preparation | 3 | 36 | 0.4695 | 2023 | Assumes for the reference case that raw material prices will increase over the coming decades. Assumed for the advanced case that energy dependency will move away from oil and gas causing a higher supply of raw materials used to make insulation which will lower the material costs. Typical costs assume a wall area of 900 sq ft as an example based on average sqft of a house to be 2,025, though wall areas and insulation amounts vary greatly by building.
37 | 2023 | Residential | Envelope | Crawlspace (Wall) | Rigid Foam (ISO) |  | Crawlspace (Wall) Rigid Foam (ISO) | 2023$/sqft | Crawlspace (Wall) |  | 0.033925 | 0.12845 | 0.18254 | R-value | ft2*degF*h/Btu | 2.7 | 6 | 31 | 31 | 0 | 0 | 0 | Square Feet | ft2 | 0 | 900 | 0 | 0 | 0.67735 | 0.61988 | 0.84617 | 900 | Square Feet | ft2 | 792.8059 | 1251.4942 | 1747.29 | 1 | 1 | 0.53102 | 0.62196 | 1270.7281 | 1729.4164 | 2225.2122 | 1352.5742 | 1811.2624 | 2307.0582 | 2050 | Reference | 999 | Prevailing local wages, Drive time, Local code requirements, Access, Presence/condition/type of existing insulation, Existing construction and materials, Moisture issues present, Adequacy of existing ventilation, Presence of hazardous materials, Extent of preparation | 3 | 36 | 0.4695 | 2023 | Assumes for the reference case that raw material prices will increase over the coming decades. Assumed for the advanced case that energy dependency will move away from oil and gas causing a higher supply of raw materials used to make insulation which will lower the material costs. Typical costs assume a wall area of 900 sq ft as an example based on average sqft of a house to be 2,025, though wall areas and insulation amounts vary greatly by building.
37 | 2023 | Residential | Envelope | Crawlspace (Wall) | Rigid Foam (ISO) |  | Crawlspace (Wall) Rigid Foam (ISO) | 2023$/sqft | Crawlspace (Wall) |  | 0.026871 | 0.10174 | 0.14459 | R-value | ft2*degF*h/Btu | 2.7 | 6 | 31 | 31 | 0 | 0 | 0 | Square Feet | ft2 | 0 | 900 | 0 | 0 | 0.53651 | 0.49099 | 0.67024 | 900 | Square Feet | ft2 | 627.9651 | 991.2825 | 1383.9921 | 1 | 1 | 0.53102 | 0.62196 | 1105.8873 | 1469.2047 | 1861.9143 | 1187.7333 | 1551.0507 | 1943.7603 | 2023 | Intermediate | 999 | Prevailing local wages, Drive time, Local code requirements, Access, Presence/condition/type of existing insulation, Existing construction and materials, Moisture issues present, Adequacy of existing ventilation, Presence of hazardous materials, Extent of preparation | 3 | 36 | 0.4695 | 2023 | Assumes for the reference case that raw material prices will increase over the coming decades. Assumed for the advanced case that energy dependency will move away from oil and gas causing a higher supply of raw materials used to make insulation which will lower the material costs. Typical costs assume a wall area of 900 sq ft as an example based on average sqft of a house to be 2,025, though wall areas and insulation amounts vary greatly by building.
37 | 2023 | Residential | Envelope | Crawlspace (Wall) | Rigid Foam (ISO) |  | Crawlspace (Wall) Rigid Foam (ISO) | 2023$/sqft | Crawlspace (Wall) |  | 0.026871 | 0.10174 | 0.14459 | R-value | ft2*degF*h/Btu | 2.7 | 6 | 31 | 31 | 0 | 0 | 0 | Square Feet | ft2 | 0 | 900 | 0 | 0 | 0.53651 | 0.49099 | 0.67024 | 900 | Square Feet | ft2 | 627.9651 | 991.2825 | 1383.9921 | 1 | 1 | 0.53102 | 0.62196 | 1105.8873 | 1469.2047 | 1861.9143 | 1187.7333 | 1551.0507 | 1943.7603 | 2030 | Intermediate | 999 | Prevailing local wages, Drive time, Local code requirements, Access, Presence/condition/type of existing insulation, Existing construction and materials, Moisture issues present, Adequacy of existing ventilation, Presence of hazardous materials, Extent of preparation | 3 | 36 | 0.4695 | 2023 | Assumes for the reference case that raw material prices will increase over the coming decades. Assumed for the advanced case that energy dependency will move away from oil and gas causing a higher supply of raw materials used to make insulation which will lower the material costs. Typical costs assume a wall area of 900 sq ft as an example based on average sqft of a house to be 2,025, though wall areas and insulation amounts vary greatly by building.
37 | 2023 | Residential | Envelope | Crawlspace (Wall) | Rigid Foam (ISO) |  | Crawlspace (Wall) Rigid Foam (ISO) | 2023$/sqft | Crawlspace (Wall) |  | 0.027005 | 0.10225 | 0.14531 | R-value | ft2*degF*h/Btu | 2.7 | 6 | 31 | 31 | 0 | 0 | 0 | Square Feet | ft2 | 0 | 900 | 0 | 0 | 0.5392 | 0.49345 | 0.67359 | 900 | Square Feet | ft2 | 631.1049 | 996.2389 | 1390.9121 | 1 | 1 | 0.53102 | 0.62196 | 1109.0271 | 1474.1611 | 1868.8343 | 1190.8731 | 1556.0071 | 1950.6803 | 2035 | Intermediate | 999 | Prevailing local wages, Drive time, Local code requirements, Access, Presence/condition/type of existing insulation, Existing construction and materials, Moisture issues present, Adequacy of existing ventilation, Presence of hazardous materials, Extent of preparation | 3 | 36 | 0.4695 | 2023 | Assumes for the reference case that raw material prices will increase over the coming decades. Assumed for the advanced case that energy dependency will move away from oil and gas causing a higher supply of raw materials used to make insulation which will lower the material costs. Typical costs assume a wall area of 900 sq ft as an example based on average sqft of a house to be 2,025, though wall areas and insulation amounts vary greatly by building.
37 | 2023 | Residential | Envelope | Crawlspace (Wall) | Rigid Foam (ISO) |  | Crawlspace (Wall) Rigid Foam (ISO) | 2023$/sqft | Crawlspace (Wall) |  | 0.02714 | 0.10276 | 0.14603 | R-value | ft2*degF*h/Btu | 2.7 | 6 | 31 | 31 | 0 | 0 | 0 | Square Feet | ft2 | 0 | 900 | 0 | 0 | 0.54188 | 0.4959 | 0.67694 | 900 | Square Feet | ft2 | 634.2448 | 1001.1953 | 1397.832 | 1 | 1 | 0.53102 | 0.62196 | 1112.167 | 1479.1175 | 1875.7542 | 1194.013 | 1560.9635 | 1957.6002 | 2040 | Intermediate | 999 | Prevailing local wages, Drive time, Local code requirements, Access, Presence/condition/type of existing insulation, Existing construction and materials, Moisture issues present, Adequacy of existing ventilation, Presence of hazardous materials, Extent of preparation | 3 | 36 | 0.4695 | 2023 | Assumes for the reference case that raw material prices will increase over the coming decades. Assumed for the advanced case that energy dependency will move away from oil and gas causing a higher supply of raw materials used to make insulation which will lower the material costs. Typical costs assume a wall area of 900 sq ft as an example based on average sqft of a house to be 2,025, though wall areas and insulation amounts vary greatly by building.
37 | 2023 | Residential | Envelope | Crawlspace (Wall) | Rigid Foam (ISO) |  | Crawlspace (Wall) Rigid Foam (ISO) | 2023$/sqft | Crawlspace (Wall) |  | 0.026948 | 0.10203 | 0.145 | R-value | ft2*degF*h/Btu | 2.7 | 6 | 31 | 31 | 0 | 0 | 0 | Square Feet | ft2 | 0 | 900 | 0 | 0 | 0.53806 | 0.4924 | 0.67216 | 900 | Square Feet | ft2 | 629.7705 | 994.1324 | 1387.9711 | 1 | 1 | 0.53102 | 0.62196 | 1107.6927 | 1472.0546 | 1865.8933 | 1189.5387 | 1553.9007 | 1947.7393 | 2045 | Intermediate | 999 | Prevailing local wages, Drive time, Local code requirements, Access, Presence/condition/type of existing insulation, Existing construction and materials, Moisture issues present, Adequacy of existing ventilation, Presence of hazardous materials, Extent of preparation | 3 | 36 | 0.4695 | 2023 | Assumes for the reference case that raw material prices will increase over the coming decades. Assumed for the advanced case that energy dependency will move away from oil and gas causing a higher supply of raw materials used to make insulation which will lower the material costs. Typical costs assume a wall area of 900 sq ft as an example based on average sqft of a house to be 2,025, though wall areas and insulation amounts vary greatly by building.
37 | 2023 | Residential | Envelope | Crawlspace (Wall) | Rigid Foam (ISO) |  | Crawlspace (Wall) Rigid Foam (ISO) | 2023$/sqft | Crawlspace (Wall) |  | 0.026757 | 0.10131 | 0.14397 | R-value | ft2*degF*h/Btu | 2.7 | 6 | 31 | 31 | 0 | 0 | 0 | Square Feet | ft2 | 0 | 900 | 0 | 0 | 0.53423 | 0.4889 | 0.66739 | 900 | Square Feet | ft2 | 625.2962 | 987.0695 | 1378.1101 | 1 | 1 | 0.53102 | 0.62196 | 1103.2185 | 1464.9918 | 1856.0323 | 1185.0645 | 1546.8378 | 1937.8783 | 2050 | Intermediate | 999 | Prevailing local wages, Drive time, Local code requirements, Access, Presence/condition/type of existing insulation, Existing construction and materials, Moisture issues present, Adequacy of existing ventilation, Presence of hazardous materials, Extent of preparation | 3 | 36 | 0.4695 | 2023 | Assumes for the reference case that raw material prices will increase over the coming decades. Assumed for the advanced case that energy dependency will move away from oil and gas causing a higher supply of raw materials used to make insulation which will lower the material costs. Typical costs assume a wall area of 900 sq ft as an example based on average sqft of a house to be 2,025, though wall areas and insulation amounts vary greatly by building.
37 | 2023 | Residential | Envelope | Crawlspace (Wall) | Rigid Foam (ISO) |  | Crawlspace (Wall) Rigid Foam (ISO) | 2023$/sqft | Crawlspace (Wall) |  | 0.026871 | 0.10174 | 0.14459 | R-value | ft2*degF*h/Btu | 2.7 | 6 | 31 | 31 | 0 | 0 | 0 | Square Feet | ft2 | 0 | 900 | 0 | 0 | 0.53651 | 0.49099 | 0.67024 | 900 | Square Feet | ft2 | 627.9651 | 991.2825 | 1383.9921 | 1 | 1 | 0.53102 | 0.62196 | 1105.8873 | 1469.2047 | 1861.9143 | 1187.7333 | 1551.0507 | 1943.7603 | 2023 | Advanced | 999 | Prevailing local wages, Drive time, Local code requirements, Access, Presence/condition/type of existing insulation, Existing construction and materials, Moisture issues present, Adequacy of existing ventilation, Presence of hazardous materials, Extent of preparation | 3 | 36 | 0.4695 | 2023 | Assumes for the reference case that raw material prices will increase over the coming decades. Assumed for the advanced case that energy dependency will move away from oil and gas causing a higher supply of raw materials used to make insulation which will lower the material costs. Typical costs assume a wall area of 900 sq ft as an example based on average sqft of a house to be 2,025, though wall areas and insulation amounts vary greatly by building.
37 | 2023 | Residential | Envelope | Crawlspace (Wall) | Rigid Foam (ISO) |  | Crawlspace (Wall) Rigid Foam (ISO) | 2023$/sqft | Crawlspace (Wall) |  | 0.024184 | 0.091565 | 0.13013 | R-value | ft2*degF*h/Btu | 2.7 | 6 | 31 | 31 | 0 | 0 | 0 | Square Feet | ft2 | 0 | 900 | 0 | 0 | 0.48286 | 0.44189 | 0.60321 | 900 | Square Feet | ft2 | 565.1686 | 892.1542 | 1245.5929 | 1 | 1 | 0.53102 | 0.62196 | 1043.0908 | 1370.0765 | 1723.5151 | 1124.9368 | 1451.9225 | 1805.3611 | 2030 | Advanced | 999 | Prevailing local wages, Drive time, Local code requirements, Access, Presence/condition/type of existing insulation, Existing construction and materials, Moisture issues present, Adequacy of existing ventilation, Presence of hazardous materials, Extent of preparation | 3 | 36 | 0.4695 | 2023 | Assumes for the reference case that raw material prices will increase over the coming decades. Assumed for the advanced case that energy dependency will move away from oil and gas causing a higher supply of raw materials used to make insulation which will lower the material costs. Typical costs assume a wall area of 900 sq ft as an example based on average sqft of a house to be 2,025, though wall areas and insulation amounts vary greatly by building.
37 | 2023 | Residential | Envelope | Crawlspace (Wall) | Rigid Foam (ISO) |  | Crawlspace (Wall) Rigid Foam (ISO) | 2023$/sqft | Crawlspace (Wall) |  | 0.022975 | 0.086987 | 0.12362 | R-value | ft2*degF*h/Btu | 2.7 | 6 | 31 | 31 | 0 | 0 | 0 | Square Feet | ft2 | 0 | 900 | 0 | 0 | 0.45872 | 0.4198 | 0.57305 | 900 | Square Feet | ft2 | 536.9102 | 847.5465 | 1183.3132 | 1 | 1 | 0.53102 | 0.62196 | 1014.8324 | 1325.4687 | 1661.2355 | 1096.6784 | 1407.3148 | 1743.0815 | 2035 | Advanced | 999 | Prevailing local wages, Drive time, Local code requirements, Access, Presence/condition/type of existing insulation, Existing construction and materials, Moisture issues present, Adequacy of existing ventilation, Presence of hazardous materials, Extent of preparation | 3 | 36 | 0.4695 | 2023 | Assumes for the reference case that raw material prices will increase over the coming decades. Assumed for the advanced case that energy dependency will move away from oil and gas causing a higher supply of raw materials used to make insulation which will lower the material costs. Typical costs assume a wall area of 900 sq ft as an example based on average sqft of a house to be 2,025, though wall areas and insulation amounts vary greatly by building.
37 | 2023 | Residential | Envelope | Crawlspace (Wall) | Rigid Foam (ISO) |  | Crawlspace (Wall) Rigid Foam (ISO) | 2023$/sqft | Crawlspace (Wall) |  | 0.021766 | 0.082409 | 0.11712 | R-value | ft2*degF*h/Btu | 2.7 | 6 | 31 | 31 | 0 | 0 | 0 | Square Feet | ft2 | 0 | 900 | 0 | 0 | 0.43458 | 0.3977 | 0.54289 | 900 | Square Feet | ft2 | 508.6517 | 802.9388 | 1121.0336 | 1 | 1 | 0.53102 | 0.62196 | 986.5739 | 1280.861 | 1598.9558 | 1068.4199 | 1362.707 | 1680.8018 | 2040 | Advanced | 999 | Prevailing local wages, Drive time, Local code requirements, Access, Presence/condition/type of existing insulation, Existing construction and materials, Moisture issues present, Adequacy of existing ventilation, Presence of hazardous materials, Extent of preparation | 3 | 36 | 0.4695 | 2023 | Assumes for the reference case that raw material prices will increase over the coming decades. Assumed for the advanced case that energy dependency will move away from oil and gas causing a higher supply of raw materials used to make insulation which will lower the material costs. Typical costs assume a wall area of 900 sq ft as an example based on average sqft of a house to be 2,025, though wall areas and insulation amounts vary greatly by building.
37 | 2023 | Residential | Envelope | Crawlspace (Wall) | Rigid Foam (ISO) |  | Crawlspace (Wall) Rigid Foam (ISO) | 2023$/sqft | Crawlspace (Wall) |  | 0.020677 | 0.078288 | 0.11126 | R-value | ft2*degF*h/Btu | 2.7 | 6 | 31 | 31 | 0 | 0 | 0 | Square Feet | ft2 | 0 | 900 | 0 | 0 | 0.41285 | 0.37782 | 0.51575 | 900 | Square Feet | ft2 | 483.2191 | 762.7919 | 1064.9819 | 1 | 1 | 0.53102 | 0.62196 | 961.1414 | 1240.7141 | 1542.9041 | 1042.9874 | 1322.5601 | 1624.7501 | 2045 | Advanced | 999 | Prevailing local wages, Drive time, Local code requirements, Access, Presence/condition/type of existing insulation, Existing construction and materials, Moisture issues present, Adequacy of existing ventilation, Presence of hazardous materials, Extent of preparation | 3 | 36 | 0.4695 | 2023 | Assumes for the reference case that raw material prices will increase over the coming decades. Assumed for the advanced case that energy dependency will move away from oil and gas causing a higher supply of raw materials used to make insulation which will lower the material costs. Typical costs assume a wall area of 900 sq ft as an example based on average sqft of a house to be 2,025, though wall areas and insulation amounts vary greatly by building.
37 | 2023 | Residential | Envelope | Crawlspace (Wall) | Rigid Foam (ISO) |  | Crawlspace (Wall) Rigid Foam (ISO) | 2023$/sqft | Crawlspace (Wall) |  | 0.019589 | 0.074168 | 0.10541 | R-value | ft2*degF*h/Btu | 2.7 | 6 | 31 | 31 | 0 | 0 | 0 | Square Feet | ft2 | 0 | 900 | 0 | 0 | 0.39112 | 0.35793 | 0.4886 | 900 | Square Feet | ft2 | 457.7866 | 722.6449 | 1008.9302 | 1 | 1 | 0.53102 | 0.62196 | 935.7088 | 1200.5672 | 1486.8525 | 1017.5548 | 1282.4132 | 1568.6985 | 2050 | Advanced | 999 | Prevailing local wages, Drive time, Local code requirements, Access, Presence/condition/type of existing insulation, Existing construction and materials, Moisture issues present, Adequacy of existing ventilation, Presence of hazardous materials, Extent of preparation | 3 | 36 | 0.4695 | 2023 | Assumes for the reference case that raw material prices will increase over the coming decades. Assumed for the advanced case that energy dependency will move away from oil and gas causing a higher supply of raw materials used to make insulation which will lower the material costs. Typical costs assume a wall area of 900 sq ft as an example based on average sqft of a house to be 2,025, though wall areas and insulation amounts vary greatly by building.
38 | 2023 | Residential | Envelope | Crawlspace (Wall) | Rigid Foam (XPS) |  | Crawlspace (Wall) Rigid Foam (XPS) | 2023$/sqft | Crawlspace (Wall) |  | 0.12372 | 0.1755 | 0.2285 | R-value | ft2*degF*h/Btu | 1 | 6 | 20 | 20 | 0 | 0 | 0 | Square Feet | ft2 | 0 | 900 | 0 | 0 | 0.065725 | 0.10125 | 2.7075 | 900 | Square Feet | ft2 | 727.2243 | 1038.8268 | 3670.65 | 1 | 1 | 0.59111 | 0.68205 | 1259.2233 | 1570.8258 | 4202.649 | 1341.0693 | 1652.6718 | 4284.495 | 2023 | Reference | 999 | Prevailing local wages, Drive time, Local code requirements, Access, Presence/condition/type of existing insulation, Existing construction and materials, Moisture issues present, Adequacy of existing ventilation, Presence of hazardous materials, Extent of preparation | 3 | 75 | 0.2668 | 2023 | Assumes for the reference case that raw material prices will increase over the coming decades. Assumed for the advanced case that energy dependency will move away from oil and gas causing a higher supply of raw materials used to make insulation which will lower the material costs. Typical costs assume a wall area of 900 sq ft as an example based on average sqft of a house to be 2,025, though wall areas and insulation amounts vary greatly by building.
38 | 2023 | Residential | Envelope | Crawlspace (Wall) | Rigid Foam (XPS) |  | Crawlspace (Wall) Rigid Foam (XPS) | 2023$/sqft | Crawlspace (Wall) |  | 0.13609 | 0.19305 | 0.25135 | R-value | ft2*degF*h/Btu | 1 | 6 | 20 | 20 | 0 | 0 | 0 | Square Feet | ft2 | 0 | 900 | 0 | 0 | 0.072298 | 0.11138 | 2.9783 | 900 | Square Feet | ft2 | 799.9467 | 1142.7095 | 4037.715 | 1 | 1 | 0.59111 | 0.68205 | 1331.9458 | 1674.7085 | 4569.714 | 1413.7918 | 1756.5545 | 4651.56 | 2030 | Reference | 999 | Prevailing local wages, Drive time, Local code requirements, Access, Presence/condition/type of existing insulation, Existing construction and materials, Moisture issues present, Adequacy of existing ventilation, Presence of hazardous materials, Extent of preparation | 3 | 75 | 0.2668 | 2023 | Assumes for the reference case that raw material prices will increase over the coming decades. Assumed for the advanced case that energy dependency will move away from oil and gas causing a higher supply of raw materials used to make insulation which will lower the material costs. Typical costs assume a wall area of 900 sq ft as an example based on average sqft of a house to be 2,025, though wall areas and insulation amounts vary greatly by building.
38 | 2023 | Residential | Envelope | Crawlspace (Wall) | Rigid Foam (XPS) |  | Crawlspace (Wall) Rigid Foam (XPS) | 2023$/sqft | Crawlspace (Wall) |  | 0.14289 | 0.2027 | 0.26392 | R-value | ft2*degF*h/Btu | 1 | 6 | 20 | 20 | 0 | 0 | 0 | Square Feet | ft2 | 0 | 900 | 0 | 0 | 0.075912 | 0.11695 | 3.1272 | 900 | Square Feet | ft2 | 839.9441 | 1199.845 | 4239.6008 | 1 | 1 | 0.59111 | 0.68205 | 1371.9431 | 1731.844 | 4771.5998 | 1453.7891 | 1813.69 | 4853.4458 | 2035 | Reference | 999 | Prevailing local wages, Drive time, Local code requirements, Access, Presence/condition/type of existing insulation, Existing construction and materials, Moisture issues present, Adequacy of existing ventilation, Presence of hazardous materials, Extent of preparation | 3 | 75 | 0.2668 | 2023 | Assumes for the reference case that raw material prices will increase over the coming decades. Assumed for the advanced case that energy dependency will move away from oil and gas causing a higher supply of raw materials used to make insulation which will lower the material costs. Typical costs assume a wall area of 900 sq ft as an example based on average sqft of a house to be 2,025, though wall areas and insulation amounts vary greatly by building.
38 | 2023 | Residential | Envelope | Crawlspace (Wall) | Rigid Foam (XPS) |  | Crawlspace (Wall) Rigid Foam (XPS) | 2023$/sqft | Crawlspace (Wall) |  | 0.1497 | 0.21236 | 0.27649 | R-value | ft2*degF*h/Btu | 1 | 6 | 20 | 20 | 0 | 0 | 0 | Square Feet | ft2 | 0 | 900 | 0 | 0 | 0.079527 | 0.12251 | 3.2761 | 900 | Square Feet | ft2 | 879.9414 | 1256.9804 | 4441.4865 | 1 | 1 | 0.59111 | 0.68205 | 1411.9404 | 1788.9795 | 4973.4855 | 1493.7864 | 1870.8255 | 5055.3315 | 2040 | Reference | 999 | Prevailing local wages, Drive time, Local code requirements, Access, Presence/condition/type of existing insulation, Existing construction and materials, Moisture issues present, Adequacy of existing ventilation, Presence of hazardous materials, Extent of preparation | 3 | 75 | 0.2668 | 2023 | Assumes for the reference case that raw material prices will increase over the coming decades. Assumed for the advanced case that energy dependency will move away from oil and gas causing a higher supply of raw materials used to make insulation which will lower the material costs. Typical costs assume a wall area of 900 sq ft as an example based on average sqft of a house to be 2,025, though wall areas and insulation amounts vary greatly by building.
38 | 2023 | Residential | Envelope | Crawlspace (Wall) | Rigid Foam (XPS) |  | Crawlspace (Wall) Rigid Foam (XPS) | 2023$/sqft | Crawlspace (Wall) |  | 0.15295 | 0.21696 | 0.28248 | R-value | ft2*degF*h/Btu | 1 | 6 | 20 | 20 | 0 | 0 | 0 | Square Feet | ft2 | 0 | 900 | 0 | 0 | 0.081253 | 0.12517 | 3.3471 | 900 | Square Feet | ft2 | 899.031 | 1284.2496 | 4537.8411 | 1 | 1 | 0.59111 | 0.68205 | 1431.0301 | 1816.2487 | 5069.8401 | 1512.8761 | 1898.0947 | 5151.6861 | 2045 | Reference | 999 | Prevailing local wages, Drive time, Local code requirements, Access, Presence/condition/type of existing insulation, Existing construction and materials, Moisture issues present, Adequacy of existing ventilation, Presence of hazardous materials, Extent of preparation | 3 | 75 | 0.2668 | 2023 | Assumes for the reference case that raw material prices will increase over the coming decades. Assumed for the advanced case that energy dependency will move away from oil and gas causing a higher supply of raw materials used to make insulation which will lower the material costs. Typical costs assume a wall area of 900 sq ft as an example based on average sqft of a house to be 2,025, though wall areas and insulation amounts vary greatly by building.
38 | 2023 | Residential | Envelope | Crawlspace (Wall) | Rigid Foam (XPS) |  | Crawlspace (Wall) Rigid Foam (XPS) | 2023$/sqft | Crawlspace (Wall) |  | 0.15619 | 0.22157 | 0.28848 | R-value | ft2*degF*h/Btu | 1 | 6 | 20 | 20 | 0 | 0 | 0 | Square Feet | ft2 | 0 | 900 | 0 | 0 | 0.082978 | 0.12783 | 3.4182 | 900 | Square Feet | ft2 | 918.1207 | 1311.5188 | 4634.1956 | 1 | 1 | 0.59111 | 0.68205 | 1450.1197 | 1843.5179 | 5166.1947 | 1531.9657 | 1925.3639 | 5248.0407 | 2050 | Reference | 999 | Prevailing local wages, Drive time, Local code requirements, Access, Presence/condition/type of existing insulation, Existing construction and materials, Moisture issues present, Adequacy of existing ventilation, Presence of hazardous materials, Extent of preparation | 3 | 75 | 0.2668 | 2023 | Assumes for the reference case that raw material prices will increase over the coming decades. Assumed for the advanced case that energy dependency will move away from oil and gas causing a higher supply of raw materials used to make insulation which will lower the material costs. Typical costs assume a wall area of 900 sq ft as an example based on average sqft of a house to be 2,025, though wall areas and insulation amounts vary greatly by building.
38 | 2023 | Residential | Envelope | Crawlspace (Wall) | Rigid Foam (XPS) |  | Crawlspace (Wall) Rigid Foam (XPS) | 2023$/sqft | Crawlspace (Wall) |  | 0.12372 | 0.1755 | 0.2285 | R-value | ft2*degF*h/Btu | 1 | 6 | 20 | 20 | 0 | 0 | 0 | Square Feet | ft2 | 0 | 900 | 0 | 0 | 0.065725 | 0.10125 | 2.7075 | 900 | Square Feet | ft2 | 727.2243 | 1038.8268 | 3670.65 | 1 | 1 | 0.59111 | 0.68205 | 1259.2233 | 1570.8258 | 4202.649 | 1341.0693 | 1652.6718 | 4284.495 | 2023 | Intermediate | 999 | Prevailing local wages, Drive time, Local code requirements, Access, Presence/condition/type of existing insulation, Existing construction and materials, Moisture issues present, Adequacy of existing ventilation, Presence of hazardous materials, Extent of preparation | 3 | 75 | 0.2668 | 2023 | Assumes for the reference case that raw material prices will increase over the coming decades. Assumed for the advanced case that energy dependency will move away from oil and gas causing a higher supply of raw materials used to make insulation which will lower the material costs. Typical costs assume a wall area of 900 sq ft as an example based on average sqft of a house to be 2,025, though wall areas and insulation amounts vary greatly by building.
38 | 2023 | Residential | Envelope | Crawlspace (Wall) | Rigid Foam (XPS) |  | Crawlspace (Wall) Rigid Foam (XPS) | 2023$/sqft | Crawlspace (Wall) |  | 0.12372 | 0.1755 | 0.2285 | R-value | ft2*degF*h/Btu | 1 | 6 | 20 | 20 | 0 | 0 | 0 | Square Feet | ft2 | 0 | 900 | 0 | 0 | 0.065725 | 0.10125 | 2.7075 | 900 | Square Feet | ft2 | 727.2243 | 1038.8268 | 3670.65 | 1 | 1 | 0.59111 | 0.68205 | 1259.2233 | 1570.8258 | 4202.649 | 1341.0693 | 1652.6718 | 4284.495 | 2030 | Intermediate | 999 | Prevailing local wages, Drive time, Local code requirements, Access, Presence/condition/type of existing insulation, Existing construction and materials, Moisture issues present, Adequacy of existing ventilation, Presence of hazardous materials, Extent of preparation | 3 | 75 | 0.2668 | 2023 | Assumes for the reference case that raw material prices will increase over the coming decades. Assumed for the advanced case that energy dependency will move away from oil and gas causing a higher supply of raw materials used to make insulation which will lower the material costs. Typical costs assume a wall area of 900 sq ft as an example based on average sqft of a house to be 2,025, though wall areas and insulation amounts vary greatly by building.
38 | 2023 | Residential | Envelope | Crawlspace (Wall) | Rigid Foam (XPS) |  | Crawlspace (Wall) Rigid Foam (XPS) | 2023$/sqft | Crawlspace (Wall) |  | 0.12434 | 0.17638 | 0.22964 | R-value | ft2*degF*h/Btu | 1 | 6 | 20 | 20 | 0 | 0 | 0 | Square Feet | ft2 | 0 | 900 | 0 | 0 | 0.066054 | 0.10176 | 2.721 | 900 | Square Feet | ft2 | 730.8604 | 1044.0209 | 3689.0033 | 1 | 1 | 0.59111 | 0.68205 | 1262.8595 | 1576.02 | 4221.0023 | 1344.7055 | 1657.866 | 4302.8483 | 2035 | Intermediate | 999 | Prevailing local wages, Drive time, Local code requirements, Access, Presence/condition/type of existing insulation, Existing construction and materials, Moisture issues present, Adequacy of existing ventilation, Presence of hazardous materials, Extent of preparation | 3 | 75 | 0.2668 | 2023 | Assumes for the reference case that raw material prices will increase over the coming decades. Assumed for the advanced case that energy dependency will move away from oil and gas causing a higher supply of raw materials used to make insulation which will lower the material costs. Typical costs assume a wall area of 900 sq ft as an example based on average sqft of a house to be 2,025, though wall areas and insulation amounts vary greatly by building.
38 | 2023 | Residential | Envelope | Crawlspace (Wall) | Rigid Foam (XPS) |  | Crawlspace (Wall) Rigid Foam (XPS) | 2023$/sqft | Crawlspace (Wall) |  | 0.12495 | 0.17725 | 0.23079 | R-value | ft2*degF*h/Btu | 1 | 6 | 20 | 20 | 0 | 0 | 0 | Square Feet | ft2 | 0 | 900 | 0 | 0 | 0.066382 | 0.10226 | 2.7346 | 900 | Square Feet | ft2 | 734.4965 | 1049.2151 | 3707.3565 | 1 | 1 | 0.59111 | 0.68205 | 1266.4956 | 1581.2141 | 4239.3555 | 1348.3416 | 1663.0601 | 4321.2015 | 2040 | Intermediate | 999 | Prevailing local wages, Drive time, Local code requirements, Access, Presence/condition/type of existing insulation, Existing construction and materials, Moisture issues present, Adequacy of existing ventilation, Presence of hazardous materials, Extent of preparation | 3 | 75 | 0.2668 | 2023 | Assumes for the reference case that raw material prices will increase over the coming decades. Assumed for the advanced case that energy dependency will move away from oil and gas causing a higher supply of raw materials used to make insulation which will lower the material costs. Typical costs assume a wall area of 900 sq ft as an example based on average sqft of a house to be 2,025, though wall areas and insulation amounts vary greatly by building.
38 | 2023 | Residential | Envelope | Crawlspace (Wall) | Rigid Foam (XPS) |  | Crawlspace (Wall) Rigid Foam (XPS) | 2023$/sqft | Crawlspace (Wall) |  | 0.12407 | 0.176 | 0.22916 | R-value | ft2*degF*h/Btu | 1 | 6 | 20 | 20 | 0 | 0 | 0 | Square Feet | ft2 | 0 | 900 | 0 | 0 | 0.065914 | 0.10154 | 2.7153 | 900 | Square Feet | ft2 | 729.3151 | 1041.8134 | 3681.2031 | 1 | 1 | 0.59111 | 0.68205 | 1261.3141 | 1573.8125 | 4213.2022 | 1343.1601 | 1655.6585 | 4295.0482 | 2045 | Intermediate | 999 | Prevailing local wages, Drive time, Local code requirements, Access, Presence/condition/type of existing insulation, Existing construction and materials, Moisture issues present, Adequacy of existing ventilation, Presence of hazardous materials, Extent of preparation | 3 | 75 | 0.2668 | 2023 | Assumes for the reference case that raw material prices will increase over the coming decades. Assumed for the advanced case that energy dependency will move away from oil and gas causing a higher supply of raw materials used to make insulation which will lower the material costs. Typical costs assume a wall area of 900 sq ft as an example based on average sqft of a house to be 2,025, though wall areas and insulation amounts vary greatly by building.
38 | 2023 | Residential | Envelope | Crawlspace (Wall) | Rigid Foam (XPS) |  | Crawlspace (Wall) Rigid Foam (XPS) | 2023$/sqft | Crawlspace (Wall) |  | 0.12319 | 0.17475 | 0.22753 | R-value | ft2*degF*h/Btu | 1 | 6 | 20 | 20 | 0 | 0 | 0 | Square Feet | ft2 | 0 | 900 | 0 | 0 | 0.065446 | 0.10082 | 2.696 | 900 | Square Feet | ft2 | 724.1336 | 1034.4118 | 3655.0497 | 1 | 1 | 0.59111 | 0.68205 | 1256.1326 | 1566.4108 | 4187.0488 | 1337.9786 | 1648.2568 | 4268.8948 | 2050 | Intermediate | 999 | Prevailing local wages, Drive time, Local code requirements, Access, Presence/condition/type of existing insulation, Existing construction and materials, Moisture issues present, Adequacy of existing ventilation, Presence of hazardous materials, Extent of preparation | 3 | 75 | 0.2668 | 2023 | Assumes for the reference case that raw material prices will increase over the coming decades. Assumed for the advanced case that energy dependency will move away from oil and gas causing a higher supply of raw materials used to make insulation which will lower the material costs. Typical costs assume a wall area of 900 sq ft as an example based on average sqft of a house to be 2,025, though wall areas and insulation amounts vary greatly by building.
38 | 2023 | Residential | Envelope | Crawlspace (Wall) | Rigid Foam (XPS) |  | Crawlspace (Wall) Rigid Foam (XPS) | 2023$/sqft | Crawlspace (Wall) |  | 0.12372 | 0.1755 | 0.2285 | R-value | ft2*degF*h/Btu | 1 | 6 | 20 | 20 | 0 | 0 | 0 | Square Feet | ft2 | 0 | 900 | 0 | 0 | 0.065725 | 0.10125 | 2.7075 | 900 | Square Feet | ft2 | 727.2243 | 1038.8268 | 3670.65 | 1 | 1 | 0.59111 | 0.68205 | 1259.2233 | 1570.8258 | 4202.649 | 1341.0693 | 1652.6718 | 4284.495 | 2023 | Advanced | 999 | Prevailing local wages, Drive time, Local code requirements, Access, Presence/condition/type of existing insulation, Existing construction and materials, Moisture issues present, Adequacy of existing ventilation, Presence of hazardous materials, Extent of preparation | 3 | 75 | 0.2668 | 2023 | Assumes for the reference case that raw material prices will increase over the coming decades. Assumed for the advanced case that energy dependency will move away from oil and gas causing a higher supply of raw materials used to make insulation which will lower the material costs. Typical costs assume a wall area of 900 sq ft as an example based on average sqft of a house to be 2,025, though wall areas and insulation amounts vary greatly by building.
38 | 2023 | Residential | Envelope | Crawlspace (Wall) | Rigid Foam (XPS) |  | Crawlspace (Wall) Rigid Foam (XPS) | 2023$/sqft | Crawlspace (Wall) |  | 0.11135 | 0.15795 | 0.20565 | R-value | ft2*degF*h/Btu | 1 | 6 | 20 | 20 | 0 | 0 | 0 | Square Feet | ft2 | 0 | 900 | 0 | 0 | 0.059153 | 0.091127 | 2.4367 | 900 | Square Feet | ft2 | 654.5019 | 934.9441 | 3303.585 | 1 | 1 | 0.59111 | 0.68205 | 1186.5009 | 1466.9432 | 3835.584 | 1268.3469 | 1548.7892 | 3917.43 | 2030 | Advanced | 999 | Prevailing local wages, Drive time, Local code requirements, Access, Presence/condition/type of existing insulation, Existing construction and materials, Moisture issues present, Adequacy of existing ventilation, Presence of hazardous materials, Extent of preparation | 3 | 75 | 0.2668 | 2023 | Assumes for the reference case that raw material prices will increase over the coming decades. Assumed for the advanced case that energy dependency will move away from oil and gas causing a higher supply of raw materials used to make insulation which will lower the material costs. Typical costs assume a wall area of 900 sq ft as an example based on average sqft of a house to be 2,025, though wall areas and insulation amounts vary greatly by building.
38 | 2023 | Residential | Envelope | Crawlspace (Wall) | Rigid Foam (XPS) |  | Crawlspace (Wall) Rigid Foam (XPS) | 2023$/sqft | Crawlspace (Wall) |  | 0.10578 | 0.15005 | 0.19537 | R-value | ft2*degF*h/Btu | 1 | 6 | 20 | 20 | 0 | 0 | 0 | Square Feet | ft2 | 0 | 900 | 0 | 0 | 0.056195 | 0.08657 | 2.3149 | 900 | Square Feet | ft2 | 621.7768 | 888.1969 | 3138.4057 | 1 | 1 | 0.59111 | 0.68205 | 1153.7758 | 1420.1959 | 3670.4048 | 1235.6218 | 1502.042 | 3752.2508 | 2035 | Advanced | 999 | Prevailing local wages, Drive time, Local code requirements, Access, Presence/condition/type of existing insulation, Existing construction and materials, Moisture issues present, Adequacy of existing ventilation, Presence of hazardous materials, Extent of preparation | 3 | 75 | 0.2668 | 2023 | Assumes for the reference case that raw material prices will increase over the coming decades. Assumed for the advanced case that energy dependency will move away from oil and gas causing a higher supply of raw materials used to make insulation which will lower the material costs. Typical costs assume a wall area of 900 sq ft as an example based on average sqft of a house to be 2,025, though wall areas and insulation amounts vary greatly by building.
38 | 2023 | Residential | Envelope | Crawlspace (Wall) | Rigid Foam (XPS) |  | Crawlspace (Wall) Rigid Foam (XPS) | 2023$/sqft | Crawlspace (Wall) |  | 0.10021 | 0.14215 | 0.18508 | R-value | ft2*degF*h/Btu | 1 | 6 | 20 | 20 | 0 | 0 | 0 | Square Feet | ft2 | 0 | 900 | 0 | 0 | 0.053237 | 0.082014 | 2.1931 | 900 | Square Feet | ft2 | 589.0517 | 841.4497 | 2973.2265 | 1 | 1 | 0.59111 | 0.68205 | 1121.0507 | 1373.4487 | 3505.2255 | 1202.8967 | 1455.2947 | 3587.0715 | 2040 | Advanced | 999 | Prevailing local wages, Drive time, Local code requirements, Access, Presence/condition/type of existing insulation, Existing construction and materials, Moisture issues present, Adequacy of existing ventilation, Presence of hazardous materials, Extent of preparation | 3 | 75 | 0.2668 | 2023 | Assumes for the reference case that raw material prices will increase over the coming decades. Assumed for the advanced case that energy dependency will move away from oil and gas causing a higher supply of raw materials used to make insulation which will lower the material costs. Typical costs assume a wall area of 900 sq ft as an example based on average sqft of a house to be 2,025, though wall areas and insulation amounts vary greatly by building.
38 | 2023 | Residential | Envelope | Crawlspace (Wall) | Rigid Foam (XPS) |  | Crawlspace (Wall) Rigid Foam (XPS) | 2023$/sqft | Crawlspace (Wall) |  | 0.0952 | 0.13505 | 0.17583 | R-value | ft2*degF*h/Btu | 1 | 6 | 20 | 20 | 0 | 0 | 0 | Square Feet | ft2 | 0 | 900 | 0 | 0 | 0.050575 | 0.077913 | 2.0834 | 900 | Square Feet | ft2 | 559.5991 | 799.3772 | 2824.5652 | 1 | 1 | 0.59111 | 0.68205 | 1091.5981 | 1331.3763 | 3356.5642 | 1173.4441 | 1413.2223 | 3438.4102 | 2045 | Advanced | 999 | Prevailing local wages, Drive time, Local code requirements, Access, Presence/condition/type of existing insulation, Existing construction and materials, Moisture issues present, Adequacy of existing ventilation, Presence of hazardous materials, Extent of preparation | 3 | 75 | 0.2668 | 2023 | Assumes for the reference case that raw material prices will increase over the coming decades. Assumed for the advanced case that energy dependency will move away from oil and gas causing a higher supply of raw materials used to make insulation which will lower the material costs. Typical costs assume a wall area of 900 sq ft as an example based on average sqft of a house to be 2,025, though wall areas and insulation amounts vary greatly by building.
38 | 2023 | Residential | Envelope | Crawlspace (Wall) | Rigid Foam (XPS) |  | Crawlspace (Wall) Rigid Foam (XPS) | 2023$/sqft | Crawlspace (Wall) |  | 0.09019 | 0.12794 | 0.16658 | R-value | ft2*degF*h/Btu | 1 | 6 | 20 | 20 | 0 | 0 | 0 | Square Feet | ft2 | 0 | 900 | 0 | 0 | 0.047914 | 0.073813 | 1.9738 | 900 | Square Feet | ft2 | 530.1465 | 757.3047 | 2675.9039 | 1 | 1 | 0.59111 | 0.68205 | 1062.1456 | 1289.3038 | 3207.9029 | 1143.9916 | 1371.1498 | 3289.7489 | 2050 | Advanced | 999 | Prevailing local wages, Drive time, Local code requirements, Access, Presence/condition/type of existing insulation, Existing construction and materials, Moisture issues present, Adequacy of existing ventilation, Presence of hazardous materials, Extent of preparation | 3 | 75 | 0.2668 | 2023 | Assumes for the reference case that raw material prices will increase over the coming decades. Assumed for the advanced case that energy dependency will move away from oil and gas causing a higher supply of raw materials used to make insulation which will lower the material costs. Typical costs assume a wall area of 900 sq ft as an example based on average sqft of a house to be 2,025, though wall areas and insulation amounts vary greatly by building.
39 | 2023 | Residential | Envelope | Crawlspace (Wall) | Spray Foam (Closed Cell) |  | Crawlspace (Wall) Spray Foam (Closed Cell) | 2023$/sqft | Crawlspace (Wall) |  | 0.20929 | 0.30106 | 0.61853 | R-value | ft2*degF*h/Btu | 5.5 | 6 | 42 | 42 | 0 | 0 | 0 | Square Feet | ft2 | 0 | 900 | 0 | 0 | 4e-06 | 0.031017 | -0.003062 | 900 | Square Feet | ft2 | 1130.148 | 1653.6123 | 3337.3332 | 1.1367 | 1.2849 | 0 | 0 | 1284.6161 | 1879.6273 | 3793.4784 | 1452.1747 | 2124.796 | 4288.2799 | 2023 | Reference | 999 | Prevailing local wages, Drive time, Local code requirements, Access, Presence/condition/type of existing insulation, Existing construction and materials, Moisture issues present, Adequacy of existing ventilation, Adequacy of existing ventilation, Presence of hazardous materials, Extent of preparation, Accommodation for termite inspections, Crawlspace height | 3 | 274 | 0.3875 | 2023 | Assumes for the reference case that raw material prices will increase over the coming decades. Assumed for the advanced case that energy dependency will move away from oil and gas causing a higher supply of raw materials used to make insulation which will lower the material costs. Typical costs assume a wall area of 900 sq ft as an example based on average sqft of a house to be 2,025, though wall areas and insulation amounts vary greatly by building.
39 | 2023 | Residential | Envelope | Crawlspace (Wall) | Spray Foam (Closed Cell) |  | Crawlspace (Wall) Spray Foam (Closed Cell) | 2023$/sqft | Crawlspace (Wall) |  | 0.23021 | 0.33116 | 0.68039 | R-value | ft2*degF*h/Btu | 5.5 | 6 | 42 | 42 | 0 | 0 | 0 | Square Feet | ft2 | 0 | 900 | 0 | 0 | 4.4e-06 | 0.034119 | -0.0033682 | 900 | Square Feet | ft2 | 1243.1628 | 1818.9735 | 3671.0665 | 1.1367 | 1.2849 | 0 | 0 | 1413.0777 | 2067.59 | 4172.8262 | 1597.3922 | 2337.2756 | 4717.1079 | 2030 | Reference | 999 | Prevailing local wages, Drive time, Local code requirements, Access, Presence/condition/type of existing insulation, Existing construction and materials, Moisture issues present, Adequacy of existing ventilation, Adequacy of existing ventilation, Presence of hazardous materials, Extent of preparation, Accommodation for termite inspections, Crawlspace height | 3 | 274 | 0.3875 | 2023 | Assumes for the reference case that raw material prices will increase over the coming decades. Assumed for the advanced case that energy dependency will move away from oil and gas causing a higher supply of raw materials used to make insulation which will lower the material costs. Typical costs assume a wall area of 900 sq ft as an example based on average sqft of a house to be 2,025, though wall areas and insulation amounts vary greatly by building.
39 | 2023 | Residential | Envelope | Crawlspace (Wall) | Spray Foam (Closed Cell) |  | Crawlspace (Wall) Spray Foam (Closed Cell) | 2023$/sqft | Crawlspace (Wall) |  | 0.24173 | 0.34772 | 0.71441 | R-value | ft2*degF*h/Btu | 5.5 | 6 | 42 | 42 | 0 | 0 | 0 | Square Feet | ft2 | 0 | 900 | 0 | 0 | 4.62e-06 | 0.035825 | -0.0035366 | 900 | Square Feet | ft2 | 1305.3209 | 1909.9222 | 3854.6198 | 1.1367 | 1.2849 | 0 | 0 | 1483.7316 | 2170.9695 | 4381.4675 | 1677.2618 | 2454.1394 | 4952.9633 | 2035 | Reference | 999 | Prevailing local wages, Drive time, Local code requirements, Access, Presence/condition/type of existing insulation, Existing construction and materials, Moisture issues present, Adequacy of existing ventilation, Adequacy of existing ventilation, Presence of hazardous materials, Extent of preparation, Accommodation for termite inspections, Crawlspace height | 3 | 274 | 0.3875 | 2023 | Assumes for the reference case that raw material prices will increase over the coming decades. Assumed for the advanced case that energy dependency will move away from oil and gas causing a higher supply of raw materials used to make insulation which will lower the material costs. Typical costs assume a wall area of 900 sq ft as an example based on average sqft of a house to be 2,025, though wall areas and insulation amounts vary greatly by building.
39 | 2023 | Residential | Envelope | Crawlspace (Wall) | Spray Foam (Closed Cell) |  | Crawlspace (Wall) Spray Foam (Closed Cell) | 2023$/sqft | Crawlspace (Wall) |  | 0.25324 | 0.36428 | 0.74843 | R-value | ft2*degF*h/Btu | 5.5 | 6 | 42 | 42 | 0 | 0 | 0 | Square Feet | ft2 | 0 | 900 | 0 | 0 | 4.84e-06 | 0.037531 | -0.003705 | 900 | Square Feet | ft2 | 1367.4791 | 2000.8709 | 4038.1732 | 1.1367 | 1.2849 | 0 | 0 | 1554.3855 | 2274.349 | 4590.1088 | 1757.1314 | 2571.0032 | 5188.8187 | 2040 | Reference | 999 | Prevailing local wages, Drive time, Local code requirements, Access, Presence/condition/type of existing insulation, Existing construction and materials, Moisture issues present, Adequacy of existing ventilation, Adequacy of existing ventilation, Presence of hazardous materials, Extent of preparation, Accommodation for termite inspections, Crawlspace height | 3 | 274 | 0.3875 | 2023 | Assumes for the reference case that raw material prices will increase over the coming decades. Assumed for the advanced case that energy dependency will move away from oil and gas causing a higher supply of raw materials used to make insulation which will lower the material costs. Typical costs assume a wall area of 900 sq ft as an example based on average sqft of a house to be 2,025, though wall areas and insulation amounts vary greatly by building.
39 | 2023 | Residential | Envelope | Crawlspace (Wall) | Spray Foam (Closed Cell) |  | Crawlspace (Wall) Spray Foam (Closed Cell) | 2023$/sqft | Crawlspace (Wall) |  | 0.25873 | 0.37218 | 0.76466 | R-value | ft2*degF*h/Btu | 5.5 | 6 | 42 | 42 | 0 | 0 | 0 | Square Feet | ft2 | 0 | 900 | 0 | 0 | 4.945e-06 | 0.038345 | -0.0037854 | 900 | Square Feet | ft2 | 1397.1455 | 2044.2782 | 4125.7782 | 1.1367 | 1.2849 | 0 | 0 | 1588.1067 | 2323.6892 | 4689.6876 | 1795.251 | 2626.7791 | 5301.386 | 2045 | Reference | 999 | Prevailing local wages, Drive time, Local code requirements, Access, Presence/condition/type of existing insulation, Existing construction and materials, Moisture issues present, Adequacy of existing ventilation, Adequacy of existing ventilation, Presence of hazardous materials, Extent of preparation, Accommodation for termite inspections, Crawlspace height | 3 | 274 | 0.3875 | 2023 | Assumes for the reference case that raw material prices will increase over the coming decades. Assumed for the advanced case that energy dependency will move away from oil and gas causing a higher supply of raw materials used to make insulation which will lower the material costs. Typical costs assume a wall area of 900 sq ft as an example based on average sqft of a house to be 2,025, though wall areas and insulation amounts vary greatly by building.
39 | 2023 | Residential | Envelope | Crawlspace (Wall) | Spray Foam (Closed Cell) |  | Crawlspace (Wall) Spray Foam (Closed Cell) | 2023$/sqft | Crawlspace (Wall) |  | 0.26422 | 0.38008 | 0.7809 | R-value | ft2*degF*h/Btu | 5.5 | 6 | 42 | 42 | 0 | 0 | 0 | Square Feet | ft2 | 0 | 900 | 0 | 0 | 5.05e-06 | 0.039159 | -0.0038658 | 900 | Square Feet | ft2 | 1426.8119 | 2087.6855 | 4213.3832 | 1.1367 | 1.2849 | 0 | 0 | 1621.8278 | 2373.0294 | 4789.2664 | 1833.3706 | 2682.555 | 5413.9533 | 2050 | Reference | 999 | Prevailing local wages, Drive time, Local code requirements, Access, Presence/condition/type of existing insulation, Existing construction and materials, Moisture issues present, Adequacy of existing ventilation, Adequacy of existing ventilation, Presence of hazardous materials, Extent of preparation, Accommodation for termite inspections, Crawlspace height | 3 | 274 | 0.3875 | 2023 | Assumes for the reference case that raw material prices will increase over the coming decades. Assumed for the advanced case that energy dependency will move away from oil and gas causing a higher supply of raw materials used to make insulation which will lower the material costs. Typical costs assume a wall area of 900 sq ft as an example based on average sqft of a house to be 2,025, though wall areas and insulation amounts vary greatly by building.
39 | 2023 | Residential | Envelope | Crawlspace (Wall) | Spray Foam (Closed Cell) |  | Crawlspace (Wall) Spray Foam (Closed Cell) | 2023$/sqft | Crawlspace (Wall) |  | 0.20929 | 0.30106 | 0.61853 | R-value | ft2*degF*h/Btu | 5.5 | 6 | 42 | 42 | 0 | 0 | 0 | Square Feet | ft2 | 0 | 900 | 0 | 0 | 4e-06 | 0.031017 | -0.003062 | 900 | Square Feet | ft2 | 1130.148 | 1653.6123 | 3337.3332 | 1.1367 | 1.2849 | 0 | 0 | 1284.6161 | 1879.6273 | 3793.4784 | 1452.1747 | 2124.796 | 4288.2799 | 2023 | Intermediate | 999 | Prevailing local wages, Drive time, Local code requirements, Access, Presence/condition/type of existing insulation, Existing construction and materials, Moisture issues present, Adequacy of existing ventilation, Adequacy of existing ventilation, Presence of hazardous materials, Extent of preparation, Accommodation for termite inspections, Crawlspace height | 3 | 274 | 0.3875 | 2023 | Assumes for the reference case that raw material prices will increase over the coming decades. Assumed for the advanced case that energy dependency will move away from oil and gas causing a higher supply of raw materials used to make insulation which will lower the material costs. Typical costs assume a wall area of 900 sq ft as an example based on average sqft of a house to be 2,025, though wall areas and insulation amounts vary greatly by building.
39 | 2023 | Residential | Envelope | Crawlspace (Wall) | Spray Foam (Closed Cell) |  | Crawlspace (Wall) Spray Foam (Closed Cell) | 2023$/sqft | Crawlspace (Wall) |  | 0.20929 | 0.30106 | 0.61853 | R-value | ft2*degF*h/Btu | 5.5 | 6 | 42 | 42 | 0 | 0 | 0 | Square Feet | ft2 | 0 | 900 | 0 | 0 | 4e-06 | 0.031017 | -0.003062 | 900 | Square Feet | ft2 | 1130.148 | 1653.6123 | 3337.3332 | 1.1367 | 1.2849 | 0 | 0 | 1284.6161 | 1879.6273 | 3793.4784 | 1452.1747 | 2124.796 | 4288.2799 | 2030 | Intermediate | 999 | Prevailing local wages, Drive time, Local code requirements, Access, Presence/condition/type of existing insulation, Existing construction and materials, Moisture issues present, Adequacy of existing ventilation, Adequacy of existing ventilation, Presence of hazardous materials, Extent of preparation, Accommodation for termite inspections, Crawlspace height | 3 | 274 | 0.3875 | 2023 | Assumes for the reference case that raw material prices will increase over the coming decades. Assumed for the advanced case that energy dependency will move away from oil and gas causing a higher supply of raw materials used to make insulation which will lower the material costs. Typical costs assume a wall area of 900 sq ft as an example based on average sqft of a house to be 2,025, though wall areas and insulation amounts vary greatly by building.
39 | 2023 | Residential | Envelope | Crawlspace (Wall) | Spray Foam (Closed Cell) |  | Crawlspace (Wall) Spray Foam (Closed Cell) | 2023$/sqft | Crawlspace (Wall) |  | 0.21033 | 0.30256 | 0.62163 | R-value | ft2*degF*h/Btu | 5.5 | 6 | 42 | 42 | 0 | 0 | 0 | Square Feet | ft2 | 0 | 900 | 0 | 0 | 4.02e-06 | 0.031172 | -0.0030773 | 900 | Square Feet | ft2 | 1135.7987 | 1661.8804 | 3354.0199 | 1.1367 | 1.2849 | 0 | 0 | 1291.0392 | 1889.0254 | 3812.4457 | 1459.4356 | 2135.42 | 4309.7213 | 2035 | Intermediate | 999 | Prevailing local wages, Drive time, Local code requirements, Access, Presence/condition/type of existing insulation, Existing construction and materials, Moisture issues present, Adequacy of existing ventilation, Adequacy of existing ventilation, Presence of hazardous materials, Extent of preparation, Accommodation for termite inspections, Crawlspace height | 3 | 274 | 0.3875 | 2023 | Assumes for the reference case that raw material prices will increase over the coming decades. Assumed for the advanced case that energy dependency will move away from oil and gas causing a higher supply of raw materials used to make insulation which will lower the material costs. Typical costs assume a wall area of 900 sq ft as an example based on average sqft of a house to be 2,025, though wall areas and insulation amounts vary greatly by building.
39 | 2023 | Residential | Envelope | Crawlspace (Wall) | Spray Foam (Closed Cell) |  | Crawlspace (Wall) Spray Foam (Closed Cell) | 2023$/sqft | Crawlspace (Wall) |  | 0.21138 | 0.30407 | 0.62472 | R-value | ft2*degF*h/Btu | 5.5 | 6 | 42 | 42 | 0 | 0 | 0 | Square Feet | ft2 | 0 | 900 | 0 | 0 | 4.04e-06 | 0.031327 | -0.0030926 | 900 | Square Feet | ft2 | 1141.4495 | 1670.1484 | 3370.7065 | 1.1367 | 1.2849 | 0 | 0 | 1297.4623 | 1898.4235 | 3831.4131 | 1466.6965 | 2146.044 | 4331.1627 | 2040 | Intermediate | 999 | Prevailing local wages, Drive time, Local code requirements, Access, Presence/condition/type of existing insulation, Existing construction and materials, Moisture issues present, Adequacy of existing ventilation, Adequacy of existing ventilation, Presence of hazardous materials, Extent of preparation, Accommodation for termite inspections, Crawlspace height | 3 | 274 | 0.3875 | 2023 | Assumes for the reference case that raw material prices will increase over the coming decades. Assumed for the advanced case that energy dependency will move away from oil and gas causing a higher supply of raw materials used to make insulation which will lower the material costs. Typical costs assume a wall area of 900 sq ft as an example based on average sqft of a house to be 2,025, though wall areas and insulation amounts vary greatly by building.
39 | 2023 | Residential | Envelope | Crawlspace (Wall) | Spray Foam (Closed Cell) |  | Crawlspace (Wall) Spray Foam (Closed Cell) | 2023$/sqft | Crawlspace (Wall) |  | 0.20989 | 0.30192 | 0.62031 | R-value | ft2*degF*h/Btu | 5.5 | 6 | 42 | 42 | 0 | 0 | 0 | Square Feet | ft2 | 0 | 900 | 0 | 0 | 4.0115e-06 | 0.031106 | -0.0030708 | 900 | Square Feet | ft2 | 1133.3972 | 1658.3664 | 3346.928 | 1.1367 | 1.2849 | 0 | 0 | 1288.3094 | 1885.0312 | 3804.3846 | 1456.3497 | 2130.9048 | 4300.6087 | 2045 | Intermediate | 999 | Prevailing local wages, Drive time, Local code requirements, Access, Presence/condition/type of existing insulation, Existing construction and materials, Moisture issues present, Adequacy of existing ventilation, Adequacy of existing ventilation, Presence of hazardous materials, Extent of preparation, Accommodation for termite inspections, Crawlspace height | 3 | 274 | 0.3875 | 2023 | Assumes for the reference case that raw material prices will increase over the coming decades. Assumed for the advanced case that energy dependency will move away from oil and gas causing a higher supply of raw materials used to make insulation which will lower the material costs. Typical costs assume a wall area of 900 sq ft as an example based on average sqft of a house to be 2,025, though wall areas and insulation amounts vary greatly by building.
39 | 2023 | Residential | Envelope | Crawlspace (Wall) | Spray Foam (Closed Cell) |  | Crawlspace (Wall) Spray Foam (Closed Cell) | 2023$/sqft | Crawlspace (Wall) |  | 0.2084 | 0.29978 | 0.61591 | R-value | ft2*degF*h/Btu | 5.5 | 6 | 42 | 42 | 0 | 0 | 0 | Square Feet | ft2 | 0 | 900 | 0 | 0 | 3.983e-06 | 0.030885 | -0.003049 | 900 | Square Feet | ft2 | 1125.3449 | 1646.5844 | 3323.1495 | 1.1367 | 1.2849 | 0 | 0 | 1279.1565 | 1871.6388 | 3777.3561 | 1446.003 | 2115.7657 | 4270.0547 | 2050 | Intermediate | 999 | Prevailing local wages, Drive time, Local code requirements, Access, Presence/condition/type of existing insulation, Existing construction and materials, Moisture issues present, Adequacy of existing ventilation, Adequacy of existing ventilation, Presence of hazardous materials, Extent of preparation, Accommodation for termite inspections, Crawlspace height | 3 | 274 | 0.3875 | 2023 | Assumes for the reference case that raw material prices will increase over the coming decades. Assumed for the advanced case that energy dependency will move away from oil and gas causing a higher supply of raw materials used to make insulation which will lower the material costs. Typical costs assume a wall area of 900 sq ft as an example based on average sqft of a house to be 2,025, though wall areas and insulation amounts vary greatly by building.
39 | 2023 | Residential | Envelope | Crawlspace (Wall) | Spray Foam (Closed Cell) |  | Crawlspace (Wall) Spray Foam (Closed Cell) | 2023$/sqft | Crawlspace (Wall) |  | 0.20929 | 0.30106 | 0.61853 | R-value | ft2*degF*h/Btu | 5.5 | 6 | 42 | 42 | 0 | 0 | 0 | Square Feet | ft2 | 0 | 900 | 0 | 0 | 4e-06 | 0.031017 | -0.003062 | 900 | Square Feet | ft2 | 1130.148 | 1653.6123 | 3337.3332 | 1.1367 | 1.2849 | 0 | 0 | 1284.6161 | 1879.6273 | 3793.4784 | 1452.1747 | 2124.796 | 4288.2799 | 2023 | Advanced | 999 | Prevailing local wages, Drive time, Local code requirements, Access, Presence/condition/type of existing insulation, Existing construction and materials, Moisture issues present, Adequacy of existing ventilation, Adequacy of existing ventilation, Presence of hazardous materials, Extent of preparation, Accommodation for termite inspections, Crawlspace height | 3 | 274 | 0.3875 | 2023 | Assumes for the reference case that raw material prices will increase over the coming decades. Assumed for the advanced case that energy dependency will move away from oil and gas causing a higher supply of raw materials used to make insulation which will lower the material costs. Typical costs assume a wall area of 900 sq ft as an example based on average sqft of a house to be 2,025, though wall areas and insulation amounts vary greatly by building.
39 | 2023 | Residential | Envelope | Crawlspace (Wall) | Spray Foam (Closed Cell) |  | Crawlspace (Wall) Spray Foam (Closed Cell) | 2023$/sqft | Crawlspace (Wall) |  | 0.18836 | 0.27095 | 0.55668 | R-value | ft2*degF*h/Btu | 5.5 | 6 | 42 | 42 | 0 | 0 | 0 | Square Feet | ft2 | 0 | 900 | 0 | 0 | 3.6e-06 | 0.027915 | -0.0027558 | 900 | Square Feet | ft2 | 1017.1332 | 1488.2511 | 3003.5999 | 1.1367 | 1.2849 | 0 | 0 | 1156.1545 | 1691.6645 | 3414.1305 | 1306.9573 | 1912.3164 | 3859.4519 | 2030 | Advanced | 999 | Prevailing local wages, Drive time, Local code requirements, Access, Presence/condition/type of existing insulation, Existing construction and materials, Moisture issues present, Adequacy of existing ventilation, Adequacy of existing ventilation, Presence of hazardous materials, Extent of preparation, Accommodation for termite inspections, Crawlspace height | 3 | 274 | 0.3875 | 2023 | Assumes for the reference case that raw material prices will increase over the coming decades. Assumed for the advanced case that energy dependency will move away from oil and gas causing a higher supply of raw materials used to make insulation which will lower the material costs. Typical costs assume a wall area of 900 sq ft as an example based on average sqft of a house to be 2,025, though wall areas and insulation amounts vary greatly by building.
39 | 2023 | Residential | Envelope | Crawlspace (Wall) | Spray Foam (Closed Cell) |  | Crawlspace (Wall) Spray Foam (Closed Cell) | 2023$/sqft | Crawlspace (Wall) |  | 0.17894 | 0.2574 | 0.52885 | R-value | ft2*degF*h/Btu | 5.5 | 6 | 42 | 42 | 0 | 0 | 0 | Square Feet | ft2 | 0 | 900 | 0 | 0 | 3.42e-06 | 0.02652 | -0.002618 | 900 | Square Feet | ft2 | 966.2765 | 1413.8385 | 2853.4199 | 1.1367 | 1.2849 | 0 | 0 | 1098.3468 | 1607.0813 | 3243.424 | 1241.6094 | 1816.7006 | 3666.4793 | 2035 | Advanced | 999 | Prevailing local wages, Drive time, Local code requirements, Access, Presence/condition/type of existing insulation, Existing construction and materials, Moisture issues present, Adequacy of existing ventilation, Adequacy of existing ventilation, Presence of hazardous materials, Extent of preparation, Accommodation for termite inspections, Crawlspace height | 3 | 274 | 0.3875 | 2023 | Assumes for the reference case that raw material prices will increase over the coming decades. Assumed for the advanced case that energy dependency will move away from oil and gas causing a higher supply of raw materials used to make insulation which will lower the material costs. Typical costs assume a wall area of 900 sq ft as an example based on average sqft of a house to be 2,025, though wall areas and insulation amounts vary greatly by building.
39 | 2023 | Residential | Envelope | Crawlspace (Wall) | Spray Foam (Closed Cell) |  | Crawlspace (Wall) Spray Foam (Closed Cell) | 2023$/sqft | Crawlspace (Wall) |  | 0.16952 | 0.24385 | 0.50101 | R-value | ft2*degF*h/Btu | 5.5 | 6 | 42 | 42 | 0 | 0 | 0 | Square Feet | ft2 | 0 | 900 | 0 | 0 | 3.24e-06 | 0.025124 | -0.0024802 | 900 | Square Feet | ft2 | 915.4199 | 1339.426 | 2703.2399 | 1.1367 | 1.2849 | 0 | 0 | 1040.539 | 1522.4981 | 3072.7175 | 1176.2615 | 1721.0848 | 3473.5067 | 2040 | Advanced | 999 | Prevailing local wages, Drive time, Local code requirements, Access, Presence/condition/type of existing insulation, Existing construction and materials, Moisture issues present, Adequacy of existing ventilation, Adequacy of existing ventilation, Presence of hazardous materials, Extent of preparation, Accommodation for termite inspections, Crawlspace height | 3 | 274 | 0.3875 | 2023 | Assumes for the reference case that raw material prices will increase over the coming decades. Assumed for the advanced case that energy dependency will move away from oil and gas causing a higher supply of raw materials used to make insulation which will lower the material costs. Typical costs assume a wall area of 900 sq ft as an example based on average sqft of a house to be 2,025, though wall areas and insulation amounts vary greatly by building.
39 | 2023 | Residential | Envelope | Crawlspace (Wall) | Spray Foam (Closed Cell) |  | Crawlspace (Wall) Spray Foam (Closed Cell) | 2023$/sqft | Crawlspace (Wall) |  | 0.16105 | 0.23166 | 0.47596 | R-value | ft2*degF*h/Btu | 5.5 | 6 | 42 | 42 | 0 | 0 | 0 | Square Feet | ft2 | 0 | 900 | 0 | 0 | 3.078e-06 | 0.023868 | -0.0023562 | 900 | Square Feet | ft2 | 869.6489 | 1272.4547 | 2568.0779 | 1.1367 | 1.2849 | 0 | 0 | 988.5121 | 1446.3732 | 2919.0816 | 1117.4485 | 1635.0306 | 3299.8314 | 2045 | Advanced | 999 | Prevailing local wages, Drive time, Local code requirements, Access, Presence/condition/type of existing insulation, Existing construction and materials, Moisture issues present, Adequacy of existing ventilation, Adequacy of existing ventilation, Presence of hazardous materials, Extent of preparation, Accommodation for termite inspections, Crawlspace height | 3 | 274 | 0.3875 | 2023 | Assumes for the reference case that raw material prices will increase over the coming decades. Assumed for the advanced case that energy dependency will move away from oil and gas causing a higher supply of raw materials used to make insulation which will lower the material costs. Typical costs assume a wall area of 900 sq ft as an example based on average sqft of a house to be 2,025, though wall areas and insulation amounts vary greatly by building.
39 | 2023 | Residential | Envelope | Crawlspace (Wall) | Spray Foam (Closed Cell) |  | Crawlspace (Wall) Spray Foam (Closed Cell) | 2023$/sqft | Crawlspace (Wall) |  | 0.15257 | 0.21947 | 0.45091 | R-value | ft2*degF*h/Btu | 5.5 | 6 | 42 | 42 | 0 | 0 | 0 | Square Feet | ft2 | 0 | 900 | 0 | 0 | 2.916e-06 | 0.022611 | -0.0022322 | 900 | Square Feet | ft2 | 823.8779 | 1205.4834 | 2432.9159 | 1.1367 | 1.2849 | 0 | 0 | 936.4851 | 1370.2483 | 2765.4457 | 1058.6354 | 1548.9763 | 3126.156 | 2050 | Advanced | 999 | Prevailing local wages, Drive time, Local code requirements, Access, Presence/condition/type of existing insulation, Existing construction and materials, Moisture issues present, Adequacy of existing ventilation, Adequacy of existing ventilation, Presence of hazardous materials, Extent of preparation, Accommodation for termite inspections, Crawlspace height | 3 | 274 | 0.3875 | 2023 | Assumes for the reference case that raw material prices will increase over the coming decades. Assumed for the advanced case that energy dependency will move away from oil and gas causing a higher supply of raw materials used to make insulation which will lower the material costs. Typical costs assume a wall area of 900 sq ft as an example based on average sqft of a house to be 2,025, though wall areas and insulation amounts vary greatly by building.
40 | 2023 | Residential | Envelope | Crawlspace (Wall) | Spray Foam (Open Cell) |  | Crawlspace (Wall) Spray Foam (Open Cell) | 2023$/sqft | Crawlspace (Wall) |  | 0.14643 | 0.27345 | 0.42841 | R-value | ft2*degF*h/Btu | 3.7 | 6 | 25.8 | 25.8 | 0 | 0 | 0 | Square Feet | ft2 | 0 | 900 | 0 | 0 | 0.68787 | 1.3606 | 3.7054 | 900 | Square Feet | ft2 | 1409.7879 | 2701.1313 | 5648.2749 | 1.1367 | 1.2853 | 0 | 0 | 1602.4771 | 3070.3207 | 6420.2785 | 1812.0623 | 3471.8826 | 7259.9756 | 2023 | Reference | 999 | Prevailing local wages, Drive time, Local code requirements, Access, Presence/condition/type of existing insulation, Existing construction and materials, Moisture issues present, Adequacy of existing ventilation, Adequacy of existing ventilation, Presence of hazardous materials, Extent of preparation, Accommodation for termite inspections, Crawlspace height | 3 | 80 | 0.4672 | 2023 | Assumes for the reference case that raw material prices will increase over the coming decades. Assumed for the advanced case that energy dependency will move away from oil and gas causing a higher supply of raw materials used to make insulation which will lower the material costs. Typical costs assume a wall area of 900 sq ft as an example based on average sqft of a house to be 2,025, though wall areas and insulation amounts vary greatly by building.
40 | 2023 | Residential | Envelope | Crawlspace (Wall) | Spray Foam (Open Cell) |  | Crawlspace (Wall) Spray Foam (Open Cell) | 2023$/sqft | Crawlspace (Wall) |  | 0.16107 | 0.3008 | 0.47125 | R-value | ft2*degF*h/Btu | 3.7 | 6 | 25.8 | 25.8 | 0 | 0 | 0 | Square Feet | ft2 | 0 | 900 | 0 | 0 | 0.75666 | 1.4966 | 4.0759 | 900 | Square Feet | ft2 | 1550.7667 | 2971.2444 | 6213.1024 | 1.1367 | 1.2853 | 0 | 0 | 1762.7248 | 3377.3527 | 7062.3063 | 1993.2685 | 3819.0708 | 7985.9731 | 2030 | Reference | 999 | Prevailing local wages, Drive time, Local code requirements, Access, Presence/condition/type of existing insulation, Existing construction and materials, Moisture issues present, Adequacy of existing ventilation, Adequacy of existing ventilation, Presence of hazardous materials, Extent of preparation, Accommodation for termite inspections, Crawlspace height | 3 | 80 | 0.4672 | 2023 | Assumes for the reference case that raw material prices will increase over the coming decades. Assumed for the advanced case that energy dependency will move away from oil and gas causing a higher supply of raw materials used to make insulation which will lower the material costs. Typical costs assume a wall area of 900 sq ft as an example based on average sqft of a house to be 2,025, though wall areas and insulation amounts vary greatly by building.
40 | 2023 | Residential | Envelope | Crawlspace (Wall) | Spray Foam (Open Cell) |  | Crawlspace (Wall) Spray Foam (Open Cell) | 2023$/sqft | Crawlspace (Wall) |  | 0.16912 | 0.31583 | 0.49481 | R-value | ft2*degF*h/Btu | 3.7 | 6 | 25.8 | 25.8 | 0 | 0 | 0 | Square Feet | ft2 | 0 | 900 | 0 | 0 | 0.79449 | 1.5714 | 4.2797 | 900 | Square Feet | ft2 | 1628.305 | 3119.8067 | 6523.7575 | 1.1367 | 1.2853 | 0 | 0 | 1850.861 | 3546.2204 | 7415.4217 | 2092.9319 | 4010.0244 | 8385.2718 | 2035 | Reference | 999 | Prevailing local wages, Drive time, Local code requirements, Access, Presence/condition/type of existing insulation, Existing construction and materials, Moisture issues present, Adequacy of existing ventilation, Adequacy of existing ventilation, Presence of hazardous materials, Extent of preparation, Accommodation for termite inspections, Crawlspace height | 3 | 80 | 0.4672 | 2023 | Assumes for the reference case that raw material prices will increase over the coming decades. Assumed for the advanced case that energy dependency will move away from oil and gas causing a higher supply of raw materials used to make insulation which will lower the material costs. Typical costs assume a wall area of 900 sq ft as an example based on average sqft of a house to be 2,025, though wall areas and insulation amounts vary greatly by building.
40 | 2023 | Residential | Envelope | Crawlspace (Wall) | Spray Foam (Open Cell) |  | Crawlspace (Wall) Spray Foam (Open Cell) | 2023$/sqft | Crawlspace (Wall) |  | 0.17718 | 0.33087 | 0.51838 | R-value | ft2*degF*h/Btu | 3.7 | 6 | 25.8 | 25.8 | 0 | 0 | 0 | Square Feet | ft2 | 0 | 900 | 0 | 0 | 0.83232 | 1.6463 | 4.4835 | 900 | Square Feet | ft2 | 1705.8434 | 3268.3689 | 6834.4126 | 1.1367 | 1.2853 | 0 | 0 | 1938.9972 | 3715.088 | 7768.537 | 2192.5953 | 4200.9779 | 8784.5704 | 2040 | Reference | 999 | Prevailing local wages, Drive time, Local code requirements, Access, Presence/condition/type of existing insulation, Existing construction and materials, Moisture issues present, Adequacy of existing ventilation, Adequacy of existing ventilation, Presence of hazardous materials, Extent of preparation, Accommodation for termite inspections, Crawlspace height | 3 | 80 | 0.4672 | 2023 | Assumes for the reference case that raw material prices will increase over the coming decades. Assumed for the advanced case that energy dependency will move away from oil and gas causing a higher supply of raw materials used to make insulation which will lower the material costs. Typical costs assume a wall area of 900 sq ft as an example based on average sqft of a house to be 2,025, though wall areas and insulation amounts vary greatly by building.
40 | 2023 | Residential | Envelope | Crawlspace (Wall) | Spray Foam (Open Cell) |  | Crawlspace (Wall) Spray Foam (Open Cell) | 2023$/sqft | Crawlspace (Wall) |  | 0.18102 | 0.33805 | 0.52962 | R-value | ft2*degF*h/Btu | 3.7 | 6 | 25.8 | 25.8 | 0 | 0 | 0 | Square Feet | ft2 | 0 | 900 | 0 | 0 | 0.85038 | 1.682 | 4.5808 | 900 | Square Feet | ft2 | 1742.8503 | 3339.2736 | 6982.6798 | 1.1367 | 1.2853 | 0 | 0 | 1981.0623 | 3795.6839 | 7937.0693 | 2240.162 | 4292.1148 | 8975.1448 | 2045 | Reference | 999 | Prevailing local wages, Drive time, Local code requirements, Access, Presence/condition/type of existing insulation, Existing construction and materials, Moisture issues present, Adequacy of existing ventilation, Adequacy of existing ventilation, Presence of hazardous materials, Extent of preparation, Accommodation for termite inspections, Crawlspace height | 3 | 80 | 0.4672 | 2023 | Assumes for the reference case that raw material prices will increase over the coming decades. Assumed for the advanced case that energy dependency will move away from oil and gas causing a higher supply of raw materials used to make insulation which will lower the material costs. Typical costs assume a wall area of 900 sq ft as an example based on average sqft of a house to be 2,025, though wall areas and insulation amounts vary greatly by building.
40 | 2023 | Residential | Envelope | Crawlspace (Wall) | Spray Foam (Open Cell) |  | Crawlspace (Wall) Spray Foam (Open Cell) | 2023$/sqft | Crawlspace (Wall) |  | 0.18486 | 0.34523 | 0.54087 | R-value | ft2*degF*h/Btu | 3.7 | 6 | 25.8 | 25.8 | 0 | 0 | 0 | Square Feet | ft2 | 0 | 900 | 0 | 0 | 0.86843 | 1.7177 | 4.6781 | 900 | Square Feet | ft2 | 1779.8572 | 3410.1783 | 7130.9471 | 1.1367 | 1.2853 | 0 | 0 | 2023.1273 | 3876.2799 | 8105.6016 | 2287.7286 | 4383.2518 | 9165.7192 | 2050 | Reference | 999 | Prevailing local wages, Drive time, Local code requirements, Access, Presence/condition/type of existing insulation, Existing construction and materials, Moisture issues present, Adequacy of existing ventilation, Adequacy of existing ventilation, Presence of hazardous materials, Extent of preparation, Accommodation for termite inspections, Crawlspace height | 3 | 80 | 0.4672 | 2023 | Assumes for the reference case that raw material prices will increase over the coming decades. Assumed for the advanced case that energy dependency will move away from oil and gas causing a higher supply of raw materials used to make insulation which will lower the material costs. Typical costs assume a wall area of 900 sq ft as an example based on average sqft of a house to be 2,025, though wall areas and insulation amounts vary greatly by building.
40 | 2023 | Residential | Envelope | Crawlspace (Wall) | Spray Foam (Open Cell) |  | Crawlspace (Wall) Spray Foam (Open Cell) | 2023$/sqft | Crawlspace (Wall) |  | 0.14643 | 0.27345 | 0.42841 | R-value | ft2*degF*h/Btu | 3.7 | 6 | 25.8 | 25.8 | 0 | 0 | 0 | Square Feet | ft2 | 0 | 900 | 0 | 0 | 0.68787 | 1.3606 | 3.7054 | 900 | Square Feet | ft2 | 1409.7879 | 2701.1313 | 5648.2749 | 1.1367 | 1.2853 | 0 | 0 | 1602.4771 | 3070.3207 | 6420.2785 | 1812.0623 | 3471.8826 | 7259.9756 | 2023 | Intermediate | 999 | Prevailing local wages, Drive time, Local code requirements, Access, Presence/condition/type of existing insulation, Existing construction and materials, Moisture issues present, Adequacy of existing ventilation, Adequacy of existing ventilation, Presence of hazardous materials, Extent of preparation, Accommodation for termite inspections, Crawlspace height | 3 | 80 | 0.4672 | 2023 | Assumes for the reference case that raw material prices will increase over the coming decades. Assumed for the advanced case that energy dependency will move away from oil and gas causing a higher supply of raw materials used to make insulation which will lower the material costs. Typical costs assume a wall area of 900 sq ft as an example based on average sqft of a house to be 2,025, though wall areas and insulation amounts vary greatly by building.
40 | 2023 | Residential | Envelope | Crawlspace (Wall) | Spray Foam (Open Cell) |  | Crawlspace (Wall) Spray Foam (Open Cell) | 2023$/sqft | Crawlspace (Wall) |  | 0.14643 | 0.27345 | 0.42841 | R-value | ft2*degF*h/Btu | 3.7 | 6 | 25.8 | 25.8 | 0 | 0 | 0 | Square Feet | ft2 | 0 | 900 | 0 | 0 | 0.68787 | 1.3606 | 3.7054 | 900 | Square Feet | ft2 | 1409.7879 | 2701.1313 | 5648.2749 | 1.1367 | 1.2853 | 0 | 0 | 1602.4771 | 3070.3207 | 6420.2785 | 1812.0623 | 3471.8826 | 7259.9756 | 2030 | Intermediate | 999 | Prevailing local wages, Drive time, Local code requirements, Access, Presence/condition/type of existing insulation, Existing construction and materials, Moisture issues present, Adequacy of existing ventilation, Adequacy of existing ventilation, Presence of hazardous materials, Extent of preparation, Accommodation for termite inspections, Crawlspace height | 3 | 80 | 0.4672 | 2023 | Assumes for the reference case that raw material prices will increase over the coming decades. Assumed for the advanced case that energy dependency will move away from oil and gas causing a higher supply of raw materials used to make insulation which will lower the material costs. Typical costs assume a wall area of 900 sq ft as an example based on average sqft of a house to be 2,025, though wall areas and insulation amounts vary greatly by building.
40 | 2023 | Residential | Envelope | Crawlspace (Wall) | Spray Foam (Open Cell) |  | Crawlspace (Wall) Spray Foam (Open Cell) | 2023$/sqft | Crawlspace (Wall) |  | 0.14716 | 0.27482 | 0.43055 | R-value | ft2*degF*h/Btu | 3.7 | 6 | 25.8 | 25.8 | 0 | 0 | 0 | Square Feet | ft2 | 0 | 900 | 0 | 0 | 0.69131 | 1.3674 | 3.7239 | 900 | Square Feet | ft2 | 1416.8368 | 2714.637 | 5676.5163 | 1.1367 | 1.2853 | 0 | 0 | 1610.4894 | 3085.6723 | 6452.3799 | 1821.1226 | 3489.242 | 7296.2755 | 2035 | Intermediate | 999 | Prevailing local wages, Drive time, Local code requirements, Access, Presence/condition/type of existing insulation, Existing construction and materials, Moisture issues present, Adequacy of existing ventilation, Adequacy of existing ventilation, Presence of hazardous materials, Extent of preparation, Accommodation for termite inspections, Crawlspace height | 3 | 80 | 0.4672 | 2023 | Assumes for the reference case that raw material prices will increase over the coming decades. Assumed for the advanced case that energy dependency will move away from oil and gas causing a higher supply of raw materials used to make insulation which will lower the material costs. Typical costs assume a wall area of 900 sq ft as an example based on average sqft of a house to be 2,025, though wall areas and insulation amounts vary greatly by building.
40 | 2023 | Residential | Envelope | Crawlspace (Wall) | Spray Foam (Open Cell) |  | Crawlspace (Wall) Spray Foam (Open Cell) | 2023$/sqft | Crawlspace (Wall) |  | 0.14789 | 0.27618 | 0.43269 | R-value | ft2*degF*h/Btu | 3.7 | 6 | 25.8 | 25.8 | 0 | 0 | 0 | Square Feet | ft2 | 0 | 900 | 0 | 0 | 0.69475 | 1.3742 | 3.7425 | 900 | Square Feet | ft2 | 1423.8858 | 2728.1426 | 5704.7576 | 1.1367 | 1.2853 | 0 | 0 | 1618.5018 | 3101.0239 | 6484.4813 | 1830.1829 | 3506.6014 | 7332.5753 | 2040 | Intermediate | 999 | Prevailing local wages, Drive time, Local code requirements, Access, Presence/condition/type of existing insulation, Existing construction and materials, Moisture issues present, Adequacy of existing ventilation, Adequacy of existing ventilation, Presence of hazardous materials, Extent of preparation, Accommodation for termite inspections, Crawlspace height | 3 | 80 | 0.4672 | 2023 | Assumes for the reference case that raw material prices will increase over the coming decades. Assumed for the advanced case that energy dependency will move away from oil and gas causing a higher supply of raw materials used to make insulation which will lower the material costs. Typical costs assume a wall area of 900 sq ft as an example based on average sqft of a house to be 2,025, though wall areas and insulation amounts vary greatly by building.
40 | 2023 | Residential | Envelope | Crawlspace (Wall) | Spray Foam (Open Cell) |  | Crawlspace (Wall) Spray Foam (Open Cell) | 2023$/sqft | Crawlspace (Wall) |  | 0.14685 | 0.27424 | 0.42964 | R-value | ft2*degF*h/Btu | 3.7 | 6 | 25.8 | 25.8 | 0 | 0 | 0 | Square Feet | ft2 | 0 | 900 | 0 | 0 | 0.68985 | 1.3645 | 3.7161 | 900 | Square Feet | ft2 | 1413.841 | 2708.8971 | 5664.5137 | 1.1367 | 1.2853 | 0 | 0 | 1607.0842 | 3079.1478 | 6438.7368 | 1817.2719 | 3481.8642 | 7280.848 | 2045 | Intermediate | 999 | Prevailing local wages, Drive time, Local code requirements, Access, Presence/condition/type of existing insulation, Existing construction and materials, Moisture issues present, Adequacy of existing ventilation, Adequacy of existing ventilation, Presence of hazardous materials, Extent of preparation, Accommodation for termite inspections, Crawlspace height | 3 | 80 | 0.4672 | 2023 | Assumes for the reference case that raw material prices will increase over the coming decades. Assumed for the advanced case that energy dependency will move away from oil and gas causing a higher supply of raw materials used to make insulation which will lower the material costs. Typical costs assume a wall area of 900 sq ft as an example based on average sqft of a house to be 2,025, though wall areas and insulation amounts vary greatly by building.
40 | 2023 | Residential | Envelope | Crawlspace (Wall) | Spray Foam (Open Cell) |  | Crawlspace (Wall) Spray Foam (Open Cell) | 2023$/sqft | Crawlspace (Wall) |  | 0.1458 | 0.27229 | 0.42659 | R-value | ft2*degF*h/Btu | 3.7 | 6 | 25.8 | 25.8 | 0 | 0 | 0 | Square Feet | ft2 | 0 | 900 | 0 | 0 | 0.68495 | 1.3548 | 3.6897 | 900 | Square Feet | ft2 | 1403.7963 | 2689.6515 | 5624.2697 | 1.1367 | 1.2853 | 0 | 0 | 1595.6665 | 3057.2718 | 6392.9923 | 1804.361 | 3457.1271 | 7229.1207 | 2050 | Intermediate | 999 | Prevailing local wages, Drive time, Local code requirements, Access, Presence/condition/type of existing insulation, Existing construction and materials, Moisture issues present, Adequacy of existing ventilation, Adequacy of existing ventilation, Presence of hazardous materials, Extent of preparation, Accommodation for termite inspections, Crawlspace height | 3 | 80 | 0.4672 | 2023 | Assumes for the reference case that raw material prices will increase over the coming decades. Assumed for the advanced case that energy dependency will move away from oil and gas causing a higher supply of raw materials used to make insulation which will lower the material costs. Typical costs assume a wall area of 900 sq ft as an example based on average sqft of a house to be 2,025, though wall areas and insulation amounts vary greatly by building.
40 | 2023 | Residential | Envelope | Crawlspace (Wall) | Spray Foam (Open Cell) |  | Crawlspace (Wall) Spray Foam (Open Cell) | 2023$/sqft | Crawlspace (Wall) |  | 0.14643 | 0.27345 | 0.42841 | R-value | ft2*degF*h/Btu | 3.7 | 6 | 25.8 | 25.8 | 0 | 0 | 0 | Square Feet | ft2 | 0 | 900 | 0 | 0 | 0.68787 | 1.3606 | 3.7054 | 900 | Square Feet | ft2 | 1409.7879 | 2701.1313 | 5648.2749 | 1.1367 | 1.2853 | 0 | 0 | 1602.4771 | 3070.3207 | 6420.2785 | 1812.0623 | 3471.8826 | 7259.9756 | 2023 | Advanced | 999 | Prevailing local wages, Drive time, Local code requirements, Access, Presence/condition/type of existing insulation, Existing construction and materials, Moisture issues present, Adequacy of existing ventilation, Adequacy of existing ventilation, Presence of hazardous materials, Extent of preparation, Accommodation for termite inspections, Crawlspace height | 3 | 80 | 0.4672 | 2023 | Assumes for the reference case that raw material prices will increase over the coming decades. Assumed for the advanced case that energy dependency will move away from oil and gas causing a higher supply of raw materials used to make insulation which will lower the material costs. Typical costs assume a wall area of 900 sq ft as an example based on average sqft of a house to be 2,025, though wall areas and insulation amounts vary greatly by building.
40 | 2023 | Residential | Envelope | Crawlspace (Wall) | Spray Foam (Open Cell) |  | Crawlspace (Wall) Spray Foam (Open Cell) | 2023$/sqft | Crawlspace (Wall) |  | 0.13178 | 0.24611 | 0.38557 | R-value | ft2*degF*h/Btu | 3.7 | 6 | 25.8 | 25.8 | 0 | 0 | 0 | Square Feet | ft2 | 0 | 900 | 0 | 0 | 0.61908 | 1.2245 | 3.3349 | 900 | Square Feet | ft2 | 1268.8091 | 2431.0182 | 5083.4474 | 1.1367 | 1.2853 | 0 | 0 | 1442.2294 | 2763.2886 | 5778.2506 | 1630.856 | 3124.6943 | 6533.978 | 2030 | Advanced | 999 | Prevailing local wages, Drive time, Local code requirements, Access, Presence/condition/type of existing insulation, Existing construction and materials, Moisture issues present, Adequacy of existing ventilation, Adequacy of existing ventilation, Presence of hazardous materials, Extent of preparation, Accommodation for termite inspections, Crawlspace height | 3 | 80 | 0.4672 | 2023 | Assumes for the reference case that raw material prices will increase over the coming decades. Assumed for the advanced case that energy dependency will move away from oil and gas causing a higher supply of raw materials used to make insulation which will lower the material costs. Typical costs assume a wall area of 900 sq ft as an example based on average sqft of a house to be 2,025, though wall areas and insulation amounts vary greatly by building.
40 | 2023 | Residential | Envelope | Crawlspace (Wall) | Spray Foam (Open Cell) |  | Crawlspace (Wall) Spray Foam (Open Cell) | 2023$/sqft | Crawlspace (Wall) |  | 0.1252 | 0.2338 | 0.36629 | R-value | ft2*degF*h/Btu | 3.7 | 6 | 25.8 | 25.8 | 0 | 0 | 0 | Square Feet | ft2 | 0 | 900 | 0 | 0 | 0.58813 | 1.1633 | 3.1681 | 900 | Square Feet | ft2 | 1205.3687 | 2309.4673 | 4829.275 | 1.1367 | 1.2853 | 0 | 0 | 1370.1179 | 2625.1242 | 5489.3381 | 1549.3132 | 2968.4596 | 6207.2791 | 2035 | Advanced | 999 | Prevailing local wages, Drive time, Local code requirements, Access, Presence/condition/type of existing insulation, Existing construction and materials, Moisture issues present, Adequacy of existing ventilation, Adequacy of existing ventilation, Presence of hazardous materials, Extent of preparation, Accommodation for termite inspections, Crawlspace height | 3 | 80 | 0.4672 | 2023 | Assumes for the reference case that raw material prices will increase over the coming decades. Assumed for the advanced case that energy dependency will move away from oil and gas causing a higher supply of raw materials used to make insulation which will lower the material costs. Typical costs assume a wall area of 900 sq ft as an example based on average sqft of a house to be 2,025, though wall areas and insulation amounts vary greatly by building.
40 | 2023 | Residential | Envelope | Crawlspace (Wall) | Spray Foam (Open Cell) |  | Crawlspace (Wall) Spray Foam (Open Cell) | 2023$/sqft | Crawlspace (Wall) |  | 0.11861 | 0.22149 | 0.34701 | R-value | ft2*degF*h/Btu | 3.7 | 6 | 25.8 | 25.8 | 0 | 0 | 0 | Square Feet | ft2 | 0 | 900 | 0 | 0 | 0.55717 | 1.1021 | 3.0014 | 900 | Square Feet | ft2 | 1141.9282 | 2187.9164 | 4575.1027 | 1.1367 | 1.2853 | 0 | 0 | 1298.0064 | 2486.9597 | 5200.4256 | 1467.7704 | 2812.2249 | 5880.5802 | 2040 | Advanced | 999 | Prevailing local wages, Drive time, Local code requirements, Access, Presence/condition/type of existing insulation, Existing construction and materials, Moisture issues present, Adequacy of existing ventilation, Adequacy of existing ventilation, Presence of hazardous materials, Extent of preparation, Accommodation for termite inspections, Crawlspace height | 3 | 80 | 0.4672 | 2023 | Assumes for the reference case that raw material prices will increase over the coming decades. Assumed for the advanced case that energy dependency will move away from oil and gas causing a higher supply of raw materials used to make insulation which will lower the material costs. Typical costs assume a wall area of 900 sq ft as an example based on average sqft of a house to be 2,025, though wall areas and insulation amounts vary greatly by building.
40 | 2023 | Residential | Envelope | Crawlspace (Wall) | Spray Foam (Open Cell) |  | Crawlspace (Wall) Spray Foam (Open Cell) | 2023$/sqft | Crawlspace (Wall) |  | 0.11268 | 0.21042 | 0.32966 | R-value | ft2*degF*h/Btu | 3.7 | 6 | 25.8 | 25.8 | 0 | 0 | 0 | Square Feet | ft2 | 0 | 900 | 0 | 0 | 0.52932 | 1.0469 | 2.8513 | 900 | Square Feet | ft2 | 1084.8318 | 2078.5205 | 4346.3475 | 1.1367 | 1.2853 | 0 | 0 | 1233.1061 | 2362.6118 | 4940.4043 | 1394.3819 | 2671.6137 | 5586.5512 | 2045 | Advanced | 999 | Prevailing local wages, Drive time, Local code requirements, Access, Presence/condition/type of existing insulation, Existing construction and materials, Moisture issues present, Adequacy of existing ventilation, Adequacy of existing ventilation, Presence of hazardous materials, Extent of preparation, Accommodation for termite inspections, Crawlspace height | 3 | 80 | 0.4672 | 2023 | Assumes for the reference case that raw material prices will increase over the coming decades. Assumed for the advanced case that energy dependency will move away from oil and gas causing a higher supply of raw materials used to make insulation which will lower the material costs. Typical costs assume a wall area of 900 sq ft as an example based on average sqft of a house to be 2,025, though wall areas and insulation amounts vary greatly by building.
40 | 2023 | Residential | Envelope | Crawlspace (Wall) | Spray Foam (Open Cell) |  | Crawlspace (Wall) Spray Foam (Open Cell) | 2023$/sqft | Crawlspace (Wall) |  | 0.10675 | 0.19935 | 0.31231 | R-value | ft2*degF*h/Btu | 3.7 | 6 | 25.8 | 25.8 | 0 | 0 | 0 | Square Feet | ft2 | 0 | 900 | 0 | 0 | 0.50146 | 0.99185 | 2.7012 | 900 | Square Feet | ft2 | 1027.7354 | 1969.1247 | 4117.5924 | 1.1367 | 1.2853 | 0 | 0 | 1168.2058 | 2238.2638 | 4680.383 | 1320.9934 | 2531.0024 | 5292.5222 | 2050 | Advanced | 999 | Prevailing local wages, Drive time, Local code requirements, Access, Presence/condition/type of existing insulation, Existing construction and materials, Moisture issues present, Adequacy of existing ventilation, Adequacy of existing ventilation, Presence of hazardous materials, Extent of preparation, Accommodation for termite inspections, Crawlspace height | 3 | 80 | 0.4672 | 2023 | Assumes for the reference case that raw material prices will increase over the coming decades. Assumed for the advanced case that energy dependency will move away from oil and gas causing a higher supply of raw materials used to make insulation which will lower the material costs. Typical costs assume a wall area of 900 sq ft as an example based on average sqft of a house to be 2,025, though wall areas and insulation amounts vary greatly by building.
41 | 2023 | Residential | Space Conditioning | Dehumidifier | Portable | Electricity | Dehumidifier Portable | 2023$ |  |  | 0 | 0 | 0 | Dehumidifier Water Removal Capacity | Pints/day | 0 | 35 | 50 | 0 | 0 | 0 | 0 | Dehumidifier Efficiency | Integrated Energy Factor - L/kWh | 0 | 1.8 | 1.95 | 0 | 177.672 | 242.45 | 365.396 | 1 |  |  | 177.672 | 242.45 | 365.396 | 1 | 1 | 0 | 0 | 177.672 | 242.45 | 365.396 | 177.672 | 242.45 | 365.396 | 2023 | Reference | 11 | Prevailing local wages, Drive time, Local code requirements, Access, Existing construction and materials, Need for condensate line/drain, Condition of existing electrical system, Type of equipment | 3 | 37 | 0 | 2023 | No expected to have significant technology advancements beyond standard are efficiency gains based on small improvements to compressors, fan, and heat exchanger efficiency between now and 2050
41 | 2023 | Residential | Space Conditioning | Dehumidifier | Portable | Electricity | Dehumidifier Portable | 2023$ |  |  | 0 | 0 | 0 | Dehumidifier Water Removal Capacity | Pints/day | 0 | 35 | 50 | 0 | 0 | 0 | 0 | Dehumidifier Efficiency | Integrated Energy Factor - L/kWh | 0 | 1.8 | 1.95 | 0 | 177.672 | 242.45 | 365.396 | 1 |  |  | 177.672 | 242.45 | 365.396 | 1 | 1 | 0 | 0 | 177.672 | 242.45 | 365.396 | 177.672 | 242.45 | 365.396 | 2030 | Reference | 11 | Prevailing local wages, Drive time, Local code requirements, Access, Existing construction and materials, Need for condensate line/drain, Condition of existing electrical system, Type of equipment | 3 | 37 | 0 | 2023 | No expected to have significant technology advancements beyond standard are efficiency gains based on small improvements to compressors, fan, and heat exchanger efficiency between now and 2050
41 | 2023 | Residential | Space Conditioning | Dehumidifier | Portable | Electricity | Dehumidifier Portable | 2023$ |  |  | 0 | 0 | 0 | Dehumidifier Water Removal Capacity | Pints/day | 0 | 35 | 50 | 0 | 0 | 0 | 0 | Dehumidifier Efficiency | Integrated Energy Factor - L/kWh | 0 | 1.8 | 1.95 | 0 | 177.672 | 242.45 | 365.396 | 1 |  |  | 177.672 | 242.45 | 365.396 | 1 | 1 | 0 | 0 | 177.672 | 242.45 | 365.396 | 177.672 | 242.45 | 365.396 | 2035 | Reference | 11 | Prevailing local wages, Drive time, Local code requirements, Access, Existing construction and materials, Need for condensate line/drain, Condition of existing electrical system, Type of equipment | 3 | 37 | 0 | 2023 | No expected to have significant technology advancements beyond standard are efficiency gains based on small improvements to compressors, fan, and heat exchanger efficiency between now and 2050
41 | 2023 | Residential | Space Conditioning | Dehumidifier | Portable | Electricity | Dehumidifier Portable | 2023$ |  |  | 0 | 0 | 0 | Dehumidifier Water Removal Capacity | Pints/day | 0 | 35 | 50 | 0 | 0 | 0 | 0 | Dehumidifier Efficiency | Integrated Energy Factor - L/kWh | 0 | 1.8 | 1.95 | 0 | 177.672 | 242.45 | 365.396 | 1 |  |  | 177.672 | 242.45 | 365.396 | 1 | 1 | 0 | 0 | 177.672 | 242.45 | 365.396 | 177.672 | 242.45 | 365.396 | 2040 | Reference | 11 | Prevailing local wages, Drive time, Local code requirements, Access, Existing construction and materials, Need for condensate line/drain, Condition of existing electrical system, Type of equipment | 3 | 37 | 0 | 2023 | No expected to have significant technology advancements beyond standard are efficiency gains based on small improvements to compressors, fan, and heat exchanger efficiency between now and 2050
41 | 2023 | Residential | Space Conditioning | Dehumidifier | Portable | Electricity | Dehumidifier Portable | 2023$ |  |  | 0 | 0 | 0 | Dehumidifier Water Removal Capacity | Pints/day | 0 | 35 | 50 | 0 | 0 | 0 | 0 | Dehumidifier Efficiency | Integrated Energy Factor - L/kWh | 0 | 1.8 | 1.95 | 0 | 177.672 | 242.45 | 365.396 | 1 |  |  | 177.672 | 242.45 | 365.396 | 1 | 1 | 0 | 0 | 177.672 | 242.45 | 365.396 | 177.672 | 242.45 | 365.396 | 2045 | Reference | 11 | Prevailing local wages, Drive time, Local code requirements, Access, Existing construction and materials, Need for condensate line/drain, Condition of existing electrical system, Type of equipment | 3 | 37 | 0 | 2023 | No expected to have significant technology advancements beyond standard are efficiency gains based on small improvements to compressors, fan, and heat exchanger efficiency between now and 2050
41 | 2023 | Residential | Space Conditioning | Dehumidifier | Portable | Electricity | Dehumidifier Portable | 2023$ |  |  | 0 | 0 | 0 | Dehumidifier Water Removal Capacity | Pints/day | 0 | 35 | 50 | 0 | 0 | 0 | 0 | Dehumidifier Efficiency | Integrated Energy Factor - L/kWh | 0 | 1.8 | 1.95 | 0 | 177.672 | 242.45 | 365.396 | 1 |  |  | 177.672 | 242.45 | 365.396 | 1 | 1 | 0 | 0 | 177.672 | 242.45 | 365.396 | 177.672 | 242.45 | 365.396 | 2050 | Reference | 11 | Prevailing local wages, Drive time, Local code requirements, Access, Existing construction and materials, Need for condensate line/drain, Condition of existing electrical system, Type of equipment | 3 | 37 | 0 | 2023 | No expected to have significant technology advancements beyond standard are efficiency gains based on small improvements to compressors, fan, and heat exchanger efficiency between now and 2050
41 | 2023 | Residential | Space Conditioning | Dehumidifier | Portable | Electricity | Dehumidifier Portable | 2023$ |  |  | 0 | 0 | 0 | Dehumidifier Water Removal Capacity | Pints/day | 0 | 35 | 50 | 0 | 0 | 0 | 0 | Dehumidifier Efficiency | Integrated Energy Factor - L/kWh | 0 | 1.8 | 1.95 | 0 | 177.672 | 242.45 | 365.396 | 1 |  |  | 177.672 | 242.45 | 365.396 | 1 | 1 | 0 | 0 | 177.672 | 242.45 | 365.396 | 177.672 | 242.45 | 365.396 | 2023 | Intermediate | 11 | Prevailing local wages, Drive time, Local code requirements, Access, Existing construction and materials, Need for condensate line/drain, Condition of existing electrical system, Type of equipment | 3 | 37 | 0 | 2023 | No expected to have significant technology advancements beyond standard are efficiency gains based on small improvements to compressors, fan, and heat exchanger efficiency between now and 2050
41 | 2023 | Residential | Space Conditioning | Dehumidifier | Portable | Electricity | Dehumidifier Portable | 2023$ |  |  | 0 | 0 | 0 | Dehumidifier Water Removal Capacity | Pints/day | 0 | 35 | 50 | 0 | 0 | 0 | 0 | Dehumidifier Efficiency | Integrated Energy Factor - L/kWh | 0 | 1.8 | 1.95 | 0 | 177.672 | 242.45 | 365.396 | 1 |  |  | 177.672 | 242.45 | 365.396 | 1 | 1 | 0 | 0 | 177.672 | 242.45 | 365.396 | 177.672 | 242.45 | 365.396 | 2030 | Intermediate | 11 | Prevailing local wages, Drive time, Local code requirements, Access, Existing construction and materials, Need for condensate line/drain, Condition of existing electrical system, Type of equipment | 3 | 37 | 0 | 2023 | No expected to have significant technology advancements beyond standard are efficiency gains based on small improvements to compressors, fan, and heat exchanger efficiency between now and 2050
41 | 2023 | Residential | Space Conditioning | Dehumidifier | Portable | Electricity | Dehumidifier Portable | 2023$ |  |  | 0 | 0 | 0 | Dehumidifier Water Removal Capacity | Pints/day | 0 | 35 | 50 | 0 | 0 | 0 | 0 | Dehumidifier Efficiency | Integrated Energy Factor - L/kWh | 0 | 1.8 | 1.95 | 0 | 177.672 | 242.45 | 365.396 | 1 |  |  | 177.672 | 242.45 | 365.396 | 1 | 1 | 0 | 0 | 177.672 | 242.45 | 365.396 | 177.672 | 242.45 | 365.396 | 2035 | Intermediate | 11 | Prevailing local wages, Drive time, Local code requirements, Access, Existing construction and materials, Need for condensate line/drain, Condition of existing electrical system, Type of equipment | 3 | 37 | 0 | 2023 | No expected to have significant technology advancements beyond standard are efficiency gains based on small improvements to compressors, fan, and heat exchanger efficiency between now and 2050
41 | 2023 | Residential | Space Conditioning | Dehumidifier | Portable | Electricity | Dehumidifier Portable | 2023$ |  |  | 0 | 0 | 0 | Dehumidifier Water Removal Capacity | Pints/day | 0 | 35 | 50 | 0 | 0 | 0 | 0 | Dehumidifier Efficiency | Integrated Energy Factor - L/kWh | 0 | 1.8 | 1.95 | 0 | 177.672 | 242.45 | 365.396 | 1 |  |  | 177.672 | 242.45 | 365.396 | 1 | 1 | 0 | 0 | 177.672 | 242.45 | 365.396 | 177.672 | 242.45 | 365.396 | 2040 | Intermediate | 11 | Prevailing local wages, Drive time, Local code requirements, Access, Existing construction and materials, Need for condensate line/drain, Condition of existing electrical system, Type of equipment | 3 | 37 | 0 | 2023 | No expected to have significant technology advancements beyond standard are efficiency gains based on small improvements to compressors, fan, and heat exchanger efficiency between now and 2050
41 | 2023 | Residential | Space Conditioning | Dehumidifier | Portable | Electricity | Dehumidifier Portable | 2023$ |  |  | 0 | 0 | 0 | Dehumidifier Water Removal Capacity | Pints/day | 0 | 35 | 50 | 0 | 0 | 0 | 0 | Dehumidifier Efficiency | Integrated Energy Factor - L/kWh | 0 | 1.8 | 1.95 | 0 | 177.672 | 242.45 | 365.396 | 1 |  |  | 177.672 | 242.45 | 365.396 | 1 | 1 | 0 | 0 | 177.672 | 242.45 | 365.396 | 177.672 | 242.45 | 365.396 | 2045 | Intermediate | 11 | Prevailing local wages, Drive time, Local code requirements, Access, Existing construction and materials, Need for condensate line/drain, Condition of existing electrical system, Type of equipment | 3 | 37 | 0 | 2023 | No expected to have significant technology advancements beyond standard are efficiency gains based on small improvements to compressors, fan, and heat exchanger efficiency between now and 2050
41 | 2023 | Residential | Space Conditioning | Dehumidifier | Portable | Electricity | Dehumidifier Portable | 2023$ |  |  | 0 | 0 | 0 | Dehumidifier Water Removal Capacity | Pints/day | 0 | 35 | 50 | 0 | 0 | 0 | 0 | Dehumidifier Efficiency | Integrated Energy Factor - L/kWh | 0 | 1.8 | 1.95 | 0 | 177.672 | 242.45 | 365.396 | 1 |  |  | 177.672 | 242.45 | 365.396 | 1 | 1 | 0 | 0 | 177.672 | 242.45 | 365.396 | 177.672 | 242.45 | 365.396 | 2050 | Intermediate | 11 | Prevailing local wages, Drive time, Local code requirements, Access, Existing construction and materials, Need for condensate line/drain, Condition of existing electrical system, Type of equipment | 3 | 37 | 0 | 2023 | No expected to have significant technology advancements beyond standard are efficiency gains based on small improvements to compressors, fan, and heat exchanger efficiency between now and 2050
41 | 2023 | Residential | Space Conditioning | Dehumidifier | Portable | Electricity | Dehumidifier Portable | 2023$ |  |  | 0 | 0 | 0 | Dehumidifier Water Removal Capacity | Pints/day | 0 | 35 | 50 | 0 | 0 | 0 | 0 | Dehumidifier Efficiency | Integrated Energy Factor - L/kWh | 0 | 1.8 | 1.95 | 0 | 177.672 | 242.45 | 365.396 | 1 |  |  | 177.672 | 242.45 | 365.396 | 1 | 1 | 0 | 0 | 177.672 | 242.45 | 365.396 | 177.672 | 242.45 | 365.396 | 2023 | Advanced | 11 | Prevailing local wages, Drive time, Local code requirements, Access, Existing construction and materials, Need for condensate line/drain, Condition of existing electrical system, Type of equipment | 3 | 37 | 0 | 2023 | No expected to have significant technology advancements beyond standard are efficiency gains based on small improvements to compressors, fan, and heat exchanger efficiency between now and 2050
41 | 2023 | Residential | Space Conditioning | Dehumidifier | Portable | Electricity | Dehumidifier Portable | 2023$ |  |  | 0 | 0 | 0 | Dehumidifier Water Removal Capacity | Pints/day | 0 | 35 | 50 | 0 | 0 | 0 | 0 | Dehumidifier Efficiency | Integrated Energy Factor - L/kWh | 0 | 1.8 | 1.95 | 0 | 177.672 | 242.45 | 365.396 | 1 |  |  | 177.672 | 242.45 | 365.396 | 1 | 1 | 0 | 0 | 177.672 | 242.45 | 365.396 | 177.672 | 242.45 | 365.396 | 2030 | Advanced | 11 | Prevailing local wages, Drive time, Local code requirements, Access, Existing construction and materials, Need for condensate line/drain, Condition of existing electrical system, Type of equipment | 3 | 37 | 0 | 2023 | No expected to have significant technology advancements beyond standard are efficiency gains based on small improvements to compressors, fan, and heat exchanger efficiency between now and 2050
41 | 2023 | Residential | Space Conditioning | Dehumidifier | Portable | Electricity | Dehumidifier Portable | 2023$ |  |  | 0 | 0 | 0 | Dehumidifier Water Removal Capacity | Pints/day | 0 | 35 | 50 | 0 | 0 | 0 | 0 | Dehumidifier Efficiency | Integrated Energy Factor - L/kWh | 0 | 1.8 | 1.95 | 0 | 177.672 | 242.45 | 365.396 | 1 |  |  | 177.672 | 242.45 | 365.396 | 1 | 1 | 0 | 0 | 177.672 | 242.45 | 365.396 | 177.672 | 242.45 | 365.396 | 2035 | Advanced | 11 | Prevailing local wages, Drive time, Local code requirements, Access, Existing construction and materials, Need for condensate line/drain, Condition of existing electrical system, Type of equipment | 3 | 37 | 0 | 2023 | No expected to have significant technology advancements beyond standard are efficiency gains based on small improvements to compressors, fan, and heat exchanger efficiency between now and 2050
41 | 2023 | Residential | Space Conditioning | Dehumidifier | Portable | Electricity | Dehumidifier Portable | 2023$ |  |  | 0 | 0 | 0 | Dehumidifier Water Removal Capacity | Pints/day | 0 | 35 | 50 | 0 | 0 | 0 | 0 | Dehumidifier Efficiency | Integrated Energy Factor - L/kWh | 0 | 1.8 | 1.95 | 0 | 177.672 | 242.45 | 365.396 | 1 |  |  | 177.672 | 242.45 | 365.396 | 1 | 1 | 0 | 0 | 177.672 | 242.45 | 365.396 | 177.672 | 242.45 | 365.396 | 2040 | Advanced | 11 | Prevailing local wages, Drive time, Local code requirements, Access, Existing construction and materials, Need for condensate line/drain, Condition of existing electrical system, Type of equipment | 3 | 37 | 0 | 2023 | No expected to have significant technology advancements beyond standard are efficiency gains based on small improvements to compressors, fan, and heat exchanger efficiency between now and 2050
41 | 2023 | Residential | Space Conditioning | Dehumidifier | Portable | Electricity | Dehumidifier Portable | 2023$ |  |  | 0 | 0 | 0 | Dehumidifier Water Removal Capacity | Pints/day | 0 | 35 | 50 | 0 | 0 | 0 | 0 | Dehumidifier Efficiency | Integrated Energy Factor - L/kWh | 0 | 1.8 | 1.95 | 0 | 177.672 | 242.45 | 365.396 | 1 |  |  | 177.672 | 242.45 | 365.396 | 1 | 1 | 0 | 0 | 177.672 | 242.45 | 365.396 | 177.672 | 242.45 | 365.396 | 2045 | Advanced | 11 | Prevailing local wages, Drive time, Local code requirements, Access, Existing construction and materials, Need for condensate line/drain, Condition of existing electrical system, Type of equipment | 3 | 37 | 0 | 2023 | No expected to have significant technology advancements beyond standard are efficiency gains based on small improvements to compressors, fan, and heat exchanger efficiency between now and 2050
41 | 2023 | Residential | Space Conditioning | Dehumidifier | Portable | Electricity | Dehumidifier Portable | 2023$ |  |  | 0 | 0 | 0 | Dehumidifier Water Removal Capacity | Pints/day | 0 | 35 | 50 | 0 | 0 | 0 | 0 | Dehumidifier Efficiency | Integrated Energy Factor - L/kWh | 0 | 1.8 | 1.95 | 0 | 177.672 | 242.45 | 365.396 | 1 |  |  | 177.672 | 242.45 | 365.396 | 1 | 1 | 0 | 0 | 177.672 | 242.45 | 365.396 | 177.672 | 242.45 | 365.396 | 2050 | Advanced | 11 | Prevailing local wages, Drive time, Local code requirements, Access, Existing construction and materials, Need for condensate line/drain, Condition of existing electrical system, Type of equipment | 3 | 37 | 0 | 2023 | No expected to have significant technology advancements beyond standard are efficiency gains based on small improvements to compressors, fan, and heat exchanger efficiency between now and 2050
42 | 2023 | Residential | Space Conditioning | Dehumidifier | Whole-home | Electricity | Dehumidifier Whole-home | 2023$ |  |  | 7.877 | 15.1125 | 3.6355 | Dehumidifier Water Removal Capacity | Pints/day | 65 | 78 | 105 | 105 | -1078.2449 | -1337.5269 | 471.7703 | Dehumidifier Efficiency | Integrated Energy Factor - L/kWh | 2.09 | 2.35 | 2.35 | 2.35 | 3614.1005 | 3781.8758 | 1129.3223 | 1 |  |  | 1694.631 | 1817.4625 | 2521.5515 | 1 | 1 | 1200 | 2000 | 2894.631 | 3017.4625 | 3721.5515 | 3694.631 | 3817.4625 | 4521.5515 | 2023 | Reference | 12 | Prevailing local wages, Drive time, Local code requirements, Access, Existing construction and materials, Need for condensate line/drain, Condition of existing electrical system, Type of equipment | 3 | 10 | 0.3078 | 2023 | Advanced case assumes new technology, multi-circuited evaporator and secondary condenser coils, which promises significant efficiency increases. However, this technology is proprietary to Madison Indoor Air. DOE recently proposed dehumidifier energy conservation standards amendments that are expected to result in energy savings of approximately 0.33 quads by 2057. Advanced units have efficiency up to 6.1 L/kWh
42 | 2023 | Residential | Space Conditioning | Dehumidifier | Whole-home | Electricity | Dehumidifier Whole-home | 2023$ |  |  | 7.877 | 15.1125 | 3.6355 | Dehumidifier Water Removal Capacity | Pints/day | 65 | 78 | 105 | 105 | -1078.2449 | -1337.5269 | 471.7703 | Dehumidifier Efficiency | Integrated Energy Factor - L/kWh | 2.09 | 2.35 | 2.35 | 2.35 | 3614.1005 | 3781.8758 | 1129.3223 | 1 |  |  | 1694.631 | 1817.4625 | 2521.5515 | 1 | 1 | 1200 | 2000 | 2894.631 | 3017.4625 | 3721.5515 | 3694.631 | 3817.4625 | 4521.5515 | 2030 | Reference | 12 | Prevailing local wages, Drive time, Local code requirements, Access, Existing construction and materials, Need for condensate line/drain, Condition of existing electrical system, Type of equipment | 3 | 10 | 0.3078 | 2023 | Advanced case assumes new technology, multi-circuited evaporator and secondary condenser coils, which promises significant efficiency increases. However, this technology is proprietary to Madison Indoor Air. DOE recently proposed dehumidifier energy conservation standards amendments that are expected to result in energy savings of approximately 0.33 quads by 2057. Advanced units have efficiency up to 6.1 L/kWh
42 | 2023 | Residential | Space Conditioning | Dehumidifier | Whole-home | Electricity | Dehumidifier Whole-home | 2023$ |  |  | 7.877 | 15.1125 | 3.6355 | Dehumidifier Water Removal Capacity | Pints/day | 65 | 78 | 105 | 105 | -1078.2449 | -1337.5269 | 471.7703 | Dehumidifier Efficiency | Integrated Energy Factor - L/kWh | 2.09 | 2.35 | 2.35 | 2.35 | 3614.1005 | 3781.8758 | 1129.3223 | 1 |  |  | 1694.631 | 1817.4625 | 2521.5515 | 1 | 1 | 1200 | 2000 | 2894.631 | 3017.4625 | 3721.5515 | 3694.631 | 3817.4625 | 4521.5515 | 2035 | Reference | 12 | Prevailing local wages, Drive time, Local code requirements, Access, Existing construction and materials, Need for condensate line/drain, Condition of existing electrical system, Type of equipment | 3 | 10 | 0.3078 | 2023 | Advanced case assumes new technology, multi-circuited evaporator and secondary condenser coils, which promises significant efficiency increases. However, this technology is proprietary to Madison Indoor Air. DOE recently proposed dehumidifier energy conservation standards amendments that are expected to result in energy savings of approximately 0.33 quads by 2057. Advanced units have efficiency up to 6.1 L/kWh
42 | 2023 | Residential | Space Conditioning | Dehumidifier | Whole-home | Electricity | Dehumidifier Whole-home | 2023$ |  |  | 7.877 | 15.1125 | 3.6355 | Dehumidifier Water Removal Capacity | Pints/day | 65 | 78 | 105 | 105 | -1078.2449 | -1337.5269 | 471.7703 | Dehumidifier Efficiency | Integrated Energy Factor - L/kWh | 2.09 | 2.35 | 2.35 | 2.35 | 3614.1005 | 3781.8758 | 1129.3223 | 1 |  |  | 1694.631 | 1817.4625 | 2521.5515 | 1 | 1 | 1200 | 2000 | 2894.631 | 3017.4625 | 3721.5515 | 3694.631 | 3817.4625 | 4521.5515 | 2040 | Reference | 12 | Prevailing local wages, Drive time, Local code requirements, Access, Existing construction and materials, Need for condensate line/drain, Condition of existing electrical system, Type of equipment | 3 | 10 | 0.3078 | 2023 | Advanced case assumes new technology, multi-circuited evaporator and secondary condenser coils, which promises significant efficiency increases. However, this technology is proprietary to Madison Indoor Air. DOE recently proposed dehumidifier energy conservation standards amendments that are expected to result in energy savings of approximately 0.33 quads by 2057. Advanced units have efficiency up to 6.1 L/kWh
42 | 2023 | Residential | Space Conditioning | Dehumidifier | Whole-home | Electricity | Dehumidifier Whole-home | 2023$ |  |  | 7.877 | 15.1125 | 3.6355 | Dehumidifier Water Removal Capacity | Pints/day | 65 | 78 | 105 | 105 | -1078.2449 | -1337.5269 | 471.7703 | Dehumidifier Efficiency | Integrated Energy Factor - L/kWh | 2.09 | 2.35 | 2.35 | 2.35 | 3614.1005 | 3781.8758 | 1129.3223 | 1 |  |  | 1694.631 | 1817.4625 | 2521.5515 | 1 | 1 | 1200 | 2000 | 2894.631 | 3017.4625 | 3721.5515 | 3694.631 | 3817.4625 | 4521.5515 | 2045 | Reference | 12 | Prevailing local wages, Drive time, Local code requirements, Access, Existing construction and materials, Need for condensate line/drain, Condition of existing electrical system, Type of equipment | 3 | 10 | 0.3078 | 2023 | Advanced case assumes new technology, multi-circuited evaporator and secondary condenser coils, which promises significant efficiency increases. However, this technology is proprietary to Madison Indoor Air. DOE recently proposed dehumidifier energy conservation standards amendments that are expected to result in energy savings of approximately 0.33 quads by 2057. Advanced units have efficiency up to 6.1 L/kWh
42 | 2023 | Residential | Space Conditioning | Dehumidifier | Whole-home | Electricity | Dehumidifier Whole-home | 2023$ |  |  | 7.877 | 15.1125 | 3.6355 | Dehumidifier Water Removal Capacity | Pints/day | 65 | 78 | 105 | 105 | -1078.2449 | -1337.5269 | 471.7703 | Dehumidifier Efficiency | Integrated Energy Factor - L/kWh | 2.09 | 2.35 | 2.35 | 2.35 | 3614.1005 | 3781.8758 | 1129.3223 | 1 |  |  | 1694.631 | 1817.4625 | 2521.5515 | 1 | 1 | 1200 | 2000 | 2894.631 | 3017.4625 | 3721.5515 | 3694.631 | 3817.4625 | 4521.5515 | 2050 | Reference | 12 | Prevailing local wages, Drive time, Local code requirements, Access, Existing construction and materials, Need for condensate line/drain, Condition of existing electrical system, Type of equipment | 3 | 10 | 0.3078 | 2023 | Advanced case assumes new technology, multi-circuited evaporator and secondary condenser coils, which promises significant efficiency increases. However, this technology is proprietary to Madison Indoor Air. DOE recently proposed dehumidifier energy conservation standards amendments that are expected to result in energy savings of approximately 0.33 quads by 2057. Advanced units have efficiency up to 6.1 L/kWh
42 | 2023 | Residential | Space Conditioning | Dehumidifier | Whole-home | Electricity | Dehumidifier Whole-home | 2023$ |  |  | 7.877 | 15.1125 | 3.6355 | Dehumidifier Water Removal Capacity | Pints/day | 65 | 78 | 105 | 105 | -1078.2449 | -1337.5269 | 471.7703 | Dehumidifier Efficiency | Integrated Energy Factor - L/kWh | 2.09 | 2.35 | 2.35 | 2.35 | 3614.1005 | 3781.8758 | 1129.3223 | 1 |  |  | 1694.631 | 1817.4625 | 2521.5515 | 1 | 1 | 1200 | 2000 | 2894.631 | 3017.4625 | 3721.5515 | 3694.631 | 3817.4625 | 4521.5515 | 2023 | Intermediate | 12 | Prevailing local wages, Drive time, Local code requirements, Access, Existing construction and materials, Need for condensate line/drain, Condition of existing electrical system, Type of equipment | 3 | 10 | 0.3078 | 2023 | Advanced case assumes new technology, multi-circuited evaporator and secondary condenser coils, which promises significant efficiency increases. However, this technology is proprietary to Madison Indoor Air. DOE recently proposed dehumidifier energy conservation standards amendments that are expected to result in energy savings of approximately 0.33 quads by 2057. Advanced units have efficiency up to 6.1 L/kWh
42 | 2023 | Residential | Space Conditioning | Dehumidifier | Whole-home | Electricity | Dehumidifier Whole-home | 2023$ |  |  | 7.877 | 15.1125 | 3.6355 | Dehumidifier Water Removal Capacity | Pints/day | 65 | 78 | 105 | 105 | -770.7606 | -956.1029 | 337.235 | Dehumidifier Efficiency | Integrated Energy Factor - L/kWh | 2.09 | 3.2875 | 3.2875 | 3.2875 | 3614.1005 | 3781.8758 | 1129.3223 | 1 |  |  | 1694.631 | 1817.4625 | 2521.5515 | 1 | 1 | 1200 | 2000 | 2894.631 | 3017.4625 | 3721.5515 | 3694.631 | 3817.4625 | 4521.5515 | 2030 | Intermediate | 12 | Prevailing local wages, Drive time, Local code requirements, Access, Existing construction and materials, Need for condensate line/drain, Condition of existing electrical system, Type of equipment | 3 | 10 | 0.3078 | 2023 | Advanced case assumes new technology, multi-circuited evaporator and secondary condenser coils, which promises significant efficiency increases. However, this technology is proprietary to Madison Indoor Air. DOE recently proposed dehumidifier energy conservation standards amendments that are expected to result in energy savings of approximately 0.33 quads by 2057. Advanced units have efficiency up to 6.1 L/kWh
42 | 2023 | Residential | Space Conditioning | Dehumidifier | Whole-home | Electricity | Dehumidifier Whole-home | 2023$ |  |  | 7.877 | 15.1125 | 3.6355 | Dehumidifier Water Removal Capacity | Pints/day | 65 | 78 | 105 | 105 | -674.5758 | -836.7889 | 295.1508 | Dehumidifier Efficiency | Integrated Energy Factor - L/kWh | 2.09 | 3.7562 | 3.7562 | 3.7562 | 3614.1005 | 3781.8758 | 1129.3223 | 1 |  |  | 1694.631 | 1817.4625 | 2521.5515 | 1 | 1 | 1200 | 2000 | 2894.631 | 3017.4625 | 3721.5515 | 3694.631 | 3817.4625 | 4521.5515 | 2035 | Intermediate | 12 | Prevailing local wages, Drive time, Local code requirements, Access, Existing construction and materials, Need for condensate line/drain, Condition of existing electrical system, Type of equipment | 3 | 10 | 0.3078 | 2023 | Advanced case assumes new technology, multi-circuited evaporator and secondary condenser coils, which promises significant efficiency increases. However, this technology is proprietary to Madison Indoor Air. DOE recently proposed dehumidifier energy conservation standards amendments that are expected to result in energy savings of approximately 0.33 quads by 2057. Advanced units have efficiency up to 6.1 L/kWh
42 | 2023 | Residential | Space Conditioning | Dehumidifier | Whole-home | Electricity | Dehumidifier Whole-home | 2023$ |  |  | 7.877 | 15.1125 | 3.6355 | Dehumidifier Water Removal Capacity | Pints/day | 65 | 78 | 105 | 105 | -599.7338 | -743.9499 | 262.4048 | Dehumidifier Efficiency | Integrated Energy Factor - L/kWh | 2.09 | 4.225 | 4.225 | 4.225 | 3614.1005 | 3781.8758 | 1129.3223 | 1 |  |  | 1694.631 | 1817.4625 | 2521.5515 | 1 | 1 | 1200 | 2000 | 2894.631 | 3017.4625 | 3721.5515 | 3694.631 | 3817.4625 | 4521.5515 | 2040 | Intermediate | 12 | Prevailing local wages, Drive time, Local code requirements, Access, Existing construction and materials, Need for condensate line/drain, Condition of existing electrical system, Type of equipment | 3 | 10 | 0.3078 | 2023 | Advanced case assumes new technology, multi-circuited evaporator and secondary condenser coils, which promises significant efficiency increases. However, this technology is proprietary to Madison Indoor Air. DOE recently proposed dehumidifier energy conservation standards amendments that are expected to result in energy savings of approximately 0.33 quads by 2057. Advanced units have efficiency up to 6.1 L/kWh
42 | 2023 | Residential | Space Conditioning | Dehumidifier | Whole-home | Electricity | Dehumidifier Whole-home | 2023$ |  |  | 7.877 | 15.1125 | 3.6355 | Dehumidifier Water Removal Capacity | Pints/day | 65 | 78 | 105 | 105 | -578.8408 | -718.0327 | 253.2633 | Dehumidifier Efficiency | Integrated Energy Factor - L/kWh | 2.09 | 4.3775 | 4.3775 | 4.3775 | 3614.1005 | 3781.8758 | 1129.3223 | 1 |  |  | 1694.631 | 1817.4625 | 2521.5515 | 1 | 1 | 1200 | 2000 | 2894.631 | 3017.4625 | 3721.5515 | 3694.631 | 3817.4625 | 4521.5515 | 2045 | Intermediate | 12 | Prevailing local wages, Drive time, Local code requirements, Access, Existing construction and materials, Need for condensate line/drain, Condition of existing electrical system, Type of equipment | 3 | 10 | 0.3078 | 2023 | Advanced case assumes new technology, multi-circuited evaporator and secondary condenser coils, which promises significant efficiency increases. However, this technology is proprietary to Madison Indoor Air. DOE recently proposed dehumidifier energy conservation standards amendments that are expected to result in energy savings of approximately 0.33 quads by 2057. Advanced units have efficiency up to 6.1 L/kWh
42 | 2023 | Residential | Space Conditioning | Dehumidifier | Whole-home | Electricity | Dehumidifier Whole-home | 2023$ |  |  | 7.877 | 15.1125 | 3.6355 | Dehumidifier Water Removal Capacity | Pints/day | 65 | 78 | 105 | 105 | -559.3544 | -693.8605 | 244.7374 | Dehumidifier Efficiency | Integrated Energy Factor - L/kWh | 2.09 | 4.53 | 4.53 | 4.53 | 3614.1005 | 3781.8758 | 1129.3223 | 1 |  |  | 1694.631 | 1817.4625 | 2521.5515 | 1 | 1 | 1200 | 2000 | 2894.631 | 3017.4625 | 3721.5515 | 3694.631 | 3817.4625 | 4521.5515 | 2050 | Intermediate | 12 | Prevailing local wages, Drive time, Local code requirements, Access, Existing construction and materials, Need for condensate line/drain, Condition of existing electrical system, Type of equipment | 3 | 10 | 0.3078 | 2023 | Advanced case assumes new technology, multi-circuited evaporator and secondary condenser coils, which promises significant efficiency increases. However, this technology is proprietary to Madison Indoor Air. DOE recently proposed dehumidifier energy conservation standards amendments that are expected to result in energy savings of approximately 0.33 quads by 2057. Advanced units have efficiency up to 6.1 L/kWh
42 | 2023 | Residential | Space Conditioning | Dehumidifier | Whole-home | Electricity | Dehumidifier Whole-home | 2023$ |  |  | 7.877 | 15.1125 | 3.6355 | Dehumidifier Water Removal Capacity | Pints/day | 65 | 78 | 105 | 105 | -1078.2449 | -1337.5269 | 471.7703 | Dehumidifier Efficiency | Integrated Energy Factor - L/kWh | 2.09 | 2.35 | 2.35 | 2.35 | 3614.1005 | 3781.8758 | 1129.3223 | 1 |  |  | 1694.631 | 1817.4625 | 2521.5515 | 1 | 1 | 1200 | 2000 | 2894.631 | 3017.4625 | 3721.5515 | 3694.631 | 3817.4625 | 4521.5515 | 2023 | Advanced | 12 | Prevailing local wages, Drive time, Local code requirements, Access, Existing construction and materials, Need for condensate line/drain, Condition of existing electrical system, Type of equipment | 3 | 10 | 0.3078 | 2023 | Advanced case assumes new technology, multi-circuited evaporator and secondary condenser coils, which promises significant efficiency increases. However, this technology is proprietary to Madison Indoor Air. DOE recently proposed dehumidifier energy conservation standards amendments that are expected to result in energy savings of approximately 0.33 quads by 2057. Advanced units have efficiency up to 6.1 L/kWh
42 | 2023 | Residential | Space Conditioning | Dehumidifier | Whole-home | Electricity | Dehumidifier Whole-home | 2023$ |  |  | 7.877 | 15.1125 | 3.6355 | Dehumidifier Water Removal Capacity | Pints/day | 65 | 78 | 105 | 105 | -599.7338 | -743.9499 | 262.4048 | Dehumidifier Efficiency | Integrated Energy Factor - L/kWh | 2.09 | 4.225 | 4.225 | 4.225 | 3614.1005 | 3781.8758 | 1129.3223 | 1 |  |  | 1694.631 | 1817.4625 | 2521.5515 | 1 | 1 | 1200 | 2000 | 2894.631 | 3017.4625 | 3721.5515 | 3694.631 | 3817.4625 | 4521.5515 | 2030 | Advanced | 12 | Prevailing local wages, Drive time, Local code requirements, Access, Existing construction and materials, Need for condensate line/drain, Condition of existing electrical system, Type of equipment | 3 | 10 | 0.3078 | 2023 | Advanced case assumes new technology, multi-circuited evaporator and secondary condenser coils, which promises significant efficiency increases. However, this technology is proprietary to Madison Indoor Air. DOE recently proposed dehumidifier energy conservation standards amendments that are expected to result in energy savings of approximately 0.33 quads by 2057. Advanced units have efficiency up to 6.1 L/kWh
42 | 2023 | Residential | Space Conditioning | Dehumidifier | Whole-home | Electricity | Dehumidifier Whole-home | 2023$ |  |  | 7.877 | 15.1125 | 3.6355 | Dehumidifier Water Removal Capacity | Pints/day | 65 | 78 | 105 | 105 | -490.8233 | -608.85 | 214.7526 | Dehumidifier Efficiency | Integrated Energy Factor - L/kWh | 2.09 | 5.1625 | 5.1625 | 5.1625 | 3614.1005 | 3781.8758 | 1129.3223 | 1 |  |  | 1694.631 | 1817.4625 | 2521.5515 | 1 | 1 | 1200 | 2000 | 2894.631 | 3017.4625 | 3721.5515 | 3694.631 | 3817.4625 | 4521.5515 | 2035 | Advanced | 12 | Prevailing local wages, Drive time, Local code requirements, Access, Existing construction and materials, Need for condensate line/drain, Condition of existing electrical system, Type of equipment | 3 | 10 | 0.3078 | 2023 | Advanced case assumes new technology, multi-circuited evaporator and secondary condenser coils, which promises significant efficiency increases. However, this technology is proprietary to Madison Indoor Air. DOE recently proposed dehumidifier energy conservation standards amendments that are expected to result in energy savings of approximately 0.33 quads by 2057. Advanced units have efficiency up to 6.1 L/kWh
42 | 2023 | Residential | Space Conditioning | Dehumidifier | Whole-home | Electricity | Dehumidifier Whole-home | 2023$ |  |  | 7.877 | 15.1125 | 3.6355 | Dehumidifier Water Removal Capacity | Pints/day | 65 | 78 | 105 | 105 | -415.3894 | -515.2768 | 181.7476 | Dehumidifier Efficiency | Integrated Energy Factor - L/kWh | 2.09 | 6.1 | 6.1 | 6.1 | 3614.1005 | 3781.8758 | 1129.3223 | 1 |  |  | 1694.631 | 1817.4625 | 2521.5515 | 1 | 1 | 1200 | 2000 | 2894.631 | 3017.4625 | 3721.5515 | 3694.631 | 3817.4625 | 4521.5515 | 2040 | Advanced | 12 | Prevailing local wages, Drive time, Local code requirements, Access, Existing construction and materials, Need for condensate line/drain, Condition of existing electrical system, Type of equipment | 3 | 10 | 0.3078 | 2023 | Advanced case assumes new technology, multi-circuited evaporator and secondary condenser coils, which promises significant efficiency increases. However, this technology is proprietary to Madison Indoor Air. DOE recently proposed dehumidifier energy conservation standards amendments that are expected to result in energy savings of approximately 0.33 quads by 2057. Advanced units have efficiency up to 6.1 L/kWh
42 | 2023 | Residential | Space Conditioning | Dehumidifier | Whole-home | Electricity | Dehumidifier Whole-home | 2023$ |  |  | 7.877 | 15.1125 | 3.6355 | Dehumidifier Water Removal Capacity | Pints/day | 65 | 78 | 105 | 105 | -395.609 | -490.7398 | 173.0929 | Dehumidifier Efficiency | Integrated Energy Factor - L/kWh | 2.09 | 6.405 | 6.405 | 6.405 | 3614.1005 | 3781.8758 | 1129.3223 | 1 |  |  | 1694.631 | 1817.4625 | 2521.5515 | 1 | 1 | 1200 | 2000 | 2894.631 | 3017.4625 | 3721.5515 | 3694.631 | 3817.4625 | 4521.5515 | 2045 | Advanced | 12 | Prevailing local wages, Drive time, Local code requirements, Access, Existing construction and materials, Need for condensate line/drain, Condition of existing electrical system, Type of equipment | 3 | 10 | 0.3078 | 2023 | Advanced case assumes new technology, multi-circuited evaporator and secondary condenser coils, which promises significant efficiency increases. However, this technology is proprietary to Madison Indoor Air. DOE recently proposed dehumidifier energy conservation standards amendments that are expected to result in energy savings of approximately 0.33 quads by 2057. Advanced units have efficiency up to 6.1 L/kWh
42 | 2023 | Residential | Space Conditioning | Dehumidifier | Whole-home | Electricity | Dehumidifier Whole-home | 2023$ |  |  | 7.877 | 15.1125 | 3.6355 | Dehumidifier Water Removal Capacity | Pints/day | 65 | 78 | 105 | 105 | -377.6267 | -468.4334 | 165.2251 | Dehumidifier Efficiency | Integrated Energy Factor - L/kWh | 2.09 | 6.71 | 6.71 | 6.71 | 3614.1005 | 3781.8758 | 1129.3223 | 1 |  |  | 1694.631 | 1817.4625 | 2521.5515 | 1 | 1 | 1200 | 2000 | 2894.631 | 3017.4625 | 3721.5515 | 3694.631 | 3817.4625 | 4521.5515 | 2050 | Advanced | 12 | Prevailing local wages, Drive time, Local code requirements, Access, Existing construction and materials, Need for condensate line/drain, Condition of existing electrical system, Type of equipment | 3 | 10 | 0.3078 | 2023 | Advanced case assumes new technology, multi-circuited evaporator and secondary condenser coils, which promises significant efficiency increases. However, this technology is proprietary to Madison Indoor Air. DOE recently proposed dehumidifier energy conservation standards amendments that are expected to result in energy savings of approximately 0.33 quads by 2057. Advanced units have efficiency up to 6.1 L/kWh
43 | 2023 | Residential | HVAC | Direct Unit Heater |  | Electricity | Direct Unit Heater | 2023$ |  | Electric Resistance Heaters | 0.011848 | 0.029152 | 0.10409 | Heating Capacity | Btu/hr | 47.5 | 5500 | 13500 | 18290 | 0 | 0 | 0 | N/A | N/A | 0 | 0 | 0 | 0 | 80.7518 | 139.8609 | 308.5901 | 1 |  |  | 145.9158 | 300.1969 | 881.0686 | 1 | 1 | 577 | 750 | 722.9158 | 877.1969 | 1458.0686 | 895.9158 | 1050.1969 | 1631.0686 | 2023 | Reference | 23 | Prevailing local wages, Drive time, Local code requirements, Access, Incentive programs, Existing construction and materials, Need for additional structural support, Brand recognition, Engineering and design fees, Condition of existing electrical system, Need for additional wiring / switching, Condition of existing duct system, Need for controls and / or zoning, Condition of existing gas line, Electrical infrastructure upgrades, Site assessment, Ceiling height, Coil upgrades | 3 | 72 | 0.0277 | 2023 | There was not a strong correlation with AFUE. Most direct unit heaters had high AFUE's and we found the heating capacity to be a stronger indicator
43 | 2023 | Residential | HVAC | Direct Unit Heater |  | Electricity | Direct Unit Heater | 2023$ |  | Electric Resistance Heaters | 0.011848 | 0.029152 | 0.10409 | Heating Capacity | BTU/hr | 47.5 | 5500 | 13500 | 18290 | 0 | 0 | 0 | N/A | N/A | 0 | 0 | 0 | 0 | 80.7518 | 139.8609 | 308.5901 | 1 |  |  | 145.9158 | 300.1969 | 881.0686 | 1 | 1 | 577 | 750 | 722.9158 | 877.1969 | 1458.0686 | 895.9158 | 1050.1969 | 1631.0686 | 2030 | Reference | 23 | Prevailing local wages, Drive time, Local code requirements, Access, Incentive programs, Existing construction and materials, Need for additional structural support, Brand recognition, Engineering and design fees, Condition of existing electrical system, Need for additional wiring / switching, Condition of existing duct system, Need for controls and / or zoning, Condition of existing gas line, Electrical infrastructure upgrades, Site assessment, Ceiling height, Coil upgrades | 3 | 72 | 0.0277 | 2023 | There was not a strong correlation with AFUE. Most direct unit heaters had high AFUE's and we found the heating capacity to be a stronger indicator
43 | 2023 | Residential | HVAC | Direct Unit Heater |  | Electricity | Direct Unit Heater | 2023$ |  | Electric Resistance Heaters | 0.011848 | 0.029152 | 0.10409 | Heating Capacity | BTU/hr | 47.5 | 5500 | 13500 | 18290 | 0 | 0 | 0 | N/A | N/A | 0 | 0 | 0 | 0 | 80.7518 | 139.8609 | 308.5901 | 1 |  |  | 145.9158 | 300.1969 | 881.0686 | 1 | 1 | 577 | 750 | 722.9158 | 877.1969 | 1458.0686 | 895.9158 | 1050.1969 | 1631.0686 | 2035 | Reference | 23 | Prevailing local wages, Drive time, Local code requirements, Access, Incentive programs, Existing construction and materials, Need for additional structural support, Brand recognition, Engineering and design fees, Condition of existing electrical system, Need for additional wiring / switching, Condition of existing duct system, Need for controls and / or zoning, Condition of existing gas line, Electrical infrastructure upgrades, Site assessment, Ceiling height, Coil upgrades | 3 | 72 | 0.0277 | 2023 | There was not a strong correlation with AFUE. Most direct unit heaters had high AFUE's and we found the heating capacity to be a stronger indicator
43 | 2023 | Residential | HVAC | Direct Unit Heater |  | Electricity | Direct Unit Heater | 2023$ |  | Electric Resistance Heaters | 0.011848 | 0.029152 | 0.10409 | Heating Capacity | BTU/hr | 47.5 | 5500 | 13500 | 18290 | 0 | 0 | 0 | N/A | N/A | 0 | 0 | 0 | 0 | 80.7518 | 139.8609 | 308.5901 | 1 |  |  | 145.9158 | 300.1969 | 881.0686 | 1 | 1 | 577 | 750 | 722.9158 | 877.1969 | 1458.0686 | 895.9158 | 1050.1969 | 1631.0686 | 2040 | Reference | 23 | Prevailing local wages, Drive time, Local code requirements, Access, Incentive programs, Existing construction and materials, Need for additional structural support, Brand recognition, Engineering and design fees, Condition of existing electrical system, Need for additional wiring / switching, Condition of existing duct system, Need for controls and / or zoning, Condition of existing gas line, Electrical infrastructure upgrades, Site assessment, Ceiling height, Coil upgrades | 3 | 72 | 0.0277 | 2023 | There was not a strong correlation with AFUE. Most direct unit heaters had high AFUE's and we found the heating capacity to be a stronger indicator
43 | 2023 | Residential | HVAC | Direct Unit Heater |  | Electricity | Direct Unit Heater | 2023$ |  | Electric Resistance Heaters | 0.011848 | 0.029152 | 0.10409 | Heating Capacity | BTU/hr | 47.5 | 5500 | 13500 | 18290 | 0 | 0 | 0 | N/A | N/A | 0 | 0 | 0 | 0 | 80.7518 | 139.8609 | 308.5901 | 1 |  |  | 145.9158 | 300.1969 | 881.0686 | 1 | 1 | 577 | 750 | 722.9158 | 877.1969 | 1458.0686 | 895.9158 | 1050.1969 | 1631.0686 | 2045 | Reference | 23 | Prevailing local wages, Drive time, Local code requirements, Access, Incentive programs, Existing construction and materials, Need for additional structural support, Brand recognition, Engineering and design fees, Condition of existing electrical system, Need for additional wiring / switching, Condition of existing duct system, Need for controls and / or zoning, Condition of existing gas line, Electrical infrastructure upgrades, Site assessment, Ceiling height, Coil upgrades | 3 | 72 | 0.0277 | 2023 | There was not a strong correlation with AFUE. Most direct unit heaters had high AFUE's and we found the heating capacity to be a stronger indicator
43 | 2023 | Residential | HVAC | Direct Unit Heater |  | Electricity | Direct Unit Heater | 2023$ |  | Electric Resistance Heaters | 0.011848 | 0.029152 | 0.10409 | Heating Capacity | BTU/hr | 47.5 | 5500 | 13500 | 18290 | 0 | 0 | 0 | N/A | N/A | 0 | 0 | 0 | 0 | 80.7518 | 139.8609 | 308.5901 | 1 |  |  | 145.9158 | 300.1969 | 881.0686 | 1 | 1 | 577 | 750 | 722.9158 | 877.1969 | 1458.0686 | 895.9158 | 1050.1969 | 1631.0686 | 2050 | Reference | 23 | Prevailing local wages, Drive time, Local code requirements, Access, Incentive programs, Existing construction and materials, Need for additional structural support, Brand recognition, Engineering and design fees, Condition of existing electrical system, Need for additional wiring / switching, Condition of existing duct system, Need for controls and / or zoning, Condition of existing gas line, Electrical infrastructure upgrades, Site assessment, Ceiling height, Coil upgrades | 3 | 72 | 0.0277 | 2023 | There was not a strong correlation with AFUE. Most direct unit heaters had high AFUE's and we found the heating capacity to be a stronger indicator
43 | 2023 | Residential | HVAC | Direct Unit Heater |  | Electricity | Direct Unit Heater | 2023$ |  | Electric Resistance Heaters | 0.011848 | 0.029152 | 0.10409 | Heating Capacity | BTU/hr | 47.5 | 5500 | 13500 | 18290 | 0 | 0 | 0 | N/A | N/A | 0 | 0 | 0 | 0 | 80.7518 | 139.8609 | 308.5901 | 1 |  |  | 145.9158 | 300.1969 | 881.0686 | 1 | 1 | 577 | 750 | 722.9158 | 877.1969 | 1458.0686 | 895.9158 | 1050.1969 | 1631.0686 | 2023 | Intermediate | 23 | Prevailing local wages, Drive time, Local code requirements, Access, Incentive programs, Existing construction and materials, Need for additional structural support, Brand recognition, Engineering and design fees, Condition of existing electrical system, Need for additional wiring / switching, Condition of existing duct system, Need for controls and / or zoning, Condition of existing gas line, Electrical infrastructure upgrades, Site assessment, Ceiling height, Coil upgrades | 3 | 72 | 0.0277 | 2023 | There was not a strong correlation with AFUE. Most direct unit heaters had high AFUE's and we found the heating capacity to be a stronger indicator
43 | 2023 | Residential | HVAC | Direct Unit Heater |  | Electricity | Direct Unit Heater | 2023$ |  | Electric Resistance Heaters | 0.011848 | 0.029152 | 0.10409 | Heating Capacity | BTU/hr | 47.5 | 5500 | 13500 | 18290 | 0 | 0 | 0 | N/A | N/A | 0 | 0 | 0 | 0 | 80.7518 | 139.8609 | 308.5901 | 1 |  |  | 145.9158 | 300.1969 | 881.0686 | 1 | 1 | 577 | 750 | 722.9158 | 877.1969 | 1458.0686 | 895.9158 | 1050.1969 | 1631.0686 | 2030 | Intermediate | 23 | Prevailing local wages, Drive time, Local code requirements, Access, Incentive programs, Existing construction and materials, Need for additional structural support, Brand recognition, Engineering and design fees, Condition of existing electrical system, Need for additional wiring / switching, Condition of existing duct system, Need for controls and / or zoning, Condition of existing gas line, Electrical infrastructure upgrades, Site assessment, Ceiling height, Coil upgrades | 3 | 72 | 0.0277 | 2023 | There was not a strong correlation with AFUE. Most direct unit heaters had high AFUE's and we found the heating capacity to be a stronger indicator
43 | 2023 | Residential | HVAC | Direct Unit Heater |  | Electricity | Direct Unit Heater | 2023$ |  | Electric Resistance Heaters | 0.011848 | 0.029152 | 0.10409 | Heating Capacity | BTU/hr | 47.5 | 5500 | 13500 | 18290 | 0 | 0 | 0 | N/A | N/A | 0 | 0 | 0 | 0 | 80.7518 | 139.8609 | 308.5901 | 1 |  |  | 145.9158 | 300.1969 | 881.0686 | 1 | 1 | 577 | 750 | 722.9158 | 877.1969 | 1458.0686 | 895.9158 | 1050.1969 | 1631.0686 | 2035 | Intermediate | 23 | Prevailing local wages, Drive time, Local code requirements, Access, Incentive programs, Existing construction and materials, Need for additional structural support, Brand recognition, Engineering and design fees, Condition of existing electrical system, Need for additional wiring / switching, Condition of existing duct system, Need for controls and / or zoning, Condition of existing gas line, Electrical infrastructure upgrades, Site assessment, Ceiling height, Coil upgrades | 3 | 72 | 0.0277 | 2023 | There was not a strong correlation with AFUE. Most direct unit heaters had high AFUE's and we found the heating capacity to be a stronger indicator
43 | 2023 | Residential | HVAC | Direct Unit Heater |  | Electricity | Direct Unit Heater | 2023$ |  | Electric Resistance Heaters | 0.011848 | 0.029152 | 0.10409 | Heating Capacity | BTU/hr | 47.5 | 5500 | 13500 | 18290 | 0 | 0 | 0 | N/A | N/A | 0 | 0 | 0 | 0 | 80.7518 | 139.8609 | 308.5901 | 1 |  |  | 145.9158 | 300.1969 | 881.0686 | 1 | 1 | 577 | 750 | 722.9158 | 877.1969 | 1458.0686 | 895.9158 | 1050.1969 | 1631.0686 | 2040 | Intermediate | 23 | Prevailing local wages, Drive time, Local code requirements, Access, Incentive programs, Existing construction and materials, Need for additional structural support, Brand recognition, Engineering and design fees, Condition of existing electrical system, Need for additional wiring / switching, Condition of existing duct system, Need for controls and / or zoning, Condition of existing gas line, Electrical infrastructure upgrades, Site assessment, Ceiling height, Coil upgrades | 3 | 72 | 0.0277 | 2023 | There was not a strong correlation with AFUE. Most direct unit heaters had high AFUE's and we found the heating capacity to be a stronger indicator
43 | 2023 | Residential | HVAC | Direct Unit Heater |  | Electricity | Direct Unit Heater | 2023$ |  | Electric Resistance Heaters | 0.011848 | 0.029152 | 0.10409 | Heating Capacity | BTU/hr | 47.5 | 5500 | 13500 | 18290 | 0 | 0 | 0 | N/A | N/A | 0 | 0 | 0 | 0 | 80.7518 | 139.8609 | 308.5901 | 1 |  |  | 145.9158 | 300.1969 | 881.0686 | 1 | 1 | 577 | 750 | 722.9158 | 877.1969 | 1458.0686 | 895.9158 | 1050.1969 | 1631.0686 | 2045 | Intermediate | 23 | Prevailing local wages, Drive time, Local code requirements, Access, Incentive programs, Existing construction and materials, Need for additional structural support, Brand recognition, Engineering and design fees, Condition of existing electrical system, Need for additional wiring / switching, Condition of existing duct system, Need for controls and / or zoning, Condition of existing gas line, Electrical infrastructure upgrades, Site assessment, Ceiling height, Coil upgrades | 3 | 72 | 0.0277 | 2023 | There was not a strong correlation with AFUE. Most direct unit heaters had high AFUE's and we found the heating capacity to be a stronger indicator
43 | 2023 | Residential | HVAC | Direct Unit Heater |  | Electricity | Direct Unit Heater | 2023$ |  | Electric Resistance Heaters | 0.011848 | 0.029152 | 0.10409 | Heating Capacity | BTU/hr | 47.5 | 5500 | 13500 | 18290 | 0 | 0 | 0 | N/A | N/A | 0 | 0 | 0 | 0 | 80.7518 | 139.8609 | 308.5901 | 1 |  |  | 145.9158 | 300.1969 | 881.0686 | 1 | 1 | 577 | 750 | 722.9158 | 877.1969 | 1458.0686 | 895.9158 | 1050.1969 | 1631.0686 | 2050 | Intermediate | 23 | Prevailing local wages, Drive time, Local code requirements, Access, Incentive programs, Existing construction and materials, Need for additional structural support, Brand recognition, Engineering and design fees, Condition of existing electrical system, Need for additional wiring / switching, Condition of existing duct system, Need for controls and / or zoning, Condition of existing gas line, Electrical infrastructure upgrades, Site assessment, Ceiling height, Coil upgrades | 3 | 72 | 0.0277 | 2023 | There was not a strong correlation with AFUE. Most direct unit heaters had high AFUE's and we found the heating capacity to be a stronger indicator
43 | 2023 | Residential | HVAC | Direct Unit Heater |  | Electricity | Direct Unit Heater | 2023$ |  | Electric Resistance Heaters | 0.011848 | 0.029152 | 0.10409 | Heating Capacity | BTU/hr | 47.5 | 5500 | 13500 | 18290 | 0 | 0 | 0 | N/A | N/A | 0 | 0 | 0 | 0 | 80.7518 | 139.8609 | 308.5901 | 1 |  |  | 145.9158 | 300.1969 | 881.0686 | 1 | 1 | 577 | 750 | 722.9158 | 877.1969 | 1458.0686 | 895.9158 | 1050.1969 | 1631.0686 | 2023 | Advanced | 23 | Prevailing local wages, Drive time, Local code requirements, Access, Incentive programs, Existing construction and materials, Need for additional structural support, Brand recognition, Engineering and design fees, Condition of existing electrical system, Need for additional wiring / switching, Condition of existing duct system, Need for controls and / or zoning, Condition of existing gas line, Electrical infrastructure upgrades, Site assessment, Ceiling height, Coil upgrades | 3 | 72 | 0.0277 | 2023 | There was not a strong correlation with AFUE. Most direct unit heaters had high AFUE's and we found the heating capacity to be a stronger indicator
43 | 2023 | Residential | HVAC | Direct Unit Heater |  | Electricity | Direct Unit Heater | 2023$ |  | Electric Resistance Heaters | 0.011848 | 0.029152 | 0.10409 | Heating Capacity | BTU/hr | 47.5 | 5500 | 13500 | 18290 | 0 | 0 | 0 | N/A | N/A | 0 | 0 | 0 | 0 | 80.7518 | 139.8609 | 308.5901 | 1 |  |  | 145.9158 | 300.1969 | 881.0686 | 1 | 1 | 577 | 750 | 722.9158 | 877.1969 | 1458.0686 | 895.9158 | 1050.1969 | 1631.0686 | 2030 | Advanced | 23 | Prevailing local wages, Drive time, Local code requirements, Access, Incentive programs, Existing construction and materials, Need for additional structural support, Brand recognition, Engineering and design fees, Condition of existing electrical system, Need for additional wiring / switching, Condition of existing duct system, Need for controls and / or zoning, Condition of existing gas line, Electrical infrastructure upgrades, Site assessment, Ceiling height, Coil upgrades | 3 | 72 | 0.0277 | 2023 | There was not a strong correlation with AFUE. Most direct unit heaters had high AFUE's and we found the heating capacity to be a stronger indicator
43 | 2023 | Residential | HVAC | Direct Unit Heater |  | Electricity | Direct Unit Heater | 2023$ |  | Electric Resistance Heaters | 0.011848 | 0.029152 | 0.10409 | Heating Capacity | BTU/hr | 47.5 | 5500 | 13500 | 18290 | 0 | 0 | 0 | N/A | N/A | 0 | 0 | 0 | 0 | 80.7518 | 139.8609 | 308.5901 | 1 |  |  | 145.9158 | 300.1969 | 881.0686 | 1 | 1 | 577 | 750 | 722.9158 | 877.1969 | 1458.0686 | 895.9158 | 1050.1969 | 1631.0686 | 2035 | Advanced | 23 | Prevailing local wages, Drive time, Local code requirements, Access, Incentive programs, Existing construction and materials, Need for additional structural support, Brand recognition, Engineering and design fees, Condition of existing electrical system, Need for additional wiring / switching, Condition of existing duct system, Need for controls and / or zoning, Condition of existing gas line, Electrical infrastructure upgrades, Site assessment, Ceiling height, Coil upgrades | 3 | 72 | 0.0277 | 2023 | There was not a strong correlation with AFUE. Most direct unit heaters had high AFUE's and we found the heating capacity to be a stronger indicator
43 | 2023 | Residential | HVAC | Direct Unit Heater |  | Electricity | Direct Unit Heater | 2023$ |  | Electric Resistance Heaters | 0.011848 | 0.029152 | 0.10409 | Heating Capacity | BTU/hr | 47.5 | 5500 | 13500 | 18290 | 0 | 0 | 0 | N/A | N/A | 0 | 0 | 0 | 0 | 80.7518 | 139.8609 | 308.5901 | 1 |  |  | 145.9158 | 300.1969 | 881.0686 | 1 | 1 | 577 | 750 | 722.9158 | 877.1969 | 1458.0686 | 895.9158 | 1050.1969 | 1631.0686 | 2040 | Advanced | 23 | Prevailing local wages, Drive time, Local code requirements, Access, Incentive programs, Existing construction and materials, Need for additional structural support, Brand recognition, Engineering and design fees, Condition of existing electrical system, Need for additional wiring / switching, Condition of existing duct system, Need for controls and / or zoning, Condition of existing gas line, Electrical infrastructure upgrades, Site assessment, Ceiling height, Coil upgrades | 3 | 72 | 0.0277 | 2023 | There was not a strong correlation with AFUE. Most direct unit heaters had high AFUE's and we found the heating capacity to be a stronger indicator
43 | 2023 | Residential | HVAC | Direct Unit Heater |  | Electricity | Direct Unit Heater | 2023$ |  | Electric Resistance Heaters | 0.011848 | 0.029152 | 0.10409 | Heating Capacity | BTU/hr | 47.5 | 5500 | 13500 | 18290 | 0 | 0 | 0 | N/A | N/A | 0 | 0 | 0 | 0 | 80.7518 | 139.8609 | 308.5901 | 1 |  |  | 145.9158 | 300.1969 | 881.0686 | 1 | 1 | 577 | 750 | 722.9158 | 877.1969 | 1458.0686 | 895.9158 | 1050.1969 | 1631.0686 | 2045 | Advanced | 23 | Prevailing local wages, Drive time, Local code requirements, Access, Incentive programs, Existing construction and materials, Need for additional structural support, Brand recognition, Engineering and design fees, Condition of existing electrical system, Need for additional wiring / switching, Condition of existing duct system, Need for controls and / or zoning, Condition of existing gas line, Electrical infrastructure upgrades, Site assessment, Ceiling height, Coil upgrades | 3 | 72 | 0.0277 | 2023 | There was not a strong correlation with AFUE. Most direct unit heaters had high AFUE's and we found the heating capacity to be a stronger indicator
43 | 2023 | Residential | HVAC | Direct Unit Heater |  | Electricity | Direct Unit Heater | 2023$ |  | Electric Resistance Heaters | 0.011848 | 0.029152 | 0.10409 | Heating Capacity | BTU/hr | 47.5 | 5500 | 13500 | 18290 | 0 | 0 | 0 | N/A | N/A | 0 | 0 | 0 | 0 | 80.7518 | 139.8609 | 308.5901 | 1 |  |  | 145.9158 | 300.1969 | 881.0686 | 1 | 1 | 577 | 750 | 722.9158 | 877.1969 | 1458.0686 | 895.9158 | 1050.1969 | 1631.0686 | 2050 | Advanced | 23 | Prevailing local wages, Drive time, Local code requirements, Access, Incentive programs, Existing construction and materials, Need for additional structural support, Brand recognition, Engineering and design fees, Condition of existing electrical system, Need for additional wiring / switching, Condition of existing duct system, Need for controls and / or zoning, Condition of existing gas line, Electrical infrastructure upgrades, Site assessment, Ceiling height, Coil upgrades | 3 | 72 | 0.0277 | 2023 | There was not a strong correlation with AFUE. Most direct unit heaters had high AFUE's and we found the heating capacity to be a stronger indicator
44 | 2023 | Residential | Appliance | Dishwasher |  | Electricity | Dishwasher | 2023$ | Dishwasher | Dishwashers | 31 | 54.8254 | 47.2556 | Number of Place Settings | Unitless | 8 | 15 | 16 | 16 | -4.6 | -4.6508 | 5.3158 | Annual Energy Consumption | kWh/yr | 234 | 270 | 225 | 270 | 1256 | 1132.508 | -981.3083 | 1 |  |  | 479 | 699.1745 | 1162.7894 | 1 | 1 | 199.66 | 377.66 | 678.66 | 898.8345 | 1362.4494 | 856.66 | 1076.8345 | 1540.4494 | 2023 | Reference | 15.2 | Prevailing local wages, Drive time, Local code requirements, Access, Existing construction and materials, Need for condensate line/drain, Condition of existing electrical system, Type of equipment | 3 | 63 | 0.1223 | 2023 | High banding at 270 kWh/yr due to Energy Star requirements.
44 | 2023 | Residential | Appliance | Dishwasher |  | Electricity | Dishwasher | 2023$ | Dishwasher | Dishwashers | 31 | 54.8254 | 47.2556 | Number of Place Settings | Unitless | 8 | 15 | 16 | 16 | -5.175 | -5.2321 | 5.9803 | Annual Energy Consumption | kWh/yr | 234 | 240 | 225 | 270 | 1256 | 1132.508 | -981.3083 | 1 |  |  | 479 | 699.1745 | 1162.7894 | 1 | 1 | 199.66 | 377.66 | 678.66 | 898.8345 | 1362.4494 | 856.66 | 1076.8345 | 1540.4494 | 2030 | Reference | 15.2 | Prevailing local wages, Drive time, Local code requirements, Access, Existing construction and materials, Need for condensate line/drain, Condition of existing electrical system, Type of equipment | 3 | 63 | 0.1223 | 2023 | High banding at 270 kWh/yr due to Energy Star requirements.
44 | 2023 | Residential | Appliance | Dishwasher |  | Electricity | Dishwasher | 2023$ | Dishwasher | Dishwashers | 31 | 54.8254 | 47.2556 | Number of Place Settings | Unitless | 8 | 15 | 16 | 16 | -5.175 | -5.2321 | 5.9803 | Annual Energy Consumption | kWh/yr | 234 | 240 | 225 | 270 | 1256 | 1132.508 | -981.3083 | 1 |  |  | 479 | 699.1745 | 1162.7894 | 1 | 1 | 199.66 | 377.66 | 678.66 | 898.8345 | 1362.4494 | 856.66 | 1076.8345 | 1540.4494 | 2035 | Reference | 15.2 | Prevailing local wages, Drive time, Local code requirements, Access, Existing construction and materials, Need for condensate line/drain, Condition of existing electrical system, Type of equipment | 3 | 63 | 0.1223 | 2023 | High banding at 270 kWh/yr due to Energy Star requirements.
44 | 2023 | Residential | Appliance | Dishwasher |  | Electricity | Dishwasher | 2023$ | Dishwasher | Dishwashers | 31 | 54.8254 | 47.2556 | Number of Place Settings | Unitless | 8 | 15 | 16 | 16 | -5.175 | -5.2321 | 5.9803 | Annual Energy Consumption | kWh/yr | 234 | 240 | 225 | 270 | 1256 | 1132.508 | -981.3083 | 1 |  |  | 479 | 699.1745 | 1162.7894 | 1 | 1 | 199.66 | 377.66 | 678.66 | 898.8345 | 1362.4494 | 856.66 | 1076.8345 | 1540.4494 | 2040 | Reference | 15.2 | Prevailing local wages, Drive time, Local code requirements, Access, Existing construction and materials, Need for condensate line/drain, Condition of existing electrical system, Type of equipment | 3 | 63 | 0.1223 | 2023 | High banding at 270 kWh/yr due to Energy Star requirements.
44 | 2023 | Residential | Appliance | Dishwasher |  | Electricity | Dishwasher | 2023$ | Dishwasher | Dishwashers | 31 | 54.8254 | 47.2556 | Number of Place Settings | Unitless | 8 | 15 | 16 | 16 | -5.175 | -5.2321 | 5.9803 | Annual Energy Consumption | kWh/yr | 234 | 240 | 225 | 270 | 1256 | 1132.508 | -981.3083 | 1 |  |  | 479 | 699.1745 | 1162.7894 | 1 | 1 | 199.66 | 377.66 | 678.66 | 898.8345 | 1362.4494 | 856.66 | 1076.8345 | 1540.4494 | 2045 | Reference | 15.2 | Prevailing local wages, Drive time, Local code requirements, Access, Existing construction and materials, Need for condensate line/drain, Condition of existing electrical system, Type of equipment | 3 | 63 | 0.1223 | 2023 | High banding at 270 kWh/yr due to Energy Star requirements.
44 | 2023 | Residential | Appliance | Dishwasher |  | Electricity | Dishwasher | 2023$ | Dishwasher | Dishwashers | 31 | 54.8254 | 47.2556 | Number of Place Settings | Unitless | 8 | 15 | 16 | 16 | -5.175 | -5.2321 | 5.9803 | Annual Energy Consumption | kWh/yr | 234 | 240 | 225 | 270 | 1256 | 1132.508 | -981.3083 | 1 |  |  | 479 | 699.1745 | 1162.7894 | 1 | 1 | 199.66 | 377.66 | 678.66 | 898.8345 | 1362.4494 | 856.66 | 1076.8345 | 1540.4494 | 2050 | Reference | 15.2 | Prevailing local wages, Drive time, Local code requirements, Access, Existing construction and materials, Need for condensate line/drain, Condition of existing electrical system, Type of equipment | 3 | 63 | 0.1223 | 2023 | High banding at 270 kWh/yr due to Energy Star requirements.
44 | 2023 | Residential | Appliance | Dishwasher |  | Electricity | Dishwasher | 2023$ | Dishwasher | Dishwashers | 31 | 54.8254 | 47.2556 | Number of Place Settings | Unitless | 8 | 15 | 16 | 16 | -4.6 | -4.6508 | 5.3158 | Annual Energy Consumption | kWh/yr | 234 | 270 | 225 | 270 | 1256 | 1132.508 | -981.3083 | 1 |  |  | 479 | 699.1745 | 1162.7894 | 1 | 1 | 199.66 | 377.66 | 678.66 | 898.8345 | 1362.4494 | 856.66 | 1076.8345 | 1540.4494 | 2023 | Intermediate | 15.2 | Prevailing local wages, Drive time, Local code requirements, Access, Existing construction and materials, Need for condensate line/drain, Condition of existing electrical system, Type of equipment | 3 | 63 | 0.1223 | 2023 | High banding at 270 kWh/yr due to Energy Star requirements.
44 | 2023 | Residential | Appliance | Dishwasher |  | Electricity | Dishwasher | 2023$ | Dishwasher | Dishwashers | 31 | 54.8254 | 47.2556 | Number of Place Settings | Unitless | 8 | 15 | 16 | 16 | -5.175 | -5.2321 | 5.9803 | Annual Energy Consumption | kWh/yr | 234 | 240 | 225 | 270 | 1256 | 1132.508 | -981.3083 | 1 |  |  | 479 | 699.1745 | 1162.7894 | 1 | 1 | 199.66 | 377.66 | 678.66 | 898.8345 | 1362.4494 | 856.66 | 1076.8345 | 1540.4494 | 2030 | Intermediate | 15.2 | Prevailing local wages, Drive time, Local code requirements, Access, Existing construction and materials, Need for condensate line/drain, Condition of existing electrical system, Type of equipment | 3 | 63 | 0.1223 | 2023 | High banding at 270 kWh/yr due to Energy Star requirements.
44 | 2023 | Residential | Appliance | Dishwasher |  | Electricity | Dishwasher | 2023$ | Dishwasher | Dishwashers | 31 | 54.8254 | 47.2556 | Number of Place Settings | Unitless | 8 | 15 | 16 | 16 | -5.175 | -5.2321 | 5.9803 | Annual Energy Consumption | kWh/yr | 234 | 240 | 225 | 270 | 1256 | 1132.508 | -981.3083 | 1 |  |  | 479 | 699.1745 | 1162.7894 | 1 | 1 | 199.66 | 377.66 | 678.66 | 898.8345 | 1362.4494 | 856.66 | 1076.8345 | 1540.4494 | 2035 | Intermediate | 15.2 | Prevailing local wages, Drive time, Local code requirements, Access, Existing construction and materials, Need for condensate line/drain, Condition of existing electrical system, Type of equipment | 3 | 63 | 0.1223 | 2023 | High banding at 270 kWh/yr due to Energy Star requirements.
44 | 2023 | Residential | Appliance | Dishwasher |  | Electricity | Dishwasher | 2023$ | Dishwasher | Dishwashers | 31 | 54.8254 | 47.2556 | Number of Place Settings | Unitless | 8 | 15 | 16 | 16 | -5.175 | -5.2321 | 5.9803 | Annual Energy Consumption | kWh/yr | 234 | 240 | 225 | 270 | 1256 | 1132.508 | -981.3083 | 1 |  |  | 479 | 699.1745 | 1162.7894 | 1 | 1 | 199.66 | 377.66 | 678.66 | 898.8345 | 1362.4494 | 856.66 | 1076.8345 | 1540.4494 | 2040 | Intermediate | 15.2 | Prevailing local wages, Drive time, Local code requirements, Access, Existing construction and materials, Need for condensate line/drain, Condition of existing electrical system, Type of equipment | 3 | 63 | 0.1223 | 2023 | High banding at 270 kWh/yr due to Energy Star requirements.
44 | 2023 | Residential | Appliance | Dishwasher |  | Electricity | Dishwasher | 2023$ | Dishwasher | Dishwashers | 31 | 54.8254 | 47.2556 | Number of Place Settings | Unitless | 8 | 15 | 16 | 16 | -5.175 | -5.2321 | 5.9803 | Annual Energy Consumption | kWh/yr | 234 | 240 | 225 | 270 | 1256 | 1132.508 | -981.3083 | 1 |  |  | 479 | 699.1745 | 1162.7894 | 1 | 1 | 199.66 | 377.66 | 678.66 | 898.8345 | 1362.4494 | 856.66 | 1076.8345 | 1540.4494 | 2045 | Intermediate | 15.2 | Prevailing local wages, Drive time, Local code requirements, Access, Existing construction and materials, Need for condensate line/drain, Condition of existing electrical system, Type of equipment | 3 | 63 | 0.1223 | 2023 | High banding at 270 kWh/yr due to Energy Star requirements.
44 | 2023 | Residential | Appliance | Dishwasher |  | Electricity | Dishwasher | 2023$ | Dishwasher | Dishwashers | 31 | 54.8254 | 47.2556 | Number of Place Settings | Unitless | 8 | 15 | 16 | 16 | -5.175 | -5.2321 | 5.9803 | Annual Energy Consumption | kWh/yr | 234 | 240 | 225 | 270 | 1256 | 1132.508 | -981.3083 | 1 |  |  | 479 | 699.1745 | 1162.7894 | 1 | 1 | 199.66 | 377.66 | 678.66 | 898.8345 | 1362.4494 | 856.66 | 1076.8345 | 1540.4494 | 2050 | Intermediate | 15.2 | Prevailing local wages, Drive time, Local code requirements, Access, Existing construction and materials, Need for condensate line/drain, Condition of existing electrical system, Type of equipment | 3 | 63 | 0.1223 | 2023 | High banding at 270 kWh/yr due to Energy Star requirements.
44 | 2023 | Residential | Appliance | Dishwasher |  | Electricity | Dishwasher | 2023$ | Dishwasher | Dishwashers | 31 | 54.8254 | 47.2556 | Number of Place Settings | Unitless | 8 | 15 | 16 | 16 | -4.6 | -4.6508 | 5.3158 | Annual Energy Consumption | kWh/yr | 234 | 270 | 225 | 270 | 1256 | 1132.508 | -981.3083 | 1 |  |  | 479 | 699.1745 | 1162.7894 | 1 | 1 | 199.66 | 377.66 | 678.66 | 898.8345 | 1362.4494 | 856.66 | 1076.8345 | 1540.4494 | 2023 | Advanced | 15.2 | Prevailing local wages, Drive time, Local code requirements, Access, Existing construction and materials, Need for condensate line/drain, Condition of existing electrical system, Type of equipment | 3 | 63 | 0.1223 | 2023 | High banding at 270 kWh/yr due to Energy Star requirements.
44 | 2023 | Residential | Appliance | Dishwasher |  | Electricity | Dishwasher | 2023$ | Dishwasher | Dishwashers | 31 | 54.8254 | 47.2556 | Number of Place Settings | Unitless | 8 | 15 | 16 | 16 | -5.175 | -5.2321 | 5.9803 | Annual Energy Consumption | kWh/yr | 234 | 240 | 225 | 270 | 1256 | 1132.508 | -981.3083 | 1 |  |  | 479 | 699.1745 | 1162.7894 | 1 | 1 | 199.66 | 377.66 | 678.66 | 898.8345 | 1362.4494 | 856.66 | 1076.8345 | 1540.4494 | 2030 | Advanced | 15.2 | Prevailing local wages, Drive time, Local code requirements, Access, Existing construction and materials, Need for condensate line/drain, Condition of existing electrical system, Type of equipment | 3 | 63 | 0.1223 | 2023 | High banding at 270 kWh/yr due to Energy Star requirements.
44 | 2023 | Residential | Appliance | Dishwasher |  | Electricity | Dishwasher | 2023$ | Dishwasher | Dishwashers | 31 | 54.8254 | 47.2556 | Number of Place Settings | Unitless | 8 | 15 | 16 | 16 | -5.175 | -5.2321 | 5.9803 | Annual Energy Consumption | kWh/yr | 234 | 240 | 225 | 270 | 1256 | 1132.508 | -981.3083 | 1 |  |  | 479 | 699.1745 | 1162.7894 | 1 | 1 | 199.66 | 377.66 | 678.66 | 898.8345 | 1362.4494 | 856.66 | 1076.8345 | 1540.4494 | 2035 | Advanced | 15.2 | Prevailing local wages, Drive time, Local code requirements, Access, Existing construction and materials, Need for condensate line/drain, Condition of existing electrical system, Type of equipment | 3 | 63 | 0.1223 | 2023 | High banding at 270 kWh/yr due to Energy Star requirements.
44 | 2023 | Residential | Appliance | Dishwasher |  | Electricity | Dishwasher | 2023$ | Dishwasher | Dishwashers | 31 | 54.8254 | 47.2556 | Number of Place Settings | Unitless | 8 | 15 | 16 | 16 | -5.175 | -5.2321 | 5.9803 | Annual Energy Consumption | kWh/yr | 234 | 240 | 225 | 270 | 1256 | 1132.508 | -981.3083 | 1 |  |  | 479 | 699.1745 | 1162.7894 | 1 | 1 | 199.66 | 377.66 | 678.66 | 898.8345 | 1362.4494 | 856.66 | 1076.8345 | 1540.4494 | 2040 | Advanced | 15.2 | Prevailing local wages, Drive time, Local code requirements, Access, Existing construction and materials, Need for condensate line/drain, Condition of existing electrical system, Type of equipment | 3 | 63 | 0.1223 | 2023 | High banding at 270 kWh/yr due to Energy Star requirements.
44 | 2023 | Residential | Appliance | Dishwasher |  | Electricity | Dishwasher | 2023$ | Dishwasher | Dishwashers | 31 | 54.8254 | 47.2556 | Number of Place Settings | Unitless | 8 | 15 | 16 | 16 | -5.175 | -5.2321 | 5.9803 | Annual Energy Consumption | kWh/yr | 234 | 240 | 225 | 270 | 1256 | 1132.508 | -981.3083 | 1 |  |  | 479 | 699.1745 | 1162.7894 | 1 | 1 | 199.66 | 377.66 | 678.66 | 898.8345 | 1362.4494 | 856.66 | 1076.8345 | 1540.4494 | 2045 | Advanced | 15.2 | Prevailing local wages, Drive time, Local code requirements, Access, Existing construction and materials, Need for condensate line/drain, Condition of existing electrical system, Type of equipment | 3 | 63 | 0.1223 | 2023 | High banding at 270 kWh/yr due to Energy Star requirements.
44 | 2023 | Residential | Appliance | Dishwasher |  | Electricity | Dishwasher | 2023$ | Dishwasher | Dishwashers | 31 | 54.8254 | 47.2556 | Number of Place Settings | Unitless | 8 | 15 | 16 | 16 | -5.175 | -5.2321 | 5.9803 | Annual Energy Consumption | kWh/yr | 234 | 240 | 225 | 270 | 1256 | 1132.508 | -981.3083 | 1 |  |  | 479 | 699.1745 | 1162.7894 | 1 | 1 | 199.66 | 377.66 | 678.66 | 898.8345 | 1362.4494 | 856.66 | 1076.8345 | 1540.4494 | 2050 | Advanced | 15.2 | Prevailing local wages, Drive time, Local code requirements, Access, Existing construction and materials, Need for condensate line/drain, Condition of existing electrical system, Type of equipment | 3 | 63 | 0.1223 | 2023 | High banding at 270 kWh/yr due to Energy Star requirements.
45 | 2023 | Residential | Appliance | Dishwasher | Connected | Electricity | Dishwasher Connected | 2023$ | Dishwasher |  | 0 | 0 | 0 | Number of Place Settings | Unitless | 6 | 14.5 | 16 | 16 | 0 | 0 | 0 | Annual Energy Consumption | kWh/yr | 307 | 270 | 269.5 | 144 | 1189.672 | 1487.09 | 1784.508 | 1 |  |  | 1189.672 | 1487.09 | 1784.508 | 1 | 1 | 199.66 | 377.66 | 1389.332 | 1686.75 | 1984.168 | 1567.332 | 1864.75 | 2162.168 | 2023 | Reference | 14.5 | Prevailing local wages, Drive time, Local code requirements, Access, Moisture issues present, Need for condensate line/drain, Condition of existing electrical system, Type of equipment | 2 | 970 | 0 | 2023
45 | 2023 | Residential | Appliance | Dishwasher |  | Electricity | Dishwasher Connected | 2023$ | Dishwasher |  | 0 | 0 | 0 | Number of Place Settings | Unitless | 6 | 14.5 | 16 | 16 | 0 | 0 | 0 | Annual Energy Consumption | kWh/yr | 307 | 270 | 262 | 144 | 1189.672 | 1487.09 | 1784.508 | 1 |  |  | 1189.672 | 1487.09 | 1784.508 | 1 | 1 | 199.66 | 377.66 | 1389.332 | 1686.75 | 1984.168 | 1567.332 | 1864.75 | 2162.168 | 2030 | Reference | 14.5 | Prevailing local wages, Drive time, Local code requirements, Access, Moisture issues present, Need for condensate line/drain, Condition of existing electrical system, Type of equipment | 2 | 970 | 0 | 2023 | 0
45 | 2023 | Residential | Appliance | Dishwasher |  | Electricity | Dishwasher Connected | 2023$ | Dishwasher |  | 0 | 0 | 0 | Number of Place Settings | Unitless | 6 | 14.5 | 16 | 16 | 0 | 0 | 0 | Annual Energy Consumption | kWh/yr | 307 | 270 | 261.5 | 144 | 1055.604 | 1319.505 | 1583.406 | 1 |  |  | 1055.604 | 1319.505 | 1583.406 | 1 | 1 | 199.66 | 377.66 | 1255.264 | 1519.165 | 1783.066 | 1433.264 | 1697.165 | 1961.066 | 2035 | Reference | 14.5 | Prevailing local wages, Drive time, Local code requirements, Access, Moisture issues present, Need for condensate line/drain, Condition of existing electrical system, Type of equipment | 2 | 970 | 0 | 2023 | 0
45 | 2023 | Residential | Appliance | Dishwasher |  | Electricity | Dishwasher Connected | 2023$ | Dishwasher |  | 0 | 0 | 0 | Number of Place Settings | Unitless | 6 | 14.5 | 16 | 16 | 0 | 0 | 0 | Annual Energy Consumption | kWh/yr | 307 | 270 | 261 | 144 | 921.536 | 1151.92 | 1382.304 | 1 |  |  | 921.536 | 1151.92 | 1382.304 | 1 | 1 | 199.66 | 377.66 | 1121.196 | 1351.58 | 1581.964 | 1299.196 | 1529.58 | 1759.964 | 2040 | Reference | 14.5 | Prevailing local wages, Drive time, Local code requirements, Access, Moisture issues present, Need for condensate line/drain, Condition of existing electrical system, Type of equipment | 2 | 970 | 0 | 2023 | 0
45 | 2023 | Residential | Appliance | Dishwasher |  | Electricity | Dishwasher Connected | 2023$ | Dishwasher |  | 0 | 0 | 0 | Number of Place Settings | Unitless | 6 | 14.5 | 16 | 16 | 0 | 0 | 0 | Annual Energy Consumption | kWh/yr | 307 | 270 | 261 | 144 | 921.536 | 1151.92 | 1382.304 | 1 |  |  | 921.536 | 1151.92 | 1382.304 | 1 | 1 | 199.66 | 377.66 | 1121.196 | 1351.58 | 1581.964 | 1299.196 | 1529.58 | 1759.964 | 2045 | Reference | 14.5 | Prevailing local wages, Drive time, Local code requirements, Access, Moisture issues present, Need for condensate line/drain, Condition of existing electrical system, Type of equipment | 2 | 970 | 0 | 2023 | 0
45 | 2023 | Residential | Appliance | Dishwasher |  | Electricity | Dishwasher Connected | 2023$ | Dishwasher |  | 0 | 0 | 0 | Number of Place Settings | Unitless | 6 | 14.5 | 16 | 16 | 0 | 0 | 0 | Annual Energy Consumption | kWh/yr | 307 | 270 | 261 | 144 | 921.536 | 1151.92 | 1382.304 | 1 |  |  | 921.536 | 1151.92 | 1382.304 | 1 | 1 | 199.66 | 377.66 | 1121.196 | 1351.58 | 1581.964 | 1299.196 | 1529.58 | 1759.964 | 2050 | Reference | 14.5 | Prevailing local wages, Drive time, Local code requirements, Access, Moisture issues present, Need for condensate line/drain, Condition of existing electrical system, Type of equipment | 2 | 970 | 0 | 2023 | 0
45 | 2023 | Residential | Appliance | Dishwasher |  | Electricity | Dishwasher Connected | 2023$ | Dishwasher |  | 0 | 0 | 0 | Number of Place Settings | Unitless | 6 | 14.5 | 16 | 16 | 0 | 0 | 0 | Annual Energy Consumption | kWh/yr | 307 | 270 | 269.5 | 144 | 1189.672 | 1487.09 | 1784.508 | 1 |  |  | 1189.672 | 1487.09 | 1784.508 | 1 | 1 | 199.66 | 377.66 | 1389.332 | 1686.75 | 1984.168 | 1567.332 | 1864.75 | 2162.168 | 2023 | Intermediate | 14.5 | Prevailing local wages, Drive time, Local code requirements, Access, Moisture issues present, Need for condensate line/drain, Condition of existing electrical system, Type of equipment | 2 | 970 | 0 | 2023 | 0
45 | 2023 | Residential | Appliance | Dishwasher |  | Electricity | Dishwasher Connected | 2023$ | Dishwasher |  | 0 | 0 | 0 | Number of Place Settings | Unitless | 6 | 14.5 | 16 | 16 | 0 | 0 | 0 | Annual Energy Consumption | kWh/yr | 307 | 270 | 262 | 144 | 1189.672 | 1487.09 | 1784.508 | 1 |  |  | 1189.672 | 1487.09 | 1784.508 | 1 | 1 | 199.66 | 377.66 | 1389.332 | 1686.75 | 1984.168 | 1567.332 | 1864.75 | 2162.168 | 2030 | Intermediate | 14.5 | Prevailing local wages, Drive time, Local code requirements, Access, Moisture issues present, Need for condensate line/drain, Condition of existing electrical system, Type of equipment | 2 | 970 | 0 | 2023 | 0
45 | 2023 | Residential | Appliance | Dishwasher |  | Electricity | Dishwasher Connected | 2023$ | Dishwasher |  | 0 | 0 | 0 | Number of Place Settings | Unitless | 6 | 14.5 | 16 | 16 | 0 | 0 | 0 | Annual Energy Consumption | kWh/yr | 307 | 270 | 261.5 | 144 | 1055.604 | 1319.505 | 1583.406 | 1 |  |  | 1055.604 | 1319.505 | 1583.406 | 1 | 1 | 199.66 | 377.66 | 1255.264 | 1519.165 | 1783.066 | 1433.264 | 1697.165 | 1961.066 | 2035 | Intermediate | 14.5 | Prevailing local wages, Drive time, Local code requirements, Access, Moisture issues present, Need for condensate line/drain, Condition of existing electrical system, Type of equipment | 2 | 970 | 0 | 2023 | 0
45 | 2023 | Residential | Appliance | Dishwasher |  | Electricity | Dishwasher Connected | 2023$ | Dishwasher |  | 0 | 0 | 0 | Number of Place Settings | Unitless | 6 | 14.5 | 16 | 16 | 0 | 0 | 0 | Annual Energy Consumption | kWh/yr | 307 | 270 | 261 | 144 | 921.536 | 1151.92 | 1382.304 | 1 |  |  | 921.536 | 1151.92 | 1382.304 | 1 | 1 | 199.66 | 377.66 | 1121.196 | 1351.58 | 1581.964 | 1299.196 | 1529.58 | 1759.964 | 2040 | Intermediate | 14.5 | Prevailing local wages, Drive time, Local code requirements, Access, Moisture issues present, Need for condensate line/drain, Condition of existing electrical system, Type of equipment | 2 | 970 | 0 | 2023 | 0
45 | 2023 | Residential | Appliance | Dishwasher |  | Electricity | Dishwasher Connected | 2023$ | Dishwasher |  | 0 | 0 | 0 | Number of Place Settings | Unitless | 6 | 14.5 | 16 | 16 | 0 | 0 | 0 | Annual Energy Consumption | kWh/yr | 307 | 270 | 261 | 144 | 921.536 | 1151.92 | 1382.304 | 1 |  |  | 921.536 | 1151.92 | 1382.304 | 1 | 1 | 199.66 | 377.66 | 1121.196 | 1351.58 | 1581.964 | 1299.196 | 1529.58 | 1759.964 | 2045 | Intermediate | 14.5 | Prevailing local wages, Drive time, Local code requirements, Access, Moisture issues present, Need for condensate line/drain, Condition of existing electrical system, Type of equipment | 2 | 970 | 0 | 2023 | 0
45 | 2023 | Residential | Appliance | Dishwasher |  | Electricity | Dishwasher Connected | 2023$ | Dishwasher |  | 0 | 0 | 0 | Number of Place Settings | Unitless | 6 | 14.5 | 16 | 16 | 0 | 0 | 0 | Annual Energy Consumption | kWh/yr | 307 | 270 | 261 | 144 | 921.536 | 1151.92 | 1382.304 | 1 |  |  | 921.536 | 1151.92 | 1382.304 | 1 | 1 | 199.66 | 377.66 | 1121.196 | 1351.58 | 1581.964 | 1299.196 | 1529.58 | 1759.964 | 2050 | Intermediate | 14.5 | Prevailing local wages, Drive time, Local code requirements, Access, Moisture issues present, Need for condensate line/drain, Condition of existing electrical system, Type of equipment | 2 | 970 | 0 | 2023 | 0
45 | 2023 | Residential | Appliance | Dishwasher |  | Electricity | Dishwasher Connected | 2023$ | Dishwasher |  | 0 | 0 | 0 | Number of Place Settings | Unitless | 6 | 14.5 | 16 | 16 | 0 | 0 | 0 | Annual Energy Consumption | kWh/yr | 307 | 270 | 269.5 | 144 | 1189.672 | 1487.09 | 1784.508 | 1 |  |  | 1189.672 | 1487.09 | 1784.508 | 1 | 1 | 199.66 | 377.66 | 1389.332 | 1686.75 | 1984.168 | 1567.332 | 1864.75 | 2162.168 | 2023 | Advanced | 14.5 | Prevailing local wages, Drive time, Local code requirements, Access, Moisture issues present, Need for condensate line/drain, Condition of existing electrical system, Type of equipment | 2 | 970 | 0 | 2023 | 0
45 | 2023 | Residential | Appliance | Dishwasher |  | Electricity | Dishwasher Connected | 2023$ | Dishwasher |  | 0 | 0 | 0 | Number of Place Settings | Unitless | 6 | 14.5 | 16 | 16 | 0 | 0 | 0 | Annual Energy Consumption | kWh/yr | 307 | 270 | 262 | 144 | 1189.672 | 1487.09 | 1784.508 | 1 |  |  | 1189.672 | 1487.09 | 1784.508 | 1 | 1 | 199.66 | 377.66 | 1389.332 | 1686.75 | 1984.168 | 1567.332 | 1864.75 | 2162.168 | 2030 | Advanced | 14.5 | Prevailing local wages, Drive time, Local code requirements, Access, Moisture issues present, Need for condensate line/drain, Condition of existing electrical system, Type of equipment | 2 | 970 | 0 | 2023 | 0
45 | 2023 | Residential | Appliance | Dishwasher |  | Electricity | Dishwasher Connected | 2023$ | Dishwasher |  | 0 | 0 | 0 | Number of Place Settings | Unitless | 6 | 14.5 | 16 | 16 | 0 | 0 | 0 | Annual Energy Consumption | kWh/yr | 307 | 270 | 261.5 | 144 | 1055.604 | 1319.505 | 1583.406 | 1 |  |  | 1055.604 | 1319.505 | 1583.406 | 1 | 1 | 199.66 | 377.66 | 1255.264 | 1519.165 | 1783.066 | 1433.264 | 1697.165 | 1961.066 | 2035 | Advanced | 14.5 | Prevailing local wages, Drive time, Local code requirements, Access, Moisture issues present, Need for condensate line/drain, Condition of existing electrical system, Type of equipment | 2 | 970 | 0 | 2023 | 0
45 | 2023 | Residential | Appliance | Dishwasher |  | Electricity | Dishwasher Connected | 2023$ | Dishwasher |  | 0 | 0 | 0 | Number of Place Settings | Unitless | 6 | 14.5 | 16 | 16 | 0 | 0 | 0 | Annual Energy Consumption | kWh/yr | 307 | 270 | 261 | 144 | 921.536 | 1151.92 | 1382.304 | 1 |  |  | 921.536 | 1151.92 | 1382.304 | 1 | 1 | 199.66 | 377.66 | 1121.196 | 1351.58 | 1581.964 | 1299.196 | 1529.58 | 1759.964 | 2040 | Advanced | 14.5 | Prevailing local wages, Drive time, Local code requirements, Access, Moisture issues present, Need for condensate line/drain, Condition of existing electrical system, Type of equipment | 2 | 970 | 0 | 2023 | 0
45 | 2023 | Residential | Appliance | Dishwasher |  | Electricity | Dishwasher Connected | 2023$ | Dishwasher |  | 0 | 0 | 0 | Number of Place Settings | Unitless | 6 | 14.5 | 16 | 16 | 0 | 0 | 0 | Annual Energy Consumption | kWh/yr | 307 | 270 | 261 | 144 | 921.536 | 1151.92 | 1382.304 | 1 |  |  | 921.536 | 1151.92 | 1382.304 | 1 | 1 | 199.66 | 377.66 | 1121.196 | 1351.58 | 1581.964 | 1299.196 | 1529.58 | 1759.964 | 2045 | Advanced | 14.5 | Prevailing local wages, Drive time, Local code requirements, Access, Moisture issues present, Need for condensate line/drain, Condition of existing electrical system, Type of equipment | 2 | 970 | 0 | 2023 | 0
45 | 2023 | Residential | Appliance | Dishwasher |  | Electricity | Dishwasher Connected | 2023$ | Dishwasher |  | 0 | 0 | 0 | Number of Place Settings | Unitless | 6 | 14.5 | 16 | 16 | 0 | 0 | 0 | Annual Energy Consumption | kWh/yr | 307 | 270 | 261 | 144 | 921.536 | 1151.92 | 1382.304 | 1 |  |  | 921.536 | 1151.92 | 1382.304 | 1 | 1 | 199.66 | 377.66 | 1121.196 | 1351.58 | 1581.964 | 1299.196 | 1529.58 | 1759.964 | 2050 | Advanced | 14.5 | Prevailing local wages, Drive time, Local code requirements, Access, Moisture issues present, Need for condensate line/drain, Condition of existing electrical system, Type of equipment | 2 | 970 | 0 | 2023 | 0
46 | 2023 | Residential | Envelope | Door | Exterior Prehung Fiberglass |  | Door Exterior Prehung Fiberglass | 2023$/sqft | Door Exterior Prehung Fiberglass |  | 0 | 0 | 0 | N/A | N/A | 0 | 0 | 0 | 0 | 0 | 0 | 0 | Square Feet | ft2 | 0 | 21 | 0 | 0 | 37.8635 | 55.491 | 77.3 | 21 | Square Feet | ft2 | 795.1335 | 1165.311 | 1623.3 | 2.3897 | 2.6633 | 0 | 0 | 1900.1206 | 2784.7291 | 3879.1797 | 2117.6459 | 3103.5241 | 4323.2671 | 2023 | Reference | 50 | Prevailing local wages, Drive time, Local code requirements, Existing construction and materials, Presence of hazardous materials | 2 | 148 | 0 | 2023 | Assumes the 21 sqft for typical door area
46 | 2023 | Residential | Envelope | Door | Exterior Prehung Fiberglass |  | Door Exterior Prehung Fiberglass | 2023$/sqft | Door Exterior Prehung Fiberglass |  | 0 | 0 | 0 | N/A | N/A | 0 | 0 | 0 | 0 | 0 | 0 | 0 | Square Feet | ft2 | 0 | 21 | 0 | 0 | 37.8635 | 55.491 | 77.3 | 21 | Square Feet | ft2 | 795.1335 | 1165.311 | 1623.3 | 2.3897 | 2.6633 | 0 | 0 | 1900.1206 | 2784.7291 | 3879.1797 | 2117.6459 | 3103.5241 | 4323.2671 | 2030 | Reference | 50 | Prevailing local wages, Drive time, Local code requirements, Existing construction and materials, Presence of hazardous materials | 2 | 148 | 0 | 2023 | Assumes the 21 sqft for typical door area
46 | 2023 | Residential | Envelope | Door | Exterior Prehung Fiberglass |  | Door Exterior Prehung Fiberglass | 2023$/sqft | Door Exterior Prehung Fiberglass |  | 0 | 0 | 0 | N/A | N/A | 0 | 0 | 0 | 0 | 0 | 0 | 0 | Square Feet | ft2 | 0 | 21 | 0 | 0 | 37.8635 | 55.491 | 77.3 | 21 | Square Feet | ft2 | 795.1335 | 1165.311 | 1623.3 | 2.3897 | 2.6633 | 0 | 0 | 1900.1206 | 2784.7291 | 3879.1797 | 2117.6459 | 3103.5241 | 4323.2671 | 2035 | Reference | 50 | Prevailing local wages, Drive time, Local code requirements, Existing construction and materials, Presence of hazardous materials | 2 | 148 | 0 | 2023 | Assumes the 21 sqft for typical door area
46 | 2023 | Residential | Envelope | Door | Exterior Prehung Fiberglass |  | Door Exterior Prehung Fiberglass | 2023$/sqft | Door Exterior Prehung Fiberglass |  | 0 | 0 | 0 | N/A | N/A | 0 | 0 | 0 | 0 | 0 | 0 | 0 | Square Feet | ft2 | 0 | 21 | 0 | 0 | 37.8635 | 55.491 | 77.3 | 21 | Square Feet | ft2 | 795.1335 | 1165.311 | 1623.3 | 2.3897 | 2.6633 | 0 | 0 | 1900.1206 | 2784.7291 | 3879.1797 | 2117.6459 | 3103.5241 | 4323.2671 | 2040 | Reference | 50 | Prevailing local wages, Drive time, Local code requirements, Existing construction and materials, Presence of hazardous materials | 2 | 148 | 0 | 2023 | Assumes the 21 sqft for typical door area
46 | 2023 | Residential | Envelope | Door | Exterior Prehung Fiberglass |  | Door Exterior Prehung Fiberglass | 2023$/sqft | Door Exterior Prehung Fiberglass |  | 0 | 0 | 0 | N/A | N/A | 0 | 0 | 0 | 0 | 0 | 0 | 0 | Square Feet | ft2 | 0 | 21 | 0 | 0 | 37.8635 | 55.491 | 77.3 | 21 | Square Feet | ft2 | 795.1335 | 1165.311 | 1623.3 | 2.3897 | 2.6633 | 0 | 0 | 1900.1206 | 2784.7291 | 3879.1797 | 2117.6459 | 3103.5241 | 4323.2671 | 2045 | Reference | 50 | Prevailing local wages, Drive time, Local code requirements, Existing construction and materials, Presence of hazardous materials | 2 | 148 | 0 | 2023 | Assumes the 21 sqft for typical door area
46 | 2023 | Residential | Envelope | Door | Exterior Prehung Fiberglass |  | Door Exterior Prehung Fiberglass | 2023$/sqft | Door Exterior Prehung Fiberglass |  | 0 | 0 | 0 | N/A | N/A | 0 | 0 | 0 | 0 | 0 | 0 | 0 | Square Feet | ft2 | 0 | 21 | 0 | 0 | 37.8635 | 55.491 | 77.3 | 21 | Square Feet | ft2 | 795.1335 | 1165.311 | 1623.3 | 2.3897 | 2.6633 | 0 | 0 | 1900.1206 | 2784.7291 | 3879.1797 | 2117.6459 | 3103.5241 | 4323.2671 | 2050 | Reference | 50 | Prevailing local wages, Drive time, Local code requirements, Existing construction and materials, Presence of hazardous materials | 2 | 148 | 0 | 2023 | Assumes the 21 sqft for typical door area
46 | 2023 | Residential | Envelope | Door | Exterior Prehung Fiberglass |  | Door Exterior Prehung Fiberglass | 2023$/sqft | Door Exterior Prehung Fiberglass |  | 0 | 0 | 0 | N/A | N/A | 0 | 0 | 0 | 0 | 0 | 0 | 0 | Square Feet | ft2 | 0 | 21 | 0 | 0 | 37.8635 | 55.491 | 77.3 | 21 | Square Feet | ft2 | 795.1335 | 1165.311 | 1623.3 | 2.3897 | 2.6633 | 0 | 0 | 1900.1206 | 2784.7291 | 3879.1797 | 2117.6459 | 3103.5241 | 4323.2671 | 2023 | Intermediate | 50 | Prevailing local wages, Drive time, Local code requirements, Existing construction and materials, Presence of hazardous materials | 2 | 148 | 0 | 2023 | Assumes the 21 sqft for typical door area
46 | 2023 | Residential | Envelope | Door | Exterior Prehung Fiberglass |  | Door Exterior Prehung Fiberglass | 2023$/sqft | Door Exterior Prehung Fiberglass |  | 0 | 0 | 0 | N/A | N/A | 0 | 0 | 0 | 0 | 0 | 0 | 0 | Square Feet | ft2 | 0 | 21 | 0 | 0 | 37.8635 | 55.491 | 77.3 | 21 | Square Feet | ft2 | 795.1335 | 1165.311 | 1623.3 | 2.3897 | 2.6633 | 0 | 0 | 1900.1206 | 2784.7291 | 3879.1797 | 2117.6459 | 3103.5241 | 4323.2671 | 2030 | Intermediate | 50 | Prevailing local wages, Drive time, Local code requirements, Existing construction and materials, Presence of hazardous materials | 2 | 148 | 0 | 2023 | Assumes the 21 sqft for typical door area
46 | 2023 | Residential | Envelope | Door | Exterior Prehung Fiberglass |  | Door Exterior Prehung Fiberglass | 2023$/sqft | Door Exterior Prehung Fiberglass |  | 0 | 0 | 0 | N/A | N/A | 0 | 0 | 0 | 0 | 0 | 0 | 0 | Square Feet | ft2 | 0 | 21 | 0 | 0 | 37.8635 | 55.491 | 77.3 | 21 | Square Feet | ft2 | 795.1335 | 1165.311 | 1623.3 | 2.3897 | 2.6633 | 0 | 0 | 1900.1206 | 2784.7291 | 3879.1797 | 2117.6459 | 3103.5241 | 4323.2671 | 2035 | Intermediate | 50 | Prevailing local wages, Drive time, Local code requirements, Existing construction and materials, Presence of hazardous materials | 2 | 148 | 0 | 2023 | Assumes the 21 sqft for typical door area
46 | 2023 | Residential | Envelope | Door | Exterior Prehung Fiberglass |  | Door Exterior Prehung Fiberglass | 2023$/sqft | Door Exterior Prehung Fiberglass |  | 0 | 0 | 0 | N/A | N/A | 0 | 0 | 0 | 0 | 0 | 0 | 0 | Square Feet | ft2 | 0 | 21 | 0 | 0 | 37.8635 | 55.491 | 77.3 | 21 | Square Feet | ft2 | 795.1335 | 1165.311 | 1623.3 | 2.3897 | 2.6633 | 0 | 0 | 1900.1206 | 2784.7291 | 3879.1797 | 2117.6459 | 3103.5241 | 4323.2671 | 2040 | Intermediate | 50 | Prevailing local wages, Drive time, Local code requirements, Existing construction and materials, Presence of hazardous materials | 2 | 148 | 0 | 2023 | Assumes the 21 sqft for typical door area
46 | 2023 | Residential | Envelope | Door | Exterior Prehung Fiberglass |  | Door Exterior Prehung Fiberglass | 2023$/sqft | Door Exterior Prehung Fiberglass |  | 0 | 0 | 0 | N/A | N/A | 0 | 0 | 0 | 0 | 0 | 0 | 0 | Square Feet | ft2 | 0 | 21 | 0 | 0 | 37.8635 | 55.491 | 77.3 | 21 | Square Feet | ft2 | 795.1335 | 1165.311 | 1623.3 | 2.3897 | 2.6633 | 0 | 0 | 1900.1206 | 2784.7291 | 3879.1797 | 2117.6459 | 3103.5241 | 4323.2671 | 2045 | Intermediate | 50 | Prevailing local wages, Drive time, Local code requirements, Existing construction and materials, Presence of hazardous materials | 2 | 148 | 0 | 2023 | Assumes the 21 sqft for typical door area
46 | 2023 | Residential | Envelope | Door | Exterior Prehung Fiberglass |  | Door Exterior Prehung Fiberglass | 2023$/sqft | Door Exterior Prehung Fiberglass |  | 0 | 0 | 0 | N/A | N/A | 0 | 0 | 0 | 0 | 0 | 0 | 0 | Square Feet | ft2 | 0 | 21 | 0 | 0 | 37.8635 | 55.491 | 77.3 | 21 | Square Feet | ft2 | 795.1335 | 1165.311 | 1623.3 | 2.3897 | 2.6633 | 0 | 0 | 1900.1206 | 2784.7291 | 3879.1797 | 2117.6459 | 3103.5241 | 4323.2671 | 2050 | Intermediate | 50 | Prevailing local wages, Drive time, Local code requirements, Existing construction and materials, Presence of hazardous materials | 2 | 148 | 0 | 2023 | Assumes the 21 sqft for typical door area
46 | 2023 | Residential | Envelope | Door | Exterior Prehung Fiberglass |  | Door Exterior Prehung Fiberglass | 2023$/sqft | Door Exterior Prehung Fiberglass |  | 0 | 0 | 0 | N/A | N/A | 0 | 0 | 0 | 0 | 0 | 0 | 0 | Square Feet | ft2 | 0 | 21 | 0 | 0 | 37.8635 | 55.491 | 77.3 | 21 | Square Feet | ft2 | 795.1335 | 1165.311 | 1623.3 | 2.3897 | 2.6633 | 0 | 0 | 1900.1206 | 2784.7291 | 3879.1797 | 2117.6459 | 3103.5241 | 4323.2671 | 2023 | Advanced | 50 | Prevailing local wages, Drive time, Local code requirements, Existing construction and materials, Presence of hazardous materials | 2 | 148 | 0 | 2023 | Assumes the 21 sqft for typical door area
46 | 2023 | Residential | Envelope | Door | Exterior Prehung Fiberglass |  | Door Exterior Prehung Fiberglass | 2023$/sqft | Door Exterior Prehung Fiberglass |  | 0 | 0 | 0 | N/A | N/A | 0 | 0 | 0 | 0 | 0 | 0 | 0 | Square Feet | ft2 | 0 | 21 | 0 | 0 | 37.8635 | 55.491 | 77.3 | 21 | Square Feet | ft2 | 795.1335 | 1165.311 | 1623.3 | 2.3897 | 2.6633 | 0 | 0 | 1900.1206 | 2784.7291 | 3879.1797 | 2117.6459 | 3103.5241 | 4323.2671 | 2030 | Advanced | 50 | Prevailing local wages, Drive time, Local code requirements, Existing construction and materials, Presence of hazardous materials | 2 | 148 | 0 | 2023 | Assumes the 21 sqft for typical door area
46 | 2023 | Residential | Envelope | Door | Exterior Prehung Fiberglass |  | Door Exterior Prehung Fiberglass | 2023$/sqft | Door Exterior Prehung Fiberglass |  | 0 | 0 | 0 | N/A | N/A | 0 | 0 | 0 | 0 | 0 | 0 | 0 | Square Feet | ft2 | 0 | 21 | 0 | 0 | 37.8635 | 55.491 | 77.3 | 21 | Square Feet | ft2 | 795.1335 | 1165.311 | 1623.3 | 2.3897 | 2.6633 | 0 | 0 | 1900.1206 | 2784.7291 | 3879.1797 | 2117.6459 | 3103.5241 | 4323.2671 | 2035 | Advanced | 50 | Prevailing local wages, Drive time, Local code requirements, Existing construction and materials, Presence of hazardous materials | 2 | 148 | 0 | 2023 | Assumes the 21 sqft for typical door area
46 | 2023 | Residential | Envelope | Door | Exterior Prehung Fiberglass |  | Door Exterior Prehung Fiberglass | 2023$/sqft | Door Exterior Prehung Fiberglass |  | 0 | 0 | 0 | N/A | N/A | 0 | 0 | 0 | 0 | 0 | 0 | 0 | Square Feet | ft2 | 0 | 21 | 0 | 0 | 37.8635 | 55.491 | 77.3 | 21 | Square Feet | ft2 | 795.1335 | 1165.311 | 1623.3 | 2.3897 | 2.6633 | 0 | 0 | 1900.1206 | 2784.7291 | 3879.1797 | 2117.6459 | 3103.5241 | 4323.2671 | 2040 | Advanced | 50 | Prevailing local wages, Drive time, Local code requirements, Existing construction and materials, Presence of hazardous materials | 2 | 148 | 0 | 2023 | Assumes the 21 sqft for typical door area
46 | 2023 | Residential | Envelope | Door | Exterior Prehung Fiberglass |  | Door Exterior Prehung Fiberglass | 2023$/sqft | Door Exterior Prehung Fiberglass |  | 0 | 0 | 0 | N/A | N/A | 0 | 0 | 0 | 0 | 0 | 0 | 0 | Square Feet | ft2 | 0 | 21 | 0 | 0 | 37.8635 | 55.491 | 77.3 | 21 | Square Feet | ft2 | 795.1335 | 1165.311 | 1623.3 | 2.3897 | 2.6633 | 0 | 0 | 1900.1206 | 2784.7291 | 3879.1797 | 2117.6459 | 3103.5241 | 4323.2671 | 2045 | Advanced | 50 | Prevailing local wages, Drive time, Local code requirements, Existing construction and materials, Presence of hazardous materials | 2 | 148 | 0 | 2023 | Assumes the 21 sqft for typical door area
46 | 2023 | Residential | Envelope | Door | Exterior Prehung Fiberglass |  | Door Exterior Prehung Fiberglass | 2023$/sqft | Door Exterior Prehung Fiberglass |  | 0 | 0 | 0 | N/A | N/A | 0 | 0 | 0 | 0 | 0 | 0 | 0 | Square Feet | ft2 | 0 | 21 | 0 | 0 | 37.8635 | 55.491 | 77.3 | 21 | Square Feet | ft2 | 795.1335 | 1165.311 | 1623.3 | 2.3897 | 2.6633 | 0 | 0 | 1900.1206 | 2784.7291 | 3879.1797 | 2117.6459 | 3103.5241 | 4323.2671 | 2050 | Advanced | 50 | Prevailing local wages, Drive time, Local code requirements, Existing construction and materials, Presence of hazardous materials | 2 | 148 | 0 | 2023 | Assumes the 21 sqft for typical door area
47 | 2023 | Residential | Envelope | Door | Exterior Prehung Metal |  | Door Exterior Prehung Metal | 2023$/sqft | Door Exterior Prehung Metal |  | 0 | 0 | 0 | N/A | N/A | 0 | 0 | 0 | 0 | 0 | 0 | 0 | Square Feet | ft2 | 0 | 21 | 0 | 0 | 15.8877 | 41.9942 | 80.7846 | 21 | Square Feet | ft2 | 333.6419 | 881.8788 | 1696.4772 | 2.3897 | 2.6633 | 0 | 0 | 797.2999 | 2107.4148 | 4054.0504 | 888.5746 | 2348.6711 | 4518.157 | 2023 | Reference | 30 | Prevailing local wages, Drive time, Local code requirements, Existing construction and materials, Presence of hazardous materials | 2 | 102 | 0 | 2023 | Assumes the 21 sqft for typical door area
47 | 2023 | Residential | Envelope | Door | Exterior Prehung Metal |  | Door Exterior Prehung Metal | 2023$/sqft | Door Exterior Prehung Metal |  | 0 | 0 | 0 | N/A | N/A | 0 | 0 | 0 | 0 | 0 | 0 | 0 | Square Feet | ft2 | 0 | 21 | 0 | 0 | 15.8877 | 41.9942 | 80.7846 | 21 | Square Feet | ft2 | 333.6419 | 881.8788 | 1696.4772 | 2.3897 | 2.6633 | 0 | 0 | 797.2999 | 2107.4148 | 4054.0504 | 888.5746 | 2348.6711 | 4518.157 | 2030 | Reference | 30 | Prevailing local wages, Drive time, Local code requirements, Existing construction and materials, Presence of hazardous materials | 2 | 102 | 0 | 2023 | Assumes the 21 sqft for typical door area
47 | 2023 | Residential | Envelope | Door | Exterior Prehung Metal |  | Door Exterior Prehung Metal | 2023$/sqft | Door Exterior Prehung Metal |  | 0 | 0 | 0 | N/A | N/A | 0 | 0 | 0 | 0 | 0 | 0 | 0 | Square Feet | ft2 | 0 | 21 | 0 | 0 | 15.8877 | 41.9942 | 80.7846 | 21 | Square Feet | ft2 | 333.6419 | 881.8788 | 1696.4772 | 2.3897 | 2.6633 | 0 | 0 | 797.2999 | 2107.4148 | 4054.0504 | 888.5746 | 2348.6711 | 4518.157 | 2035 | Reference | 30 | Prevailing local wages, Drive time, Local code requirements, Existing construction and materials, Presence of hazardous materials | 2 | 102 | 0 | 2023 | Assumes the 21 sqft for typical door area
47 | 2023 | Residential | Envelope | Door | Exterior Prehung Metal |  | Door Exterior Prehung Metal | 2023$/sqft | Door Exterior Prehung Metal |  | 0 | 0 | 0 | N/A | N/A | 0 | 0 | 0 | 0 | 0 | 0 | 0 | Square Feet | ft2 | 0 | 21 | 0 | 0 | 15.8877 | 41.9942 | 80.7846 | 21 | Square Feet | ft2 | 333.6419 | 881.8788 | 1696.4772 | 2.3897 | 2.6633 | 0 | 0 | 797.2999 | 2107.4148 | 4054.0504 | 888.5746 | 2348.6711 | 4518.157 | 2040 | Reference | 30 | Prevailing local wages, Drive time, Local code requirements, Existing construction and materials, Presence of hazardous materials | 2 | 102 | 0 | 2023 | Assumes the 21 sqft for typical door area
47 | 2023 | Residential | Envelope | Door | Exterior Prehung Metal |  | Door Exterior Prehung Metal | 2023$/sqft | Door Exterior Prehung Metal |  | 0 | 0 | 0 | N/A | N/A | 0 | 0 | 0 | 0 | 0 | 0 | 0 | Square Feet | ft2 | 0 | 21 | 0 | 0 | 15.8877 | 41.9942 | 80.7846 | 21 | Square Feet | ft2 | 333.6419 | 881.8788 | 1696.4772 | 2.3897 | 2.6633 | 0 | 0 | 797.2999 | 2107.4148 | 4054.0504 | 888.5746 | 2348.6711 | 4518.157 | 2045 | Reference | 30 | Prevailing local wages, Drive time, Local code requirements, Existing construction and materials, Presence of hazardous materials | 2 | 102 | 0 | 2023 | Assumes the 21 sqft for typical door area
47 | 2023 | Residential | Envelope | Door | Exterior Prehung Metal |  | Door Exterior Prehung Metal | 2023$/sqft | Door Exterior Prehung Metal |  | 0 | 0 | 0 | N/A | N/A | 0 | 0 | 0 | 0 | 0 | 0 | 0 | Square Feet | ft2 | 0 | 21 | 0 | 0 | 15.8877 | 41.9942 | 80.7846 | 21 | Square Feet | ft2 | 333.6419 | 881.8788 | 1696.4772 | 2.3897 | 2.6633 | 0 | 0 | 797.2999 | 2107.4148 | 4054.0504 | 888.5746 | 2348.6711 | 4518.157 | 2050 | Reference | 30 | Prevailing local wages, Drive time, Local code requirements, Existing construction and materials, Presence of hazardous materials | 2 | 102 | 0 | 2023 | Assumes the 21 sqft for typical door area
47 | 2023 | Residential | Envelope | Door | Exterior Prehung Metal |  | Door Exterior Prehung Metal | 2023$/sqft | Door Exterior Prehung Metal |  | 0 | 0 | 0 | N/A | N/A | 0 | 0 | 0 | 0 | 0 | 0 | 0 | Square Feet | ft2 | 0 | 21 | 0 | 0 | 15.8877 | 41.9942 | 80.7846 | 21 | Square Feet | ft2 | 333.6419 | 881.8788 | 1696.4772 | 2.3897 | 2.6633 | 0 | 0 | 797.2999 | 2107.4148 | 4054.0504 | 888.5746 | 2348.6711 | 4518.157 | 2023 | Intermediate | 30 | Prevailing local wages, Drive time, Local code requirements, Existing construction and materials, Presence of hazardous materials | 2 | 102 | 0 | 2023 | Assumes the 21 sqft for typical door area
47 | 2023 | Residential | Envelope | Door | Exterior Prehung Metal |  | Door Exterior Prehung Metal | 2023$/sqft | Door Exterior Prehung Metal |  | 0 | 0 | 0 | N/A | N/A | 0 | 0 | 0 | 0 | 0 | 0 | 0 | Square Feet | ft2 | 0 | 21 | 0 | 0 | 15.8877 | 41.9942 | 80.7846 | 21 | Square Feet | ft2 | 333.6419 | 881.8788 | 1696.4772 | 2.3897 | 2.6633 | 0 | 0 | 797.2999 | 2107.4148 | 4054.0504 | 888.5746 | 2348.6711 | 4518.157 | 2030 | Intermediate | 30 | Prevailing local wages, Drive time, Local code requirements, Existing construction and materials, Presence of hazardous materials | 2 | 102 | 0 | 2023 | Assumes the 21 sqft for typical door area
47 | 2023 | Residential | Envelope | Door | Exterior Prehung Metal |  | Door Exterior Prehung Metal | 2023$/sqft | Door Exterior Prehung Metal |  | 0 | 0 | 0 | N/A | N/A | 0 | 0 | 0 | 0 | 0 | 0 | 0 | Square Feet | ft2 | 0 | 21 | 0 | 0 | 15.8877 | 41.9942 | 80.7846 | 21 | Square Feet | ft2 | 333.6419 | 881.8788 | 1696.4772 | 2.3897 | 2.6633 | 0 | 0 | 797.2999 | 2107.4148 | 4054.0504 | 888.5746 | 2348.6711 | 4518.157 | 2035 | Intermediate | 30 | Prevailing local wages, Drive time, Local code requirements, Existing construction and materials, Presence of hazardous materials | 2 | 102 | 0 | 2023 | Assumes the 21 sqft for typical door area
47 | 2023 | Residential | Envelope | Door | Exterior Prehung Metal |  | Door Exterior Prehung Metal | 2023$/sqft | Door Exterior Prehung Metal |  | 0 | 0 | 0 | N/A | N/A | 0 | 0 | 0 | 0 | 0 | 0 | 0 | Square Feet | ft2 | 0 | 21 | 0 | 0 | 15.8877 | 41.9942 | 80.7846 | 21 | Square Feet | ft2 | 333.6419 | 881.8788 | 1696.4772 | 2.3897 | 2.6633 | 0 | 0 | 797.2999 | 2107.4148 | 4054.0504 | 888.5746 | 2348.6711 | 4518.157 | 2040 | Intermediate | 30 | Prevailing local wages, Drive time, Local code requirements, Existing construction and materials, Presence of hazardous materials | 2 | 102 | 0 | 2023 | Assumes the 21 sqft for typical door area
47 | 2023 | Residential | Envelope | Door | Exterior Prehung Metal |  | Door Exterior Prehung Metal | 2023$/sqft | Door Exterior Prehung Metal |  | 0 | 0 | 0 | N/A | N/A | 0 | 0 | 0 | 0 | 0 | 0 | 0 | Square Feet | ft2 | 0 | 21 | 0 | 0 | 15.8877 | 41.9942 | 80.7846 | 21 | Square Feet | ft2 | 333.6419 | 881.8788 | 1696.4772 | 2.3897 | 2.6633 | 0 | 0 | 797.2999 | 2107.4148 | 4054.0504 | 888.5746 | 2348.6711 | 4518.157 | 2045 | Intermediate | 30 | Prevailing local wages, Drive time, Local code requirements, Existing construction and materials, Presence of hazardous materials | 2 | 102 | 0 | 2023 | Assumes the 21 sqft for typical door area
47 | 2023 | Residential | Envelope | Door | Exterior Prehung Metal |  | Door Exterior Prehung Metal | 2023$/sqft | Door Exterior Prehung Metal |  | 0 | 0 | 0 | N/A | N/A | 0 | 0 | 0 | 0 | 0 | 0 | 0 | Square Feet | ft2 | 0 | 21 | 0 | 0 | 15.8877 | 41.9942 | 80.7846 | 21 | Square Feet | ft2 | 333.6419 | 881.8788 | 1696.4772 | 2.3897 | 2.6633 | 0 | 0 | 797.2999 | 2107.4148 | 4054.0504 | 888.5746 | 2348.6711 | 4518.157 | 2050 | Intermediate | 30 | Prevailing local wages, Drive time, Local code requirements, Existing construction and materials, Presence of hazardous materials | 2 | 102 | 0 | 2023 | Assumes the 21 sqft for typical door area
47 | 2023 | Residential | Envelope | Door | Exterior Prehung Metal |  | Door Exterior Prehung Metal | 2023$/sqft | Door Exterior Prehung Metal |  | 0 | 0 | 0 | N/A | N/A | 0 | 0 | 0 | 0 | 0 | 0 | 0 | Square Feet | ft2 | 0 | 21 | 0 | 0 | 15.8877 | 41.9942 | 80.7846 | 21 | Square Feet | ft2 | 333.6419 | 881.8788 | 1696.4772 | 2.3897 | 2.6633 | 0 | 0 | 797.2999 | 2107.4148 | 4054.0504 | 888.5746 | 2348.6711 | 4518.157 | 2023 | Advanced | 30 | Prevailing local wages, Drive time, Local code requirements, Existing construction and materials, Presence of hazardous materials | 2 | 102 | 0 | 2023 | Assumes the 21 sqft for typical door area
47 | 2023 | Residential | Envelope | Door | Exterior Prehung Metal |  | Door Exterior Prehung Metal | 2023$/sqft | Door Exterior Prehung Metal |  | 0 | 0 | 0 | N/A | N/A | 0 | 0 | 0 | 0 | 0 | 0 | 0 | Square Feet | ft2 | 0 | 21 | 0 | 0 | 15.8877 | 41.9942 | 80.7846 | 21 | Square Feet | ft2 | 333.6419 | 881.8788 | 1696.4772 | 2.3897 | 2.6633 | 0 | 0 | 797.2999 | 2107.4148 | 4054.0504 | 888.5746 | 2348.6711 | 4518.157 | 2030 | Advanced | 30 | Prevailing local wages, Drive time, Local code requirements, Existing construction and materials, Presence of hazardous materials | 2 | 102 | 0 | 2023 | Assumes the 21 sqft for typical door area
47 | 2023 | Residential | Envelope | Door | Exterior Prehung Metal |  | Door Exterior Prehung Metal | 2023$/sqft | Door Exterior Prehung Metal |  | 0 | 0 | 0 | N/A | N/A | 0 | 0 | 0 | 0 | 0 | 0 | 0 | Square Feet | ft2 | 0 | 21 | 0 | 0 | 15.8877 | 41.9942 | 80.7846 | 21 | Square Feet | ft2 | 333.6419 | 881.8788 | 1696.4772 | 2.3897 | 2.6633 | 0 | 0 | 797.2999 | 2107.4148 | 4054.0504 | 888.5746 | 2348.6711 | 4518.157 | 2035 | Advanced | 30 | Prevailing local wages, Drive time, Local code requirements, Existing construction and materials, Presence of hazardous materials | 2 | 102 | 0 | 2023 | Assumes the 21 sqft for typical door area
47 | 2023 | Residential | Envelope | Door | Exterior Prehung Metal |  | Door Exterior Prehung Metal | 2023$/sqft | Door Exterior Prehung Metal |  | 0 | 0 | 0 | N/A | N/A | 0 | 0 | 0 | 0 | 0 | 0 | 0 | Square Feet | ft2 | 0 | 21 | 0 | 0 | 15.8877 | 41.9942 | 80.7846 | 21 | Square Feet | ft2 | 333.6419 | 881.8788 | 1696.4772 | 2.3897 | 2.6633 | 0 | 0 | 797.2999 | 2107.4148 | 4054.0504 | 888.5746 | 2348.6711 | 4518.157 | 2040 | Advanced | 30 | Prevailing local wages, Drive time, Local code requirements, Existing construction and materials, Presence of hazardous materials | 2 | 102 | 0 | 2023 | Assumes the 21 sqft for typical door area
47 | 2023 | Residential | Envelope | Door | Exterior Prehung Metal |  | Door Exterior Prehung Metal | 2023$/sqft | Door Exterior Prehung Metal |  | 0 | 0 | 0 | N/A | N/A | 0 | 0 | 0 | 0 | 0 | 0 | 0 | Square Feet | ft2 | 0 | 21 | 0 | 0 | 15.8877 | 41.9942 | 80.7846 | 21 | Square Feet | ft2 | 333.6419 | 881.8788 | 1696.4772 | 2.3897 | 2.6633 | 0 | 0 | 797.2999 | 2107.4148 | 4054.0504 | 888.5746 | 2348.6711 | 4518.157 | 2045 | Advanced | 30 | Prevailing local wages, Drive time, Local code requirements, Existing construction and materials, Presence of hazardous materials | 2 | 102 | 0 | 2023 | Assumes the 21 sqft for typical door area
47 | 2023 | Residential | Envelope | Door | Exterior Prehung Metal |  | Door Exterior Prehung Metal | 2023$/sqft | Door Exterior Prehung Metal |  | 0 | 0 | 0 | N/A | N/A | 0 | 0 | 0 | 0 | 0 | 0 | 0 | Square Feet | ft2 | 0 | 21 | 0 | 0 | 15.8877 | 41.9942 | 80.7846 | 21 | Square Feet | ft2 | 333.6419 | 881.8788 | 1696.4772 | 2.3897 | 2.6633 | 0 | 0 | 797.2999 | 2107.4148 | 4054.0504 | 888.5746 | 2348.6711 | 4518.157 | 2050 | Advanced | 30 | Prevailing local wages, Drive time, Local code requirements, Existing construction and materials, Presence of hazardous materials | 2 | 102 | 0 | 2023 | Assumes the 21 sqft for typical door area
48 | 2023 | Residential | Envelope | Door | Exterior Prehung Wood |  | Door Exterior Prehung Wood | 2023$/sqft | Door Exterior Prehung Wood |  | 0 | 0 | 0 | N/A | N/A | 0 | 0 | 0 | 0 | 0 | 0 | 0 | Square Feet | ft2 | 0 | 21 | 0 | 0 | 55.9704 | 77.2875 | 119.0682 | 21 | Square Feet | ft2 | 1175.3776 | 1623.0375 | 2500.4322 | 2.3897 | 2.6633 | 0 | 0 | 2808.785 | 3878.5524 | 5975.2515 | 3130.334 | 4322.568 | 6659.2967 | 2023 | Reference | 70 | Prevailing local wages, Drive time, Local code requirements, Existing construction and materials, Presence of hazardous materials | 2 | 65 | 0 | 2023 | Assumes the 21 sqft for typical door area
48 | 2023 | Residential | Envelope | Door | Exterior Prehung Wood |  | Door Exterior Prehung Wood | 2023$/sqft | Door Exterior Prehung Wood |  | 0 | 0 | 0 | N/A | N/A | 0 | 0 | 0 | 0 | 0 | 0 | 0 | Square Feet | ft2 | 0 | 21 | 0 | 0 | 55.9704 | 77.2875 | 119.0682 | 21 | Square Feet | ft2 | 1175.3776 | 1623.0375 | 2500.4322 | 2.3897 | 2.6633 | 0 | 0 | 2808.785 | 3878.5524 | 5975.2515 | 3130.334 | 4322.568 | 6659.2967 | 2030 | Reference | 70 | Prevailing local wages, Drive time, Local code requirements, Existing construction and materials, Presence of hazardous materials | 2 | 65 | 0 | 2023 | Assumes the 21 sqft for typical door area
48 | 2023 | Residential | Envelope | Door | Exterior Prehung Wood |  | Door Exterior Prehung Wood | 2023$/sqft | Door Exterior Prehung Wood |  | 0 | 0 | 0 | N/A | N/A | 0 | 0 | 0 | 0 | 0 | 0 | 0 | Square Feet | ft2 | 0 | 21 | 0 | 0 | 55.9704 | 77.2875 | 119.0682 | 21 | Square Feet | ft2 | 1175.3776 | 1623.0375 | 2500.4322 | 2.3897 | 2.6633 | 0 | 0 | 2808.785 | 3878.5524 | 5975.2515 | 3130.334 | 4322.568 | 6659.2967 | 2035 | Reference | 70 | Prevailing local wages, Drive time, Local code requirements, Existing construction and materials, Presence of hazardous materials | 2 | 65 | 0 | 2023 | Assumes the 21 sqft for typical door area
48 | 2023 | Residential | Envelope | Door | Exterior Prehung Wood |  | Door Exterior Prehung Wood | 2023$/sqft | Door Exterior Prehung Wood |  | 0 | 0 | 0 | N/A | N/A | 0 | 0 | 0 | 0 | 0 | 0 | 0 | Square Feet | ft2 | 0 | 21 | 0 | 0 | 55.9704 | 77.2875 | 119.0682 | 21 | Square Feet | ft2 | 1175.3776 | 1623.0375 | 2500.4322 | 2.3897 | 2.6633 | 0 | 0 | 2808.785 | 3878.5524 | 5975.2515 | 3130.334 | 4322.568 | 6659.2967 | 2040 | Reference | 70 | Prevailing local wages, Drive time, Local code requirements, Existing construction and materials, Presence of hazardous materials | 2 | 65 | 0 | 2023 | Assumes the 21 sqft for typical door area
48 | 2023 | Residential | Envelope | Door | Exterior Prehung Wood |  | Door Exterior Prehung Wood | 2023$/sqft | Door Exterior Prehung Wood |  | 0 | 0 | 0 | N/A | N/A | 0 | 0 | 0 | 0 | 0 | 0 | 0 | Square Feet | ft2 | 0 | 21 | 0 | 0 | 55.9704 | 77.2875 | 119.0682 | 21 | Square Feet | ft2 | 1175.3776 | 1623.0375 | 2500.4322 | 2.3897 | 2.6633 | 0 | 0 | 2808.785 | 3878.5524 | 5975.2515 | 3130.334 | 4322.568 | 6659.2967 | 2045 | Reference | 70 | Prevailing local wages, Drive time, Local code requirements, Existing construction and materials, Presence of hazardous materials | 2 | 65 | 0 | 2023 | Assumes the 21 sqft for typical door area
48 | 2023 | Residential | Envelope | Door | Exterior Prehung Wood |  | Door Exterior Prehung Wood | 2023$/sqft | Door Exterior Prehung Wood |  | 0 | 0 | 0 | N/A | N/A | 0 | 0 | 0 | 0 | 0 | 0 | 0 | Square Feet | ft2 | 0 | 21 | 0 | 0 | 55.9704 | 77.2875 | 119.0682 | 21 | Square Feet | ft2 | 1175.3776 | 1623.0375 | 2500.4322 | 2.3897 | 2.6633 | 0 | 0 | 2808.785 | 3878.5524 | 5975.2515 | 3130.334 | 4322.568 | 6659.2967 | 2050 | Reference | 70 | Prevailing local wages, Drive time, Local code requirements, Existing construction and materials, Presence of hazardous materials | 2 | 65 | 0 | 2023 | Assumes the 21 sqft for typical door area
48 | 2023 | Residential | Envelope | Door | Exterior Prehung Wood |  | Door Exterior Prehung Wood | 2023$/sqft | Door Exterior Prehung Wood |  | 0 | 0 | 0 | N/A | N/A | 0 | 0 | 0 | 0 | 0 | 0 | 0 | Square Feet | ft2 | 0 | 21 | 0 | 0 | 55.9704 | 77.2875 | 119.0682 | 21 | Square Feet | ft2 | 1175.3776 | 1623.0375 | 2500.4322 | 2.3897 | 2.6633 | 0 | 0 | 2808.785 | 3878.5524 | 5975.2515 | 3130.334 | 4322.568 | 6659.2967 | 2023 | Intermediate | 70 | Prevailing local wages, Drive time, Local code requirements, Existing construction and materials, Presence of hazardous materials | 2 | 65 | 0 | 2023 | Assumes the 21 sqft for typical door area
48 | 2023 | Residential | Envelope | Door | Exterior Prehung Wood |  | Door Exterior Prehung Wood | 2023$/sqft | Door Exterior Prehung Wood |  | 0 | 0 | 0 | N/A | N/A | 0 | 0 | 0 | 0 | 0 | 0 | 0 | Square Feet | ft2 | 0 | 21 | 0 | 0 | 55.9704 | 77.2875 | 119.0682 | 21 | Square Feet | ft2 | 1175.3776 | 1623.0375 | 2500.4322 | 2.3897 | 2.6633 | 0 | 0 | 2808.785 | 3878.5524 | 5975.2515 | 3130.334 | 4322.568 | 6659.2967 | 2030 | Intermediate | 70 | Prevailing local wages, Drive time, Local code requirements, Existing construction and materials, Presence of hazardous materials | 2 | 65 | 0 | 2023 | Assumes the 21 sqft for typical door area
48 | 2023 | Residential | Envelope | Door | Exterior Prehung Wood |  | Door Exterior Prehung Wood | 2023$/sqft | Door Exterior Prehung Wood |  | 0 | 0 | 0 | N/A | N/A | 0 | 0 | 0 | 0 | 0 | 0 | 0 | Square Feet | ft2 | 0 | 21 | 0 | 0 | 55.9704 | 77.2875 | 119.0682 | 21 | Square Feet | ft2 | 1175.3776 | 1623.0375 | 2500.4322 | 2.3897 | 2.6633 | 0 | 0 | 2808.785 | 3878.5524 | 5975.2515 | 3130.334 | 4322.568 | 6659.2967 | 2035 | Intermediate | 70 | Prevailing local wages, Drive time, Local code requirements, Existing construction and materials, Presence of hazardous materials | 2 | 65 | 0 | 2023 | Assumes the 21 sqft for typical door area
48 | 2023 | Residential | Envelope | Door | Exterior Prehung Wood |  | Door Exterior Prehung Wood | 2023$/sqft | Door Exterior Prehung Wood |  | 0 | 0 | 0 | N/A | N/A | 0 | 0 | 0 | 0 | 0 | 0 | 0 | Square Feet | ft2 | 0 | 21 | 0 | 0 | 55.9704 | 77.2875 | 119.0682 | 21 | Square Feet | ft2 | 1175.3776 | 1623.0375 | 2500.4322 | 2.3897 | 2.6633 | 0 | 0 | 2808.785 | 3878.5524 | 5975.2515 | 3130.334 | 4322.568 | 6659.2967 | 2040 | Intermediate | 70 | Prevailing local wages, Drive time, Local code requirements, Existing construction and materials, Presence of hazardous materials | 2 | 65 | 0 | 2023 | Assumes the 21 sqft for typical door area
48 | 2023 | Residential | Envelope | Door | Exterior Prehung Wood |  | Door Exterior Prehung Wood | 2023$/sqft | Door Exterior Prehung Wood |  | 0 | 0 | 0 | N/A | N/A | 0 | 0 | 0 | 0 | 0 | 0 | 0 | Square Feet | ft2 | 0 | 21 | 0 | 0 | 55.9704 | 77.2875 | 119.0682 | 21 | Square Feet | ft2 | 1175.3776 | 1623.0375 | 2500.4322 | 2.3897 | 2.6633 | 0 | 0 | 2808.785 | 3878.5524 | 5975.2515 | 3130.334 | 4322.568 | 6659.2967 | 2045 | Intermediate | 70 | Prevailing local wages, Drive time, Local code requirements, Existing construction and materials, Presence of hazardous materials | 2 | 65 | 0 | 2023 | Assumes the 21 sqft for typical door area
48 | 2023 | Residential | Envelope | Door | Exterior Prehung Wood |  | Door Exterior Prehung Wood | 2023$/sqft | Door Exterior Prehung Wood |  | 0 | 0 | 0 | N/A | N/A | 0 | 0 | 0 | 0 | 0 | 0 | 0 | Square Feet | ft2 | 0 | 21 | 0 | 0 | 55.9704 | 77.2875 | 119.0682 | 21 | Square Feet | ft2 | 1175.3776 | 1623.0375 | 2500.4322 | 2.3897 | 2.6633 | 0 | 0 | 2808.785 | 3878.5524 | 5975.2515 | 3130.334 | 4322.568 | 6659.2967 | 2050 | Intermediate | 70 | Prevailing local wages, Drive time, Local code requirements, Existing construction and materials, Presence of hazardous materials | 2 | 65 | 0 | 2023 | Assumes the 21 sqft for typical door area
48 | 2023 | Residential | Envelope | Door | Exterior Prehung Wood |  | Door Exterior Prehung Wood | 2023$/sqft | Door Exterior Prehung Wood |  | 0 | 0 | 0 | N/A | N/A | 0 | 0 | 0 | 0 | 0 | 0 | 0 | Square Feet | ft2 | 0 | 21 | 0 | 0 | 55.9704 | 77.2875 | 119.0682 | 21 | Square Feet | ft2 | 1175.3776 | 1623.0375 | 2500.4322 | 2.3897 | 2.6633 | 0 | 0 | 2808.785 | 3878.5524 | 5975.2515 | 3130.334 | 4322.568 | 6659.2967 | 2023 | Advanced | 70 | Prevailing local wages, Drive time, Local code requirements, Existing construction and materials, Presence of hazardous materials | 2 | 65 | 0 | 2023 | Assumes the 21 sqft for typical door area
48 | 2023 | Residential | Envelope | Door | Exterior Prehung Wood |  | Door Exterior Prehung Wood | 2023$/sqft | Door Exterior Prehung Wood |  | 0 | 0 | 0 | N/A | N/A | 0 | 0 | 0 | 0 | 0 | 0 | 0 | Square Feet | ft2 | 0 | 21 | 0 | 0 | 55.9704 | 77.2875 | 119.0682 | 21 | Square Feet | ft2 | 1175.3776 | 1623.0375 | 2500.4322 | 2.3897 | 2.6633 | 0 | 0 | 2808.785 | 3878.5524 | 5975.2515 | 3130.334 | 4322.568 | 6659.2967 | 2030 | Advanced | 70 | Prevailing local wages, Drive time, Local code requirements, Existing construction and materials, Presence of hazardous materials | 2 | 65 | 0 | 2023 | Assumes the 21 sqft for typical door area
48 | 2023 | Residential | Envelope | Door | Exterior Prehung Wood |  | Door Exterior Prehung Wood | 2023$/sqft | Door Exterior Prehung Wood |  | 0 | 0 | 0 | N/A | N/A | 0 | 0 | 0 | 0 | 0 | 0 | 0 | Square Feet | ft2 | 0 | 21 | 0 | 0 | 55.9704 | 77.2875 | 119.0682 | 21 | Square Feet | ft2 | 1175.3776 | 1623.0375 | 2500.4322 | 2.3897 | 2.6633 | 0 | 0 | 2808.785 | 3878.5524 | 5975.2515 | 3130.334 | 4322.568 | 6659.2967 | 2035 | Advanced | 70 | Prevailing local wages, Drive time, Local code requirements, Existing construction and materials, Presence of hazardous materials | 2 | 65 | 0 | 2023 | Assumes the 21 sqft for typical door area
48 | 2023 | Residential | Envelope | Door | Exterior Prehung Wood |  | Door Exterior Prehung Wood | 2023$/sqft | Door Exterior Prehung Wood |  | 0 | 0 | 0 | N/A | N/A | 0 | 0 | 0 | 0 | 0 | 0 | 0 | Square Feet | ft2 | 0 | 21 | 0 | 0 | 55.9704 | 77.2875 | 119.0682 | 21 | Square Feet | ft2 | 1175.3776 | 1623.0375 | 2500.4322 | 2.3897 | 2.6633 | 0 | 0 | 2808.785 | 3878.5524 | 5975.2515 | 3130.334 | 4322.568 | 6659.2967 | 2040 | Advanced | 70 | Prevailing local wages, Drive time, Local code requirements, Existing construction and materials, Presence of hazardous materials | 2 | 65 | 0 | 2023 | Assumes the 21 sqft for typical door area
48 | 2023 | Residential | Envelope | Door | Exterior Prehung Wood |  | Door Exterior Prehung Wood | 2023$/sqft | Door Exterior Prehung Wood |  | 0 | 0 | 0 | N/A | N/A | 0 | 0 | 0 | 0 | 0 | 0 | 0 | Square Feet | ft2 | 0 | 21 | 0 | 0 | 55.9704 | 77.2875 | 119.0682 | 21 | Square Feet | ft2 | 1175.3776 | 1623.0375 | 2500.4322 | 2.3897 | 2.6633 | 0 | 0 | 2808.785 | 3878.5524 | 5975.2515 | 3130.334 | 4322.568 | 6659.2967 | 2045 | Advanced | 70 | Prevailing local wages, Drive time, Local code requirements, Existing construction and materials, Presence of hazardous materials | 2 | 65 | 0 | 2023 | Assumes the 21 sqft for typical door area
48 | 2023 | Residential | Envelope | Door | Exterior Prehung Wood |  | Door Exterior Prehung Wood | 2023$/sqft | Door Exterior Prehung Wood |  | 0 | 0 | 0 | N/A | N/A | 0 | 0 | 0 | 0 | 0 | 0 | 0 | Square Feet | ft2 | 0 | 21 | 0 | 0 | 55.9704 | 77.2875 | 119.0682 | 21 | Square Feet | ft2 | 1175.3776 | 1623.0375 | 2500.4322 | 2.3897 | 2.6633 | 0 | 0 | 2808.785 | 3878.5524 | 5975.2515 | 3130.334 | 4322.568 | 6659.2967 | 2050 | Advanced | 70 | Prevailing local wages, Drive time, Local code requirements, Existing construction and materials, Presence of hazardous materials | 2 | 65 | 0 | 2023 | Assumes the 21 sqft for typical door area
49 | 2023 | Residential | Envelope | Door | Sliding Patio Fiberglass |  | Door Sliding Patio Fiberglass | 2023$/sqft | Door Sliding Patio Fiberglass |  | 0 | 0 | 0 | N/A | N/A | 0 | 0 | 0 | 0 | 0 | 0 | 0 | Square Feet | ft2 | 0 | 21 | 0 | 0 | 18.82 | 32.95 | 46.05 | 21 | Square Feet | ft2 | 395.22 | 691.95 | 967.05 | 2.3897 | 2.6633 | 0 | 0 | 944.4523 | 1653.5443 | 2310.9473 | 1052.5729 | 1842.8416 | 2575.5039 | 2023 | Reference | 100 | Prevailing local wages, Drive time, Local code requirements, Existing construction and materials, Presence of hazardous materials | 2 | 15 | 0 | 2023 | Assumes the 21 sqft for typical door area
49 | 2023 | Residential | Envelope | Door | Sliding Patio Fiberglass |  | Door Sliding Patio Fiberglass | 2023$/sqft | Door Sliding Patio Fiberglass |  | 0 | 0 | 0 | N/A | N/A | 0 | 0 | 0 | 0 | 0 | 0 | 0 | Square Feet | ft2 | 0 | 21 | 0 | 0 | 18.82 | 32.95 | 46.05 | 21 | Square Feet | ft2 | 395.22 | 691.95 | 967.05 | 2.3897 | 2.6633 | 0 | 0 | 944.4523 | 1653.5443 | 2310.9473 | 1052.5729 | 1842.8416 | 2575.5039 | 2030 | Reference | 100 | Prevailing local wages, Drive time, Local code requirements, Existing construction and materials, Presence of hazardous materials | 2 | 15 | 0 | 2023 | Assumes the 21 sqft for typical door area
49 | 2023 | Residential | Envelope | Door | Sliding Patio Fiberglass |  | Door Sliding Patio Fiberglass | 2023$/sqft | Door Sliding Patio Fiberglass |  | 0 | 0 | 0 | N/A | N/A | 0 | 0 | 0 | 0 | 0 | 0 | 0 | Square Feet | ft2 | 0 | 21 | 0 | 0 | 18.82 | 32.95 | 46.05 | 21 | Square Feet | ft2 | 395.22 | 691.95 | 967.05 | 2.3897 | 2.6633 | 0 | 0 | 944.4523 | 1653.5443 | 2310.9473 | 1052.5729 | 1842.8416 | 2575.5039 | 2035 | Reference | 100 | Prevailing local wages, Drive time, Local code requirements, Existing construction and materials, Presence of hazardous materials | 2 | 15 | 0 | 2023 | Assumes the 21 sqft for typical door area
49 | 2023 | Residential | Envelope | Door | Sliding Patio Fiberglass |  | Door Sliding Patio Fiberglass | 2023$/sqft | Door Sliding Patio Fiberglass |  | 0 | 0 | 0 | N/A | N/A | 0 | 0 | 0 | 0 | 0 | 0 | 0 | Square Feet | ft2 | 0 | 21 | 0 | 0 | 18.82 | 32.95 | 46.05 | 21 | Square Feet | ft2 | 395.22 | 691.95 | 967.05 | 2.3897 | 2.6633 | 0 | 0 | 944.4523 | 1653.5443 | 2310.9473 | 1052.5729 | 1842.8416 | 2575.5039 | 2040 | Reference | 100 | Prevailing local wages, Drive time, Local code requirements, Existing construction and materials, Presence of hazardous materials | 2 | 15 | 0 | 2023 | Assumes the 21 sqft for typical door area
49 | 2023 | Residential | Envelope | Door | Sliding Patio Fiberglass |  | Door Sliding Patio Fiberglass | 2023$/sqft | Door Sliding Patio Fiberglass |  | 0 | 0 | 0 | N/A | N/A | 0 | 0 | 0 | 0 | 0 | 0 | 0 | Square Feet | ft2 | 0 | 21 | 0 | 0 | 18.82 | 32.95 | 46.05 | 21 | Square Feet | ft2 | 395.22 | 691.95 | 967.05 | 2.3897 | 2.6633 | 0 | 0 | 944.4523 | 1653.5443 | 2310.9473 | 1052.5729 | 1842.8416 | 2575.5039 | 2045 | Reference | 100 | Prevailing local wages, Drive time, Local code requirements, Existing construction and materials, Presence of hazardous materials | 2 | 15 | 0 | 2023 | Assumes the 21 sqft for typical door area
49 | 2023 | Residential | Envelope | Door | Sliding Patio Fiberglass |  | Door Sliding Patio Fiberglass | 2023$/sqft | Door Sliding Patio Fiberglass |  | 0 | 0 | 0 | N/A | N/A | 0 | 0 | 0 | 0 | 0 | 0 | 0 | Square Feet | ft2 | 0 | 21 | 0 | 0 | 18.82 | 32.95 | 46.05 | 21 | Square Feet | ft2 | 395.22 | 691.95 | 967.05 | 2.3897 | 2.6633 | 0 | 0 | 944.4523 | 1653.5443 | 2310.9473 | 1052.5729 | 1842.8416 | 2575.5039 | 2050 | Reference | 100 | Prevailing local wages, Drive time, Local code requirements, Existing construction and materials, Presence of hazardous materials | 2 | 15 | 0 | 2023 | Assumes the 21 sqft for typical door area
49 | 2023 | Residential | Envelope | Door | Sliding Patio Fiberglass |  | Door Sliding Patio Fiberglass | 2023$/sqft | Door Sliding Patio Fiberglass |  | 0 | 0 | 0 | N/A | N/A | 0 | 0 | 0 | 0 | 0 | 0 | 0 | Square Feet | ft2 | 0 | 21 | 0 | 0 | 18.82 | 32.95 | 46.05 | 21 | Square Feet | ft2 | 395.22 | 691.95 | 967.05 | 2.3897 | 2.6633 | 0 | 0 | 944.4523 | 1653.5443 | 2310.9473 | 1052.5729 | 1842.8416 | 2575.5039 | 2023 | Intermediate | 100 | Prevailing local wages, Drive time, Local code requirements, Existing construction and materials, Presence of hazardous materials | 2 | 15 | 0 | 2023 | Assumes the 21 sqft for typical door area
49 | 2023 | Residential | Envelope | Door | Sliding Patio Fiberglass |  | Door Sliding Patio Fiberglass | 2023$/sqft | Door Sliding Patio Fiberglass |  | 0 | 0 | 0 | N/A | N/A | 0 | 0 | 0 | 0 | 0 | 0 | 0 | Square Feet | ft2 | 0 | 21 | 0 | 0 | 18.82 | 32.95 | 46.05 | 21 | Square Feet | ft2 | 395.22 | 691.95 | 967.05 | 2.3897 | 2.6633 | 0 | 0 | 944.4523 | 1653.5443 | 2310.9473 | 1052.5729 | 1842.8416 | 2575.5039 | 2030 | Intermediate | 100 | Prevailing local wages, Drive time, Local code requirements, Existing construction and materials, Presence of hazardous materials | 2 | 15 | 0 | 2023 | Assumes the 21 sqft for typical door area
49 | 2023 | Residential | Envelope | Door | Sliding Patio Fiberglass |  | Door Sliding Patio Fiberglass | 2023$/sqft | Door Sliding Patio Fiberglass |  | 0 | 0 | 0 | N/A | N/A | 0 | 0 | 0 | 0 | 0 | 0 | 0 | Square Feet | ft2 | 0 | 21 | 0 | 0 | 18.82 | 32.95 | 46.05 | 21 | Square Feet | ft2 | 395.22 | 691.95 | 967.05 | 2.3897 | 2.6633 | 0 | 0 | 944.4523 | 1653.5443 | 2310.9473 | 1052.5729 | 1842.8416 | 2575.5039 | 2035 | Intermediate | 100 | Prevailing local wages, Drive time, Local code requirements, Existing construction and materials, Presence of hazardous materials | 2 | 15 | 0 | 2023 | Assumes the 21 sqft for typical door area
49 | 2023 | Residential | Envelope | Door | Sliding Patio Fiberglass |  | Door Sliding Patio Fiberglass | 2023$/sqft | Door Sliding Patio Fiberglass |  | 0 | 0 | 0 | N/A | N/A | 0 | 0 | 0 | 0 | 0 | 0 | 0 | Square Feet | ft2 | 0 | 21 | 0 | 0 | 18.82 | 32.95 | 46.05 | 21 | Square Feet | ft2 | 395.22 | 691.95 | 967.05 | 2.3897 | 2.6633 | 0 | 0 | 944.4523 | 1653.5443 | 2310.9473 | 1052.5729 | 1842.8416 | 2575.5039 | 2040 | Intermediate | 100 | Prevailing local wages, Drive time, Local code requirements, Existing construction and materials, Presence of hazardous materials | 2 | 15 | 0 | 2023 | Assumes the 21 sqft for typical door area
49 | 2023 | Residential | Envelope | Door | Sliding Patio Fiberglass |  | Door Sliding Patio Fiberglass | 2023$/sqft | Door Sliding Patio Fiberglass |  | 0 | 0 | 0 | N/A | N/A | 0 | 0 | 0 | 0 | 0 | 0 | 0 | Square Feet | ft2 | 0 | 21 | 0 | 0 | 18.82 | 32.95 | 46.05 | 21 | Square Feet | ft2 | 395.22 | 691.95 | 967.05 | 2.3897 | 2.6633 | 0 | 0 | 944.4523 | 1653.5443 | 2310.9473 | 1052.5729 | 1842.8416 | 2575.5039 | 2045 | Intermediate | 100 | Prevailing local wages, Drive time, Local code requirements, Existing construction and materials, Presence of hazardous materials | 2 | 15 | 0 | 2023 | Assumes the 21 sqft for typical door area
49 | 2023 | Residential | Envelope | Door | Sliding Patio Fiberglass |  | Door Sliding Patio Fiberglass | 2023$/sqft | Door Sliding Patio Fiberglass |  | 0 | 0 | 0 | N/A | N/A | 0 | 0 | 0 | 0 | 0 | 0 | 0 | Square Feet | ft2 | 0 | 21 | 0 | 0 | 18.82 | 32.95 | 46.05 | 21 | Square Feet | ft2 | 395.22 | 691.95 | 967.05 | 2.3897 | 2.6633 | 0 | 0 | 944.4523 | 1653.5443 | 2310.9473 | 1052.5729 | 1842.8416 | 2575.5039 | 2050 | Intermediate | 100 | Prevailing local wages, Drive time, Local code requirements, Existing construction and materials, Presence of hazardous materials | 2 | 15 | 0 | 2023 | Assumes the 21 sqft for typical door area
49 | 2023 | Residential | Envelope | Door | Sliding Patio Fiberglass |  | Door Sliding Patio Fiberglass | 2023$/sqft | Door Sliding Patio Fiberglass |  | 0 | 0 | 0 | N/A | N/A | 0 | 0 | 0 | 0 | 0 | 0 | 0 | Square Feet | ft2 | 0 | 21 | 0 | 0 | 18.82 | 32.95 | 46.05 | 21 | Square Feet | ft2 | 395.22 | 691.95 | 967.05 | 2.3897 | 2.6633 | 0 | 0 | 944.4523 | 1653.5443 | 2310.9473 | 1052.5729 | 1842.8416 | 2575.5039 | 2023 | Advanced | 100 | Prevailing local wages, Drive time, Local code requirements, Existing construction and materials, Presence of hazardous materials | 2 | 15 | 0 | 2023 | Assumes the 21 sqft for typical door area
49 | 2023 | Residential | Envelope | Door | Sliding Patio Fiberglass |  | Door Sliding Patio Fiberglass | 2023$/sqft | Door Sliding Patio Fiberglass |  | 0 | 0 | 0 | N/A | N/A | 0 | 0 | 0 | 0 | 0 | 0 | 0 | Square Feet | ft2 | 0 | 21 | 0 | 0 | 18.82 | 32.95 | 46.05 | 21 | Square Feet | ft2 | 395.22 | 691.95 | 967.05 | 2.3897 | 2.6633 | 0 | 0 | 944.4523 | 1653.5443 | 2310.9473 | 1052.5729 | 1842.8416 | 2575.5039 | 2030 | Advanced | 100 | Prevailing local wages, Drive time, Local code requirements, Existing construction and materials, Presence of hazardous materials | 2 | 15 | 0 | 2023 | Assumes the 21 sqft for typical door area
49 | 2023 | Residential | Envelope | Door | Sliding Patio Fiberglass |  | Door Sliding Patio Fiberglass | 2023$/sqft | Door Sliding Patio Fiberglass |  | 0 | 0 | 0 | N/A | N/A | 0 | 0 | 0 | 0 | 0 | 0 | 0 | Square Feet | ft2 | 0 | 21 | 0 | 0 | 18.82 | 32.95 | 46.05 | 21 | Square Feet | ft2 | 395.22 | 691.95 | 967.05 | 2.3897 | 2.6633 | 0 | 0 | 944.4523 | 1653.5443 | 2310.9473 | 1052.5729 | 1842.8416 | 2575.5039 | 2035 | Advanced | 100 | Prevailing local wages, Drive time, Local code requirements, Existing construction and materials, Presence of hazardous materials | 2 | 15 | 0 | 2023 | Assumes the 21 sqft for typical door area
49 | 2023 | Residential | Envelope | Door | Sliding Patio Fiberglass |  | Door Sliding Patio Fiberglass | 2023$/sqft | Door Sliding Patio Fiberglass |  | 0 | 0 | 0 | N/A | N/A | 0 | 0 | 0 | 0 | 0 | 0 | 0 | Square Feet | ft2 | 0 | 21 | 0 | 0 | 18.82 | 32.95 | 46.05 | 21 | Square Feet | ft2 | 395.22 | 691.95 | 967.05 | 2.3897 | 2.6633 | 0 | 0 | 944.4523 | 1653.5443 | 2310.9473 | 1052.5729 | 1842.8416 | 2575.5039 | 2040 | Advanced | 100 | Prevailing local wages, Drive time, Local code requirements, Existing construction and materials, Presence of hazardous materials | 2 | 15 | 0 | 2023 | Assumes the 21 sqft for typical door area
49 | 2023 | Residential | Envelope | Door | Sliding Patio Fiberglass |  | Door Sliding Patio Fiberglass | 2023$/sqft | Door Sliding Patio Fiberglass |  | 0 | 0 | 0 | N/A | N/A | 0 | 0 | 0 | 0 | 0 | 0 | 0 | Square Feet | ft2 | 0 | 21 | 0 | 0 | 18.82 | 32.95 | 46.05 | 21 | Square Feet | ft2 | 395.22 | 691.95 | 967.05 | 2.3897 | 2.6633 | 0 | 0 | 944.4523 | 1653.5443 | 2310.9473 | 1052.5729 | 1842.8416 | 2575.5039 | 2045 | Advanced | 100 | Prevailing local wages, Drive time, Local code requirements, Existing construction and materials, Presence of hazardous materials | 2 | 15 | 0 | 2023 | Assumes the 21 sqft for typical door area
49 | 2023 | Residential | Envelope | Door | Sliding Patio Fiberglass |  | Door Sliding Patio Fiberglass | 2023$/sqft | Door Sliding Patio Fiberglass |  | 0 | 0 | 0 | N/A | N/A | 0 | 0 | 0 | 0 | 0 | 0 | 0 | Square Feet | ft2 | 0 | 21 | 0 | 0 | 18.82 | 32.95 | 46.05 | 21 | Square Feet | ft2 | 395.22 | 691.95 | 967.05 | 2.3897 | 2.6633 | 0 | 0 | 944.4523 | 1653.5443 | 2310.9473 | 1052.5729 | 1842.8416 | 2575.5039 | 2050 | Advanced | 100 | Prevailing local wages, Drive time, Local code requirements, Existing construction and materials, Presence of hazardous materials | 2 | 15 | 0 | 2023 | Assumes the 21 sqft for typical door area
50 | 2023 | Residential | Envelope | Door | Sliding Patio Vinyl |  | Door Sliding Patio Vinyl | 2023$/sqft | Door Sliding Patio Vinyl |  | 0 | 0 | 0 | N/A | N/A | 0 | 0 | 0 | 0 | 0 | 0 | 0 | Square Feet | ft2 | 0 | 21 | 0 | 0 | 23.7769 | 62.45 | 98.8983 | 21 | Square Feet | ft2 | 499.3145 | 1311.45 | 2076.8641 | 2.3897 | 2.6633 | 0 | 0 | 1193.2056 | 3133.9556 | 4963.0561 | 1329.8034 | 3492.73 | 5531.2254 | 2023 | Reference | 100 | Prevailing local wages, Drive time, Local code requirements, Existing construction and materials, Presence of hazardous materials | 2 | 39 | 0 | 2023 | Assumes the 21 sqft for typical door area
50 | 2023 | Residential | Envelope | Door | Sliding Patio Vinyl |  | Door Sliding Patio Vinyl | 2023$/sqft | Door Sliding Patio Vinyl |  | 0 | 0 | 0 | N/A | N/A | 0 | 0 | 0 | 0 | 0 | 0 | 0 | Square Feet | ft2 | 0 | 21 | 0 | 0 | 23.7769 | 62.45 | 98.8983 | 21 | Square Feet | ft2 | 499.3145 | 1311.45 | 2076.8641 | 2.3897 | 2.6633 | 0 | 0 | 1193.2056 | 3133.9556 | 4963.0561 | 1329.8034 | 3492.73 | 5531.2254 | 2030 | Reference | 100 | Prevailing local wages, Drive time, Local code requirements, Existing construction and materials, Presence of hazardous materials | 2 | 39 | 0 | 2023 | Assumes the 21 sqft for typical door area
50 | 2023 | Residential | Envelope | Door | Sliding Patio Vinyl |  | Door Sliding Patio Vinyl | 2023$/sqft | Door Sliding Patio Vinyl |  | 0 | 0 | 0 | N/A | N/A | 0 | 0 | 0 | 0 | 0 | 0 | 0 | Square Feet | ft2 | 0 | 21 | 0 | 0 | 23.7769 | 62.45 | 98.8983 | 21 | Square Feet | ft2 | 499.3145 | 1311.45 | 2076.8641 | 2.3897 | 2.6633 | 0 | 0 | 1193.2056 | 3133.9556 | 4963.0561 | 1329.8034 | 3492.73 | 5531.2254 | 2035 | Reference | 100 | Prevailing local wages, Drive time, Local code requirements, Existing construction and materials, Presence of hazardous materials | 2 | 39 | 0 | 2023 | Assumes the 21 sqft for typical door area
50 | 2023 | Residential | Envelope | Door | Sliding Patio Vinyl |  | Door Sliding Patio Vinyl | 2023$/sqft | Door Sliding Patio Vinyl |  | 0 | 0 | 0 | N/A | N/A | 0 | 0 | 0 | 0 | 0 | 0 | 0 | Square Feet | ft2 | 0 | 21 | 0 | 0 | 23.7769 | 62.45 | 98.8983 | 21 | Square Feet | ft2 | 499.3145 | 1311.45 | 2076.8641 | 2.3897 | 2.6633 | 0 | 0 | 1193.2056 | 3133.9556 | 4963.0561 | 1329.8034 | 3492.73 | 5531.2254 | 2040 | Reference | 100 | Prevailing local wages, Drive time, Local code requirements, Existing construction and materials, Presence of hazardous materials | 2 | 39 | 0 | 2023 | Assumes the 21 sqft for typical door area
50 | 2023 | Residential | Envelope | Door | Sliding Patio Vinyl |  | Door Sliding Patio Vinyl | 2023$/sqft | Door Sliding Patio Vinyl |  | 0 | 0 | 0 | N/A | N/A | 0 | 0 | 0 | 0 | 0 | 0 | 0 | Square Feet | ft2 | 0 | 21 | 0 | 0 | 23.7769 | 62.45 | 98.8983 | 21 | Square Feet | ft2 | 499.3145 | 1311.45 | 2076.8641 | 2.3897 | 2.6633 | 0 | 0 | 1193.2056 | 3133.9556 | 4963.0561 | 1329.8034 | 3492.73 | 5531.2254 | 2045 | Reference | 100 | Prevailing local wages, Drive time, Local code requirements, Existing construction and materials, Presence of hazardous materials | 2 | 39 | 0 | 2023 | Assumes the 21 sqft for typical door area
50 | 2023 | Residential | Envelope | Door | Sliding Patio Vinyl |  | Door Sliding Patio Vinyl | 2023$/sqft | Door Sliding Patio Vinyl |  | 0 | 0 | 0 | N/A | N/A | 0 | 0 | 0 | 0 | 0 | 0 | 0 | Square Feet | ft2 | 0 | 21 | 0 | 0 | 23.7769 | 62.45 | 98.8983 | 21 | Square Feet | ft2 | 499.3145 | 1311.45 | 2076.8641 | 2.3897 | 2.6633 | 0 | 0 | 1193.2056 | 3133.9556 | 4963.0561 | 1329.8034 | 3492.73 | 5531.2254 | 2050 | Reference | 100 | Prevailing local wages, Drive time, Local code requirements, Existing construction and materials, Presence of hazardous materials | 2 | 39 | 0 | 2023 | Assumes the 21 sqft for typical door area
50 | 2023 | Residential | Envelope | Door | Sliding Patio Vinyl |  | Door Sliding Patio Vinyl | 2023$/sqft | Door Sliding Patio Vinyl |  | 0 | 0 | 0 | N/A | N/A | 0 | 0 | 0 | 0 | 0 | 0 | 0 | Square Feet | ft2 | 0 | 21 | 0 | 0 | 23.7769 | 62.45 | 98.8983 | 21 | Square Feet | ft2 | 499.3145 | 1311.45 | 2076.8641 | 2.3897 | 2.6633 | 0 | 0 | 1193.2056 | 3133.9556 | 4963.0561 | 1329.8034 | 3492.73 | 5531.2254 | 2023 | Intermediate | 100 | Prevailing local wages, Drive time, Local code requirements, Existing construction and materials, Presence of hazardous materials | 2 | 39 | 0 | 2023 | Assumes the 21 sqft for typical door area
50 | 2023 | Residential | Envelope | Door | Sliding Patio Vinyl |  | Door Sliding Patio Vinyl | 2023$/sqft | Door Sliding Patio Vinyl |  | 0 | 0 | 0 | N/A | N/A | 0 | 0 | 0 | 0 | 0 | 0 | 0 | Square Feet | ft2 | 0 | 21 | 0 | 0 | 23.7769 | 62.45 | 98.8983 | 21 | Square Feet | ft2 | 499.3145 | 1311.45 | 2076.8641 | 2.3897 | 2.6633 | 0 | 0 | 1193.2056 | 3133.9556 | 4963.0561 | 1329.8034 | 3492.73 | 5531.2254 | 2030 | Intermediate | 100 | Prevailing local wages, Drive time, Local code requirements, Existing construction and materials, Presence of hazardous materials | 2 | 39 | 0 | 2023 | Assumes the 21 sqft for typical door area
50 | 2023 | Residential | Envelope | Door | Sliding Patio Vinyl |  | Door Sliding Patio Vinyl | 2023$/sqft | Door Sliding Patio Vinyl |  | 0 | 0 | 0 | N/A | N/A | 0 | 0 | 0 | 0 | 0 | 0 | 0 | Square Feet | ft2 | 0 | 21 | 0 | 0 | 23.7769 | 62.45 | 98.8983 | 21 | Square Feet | ft2 | 499.3145 | 1311.45 | 2076.8641 | 2.3897 | 2.6633 | 0 | 0 | 1193.2056 | 3133.9556 | 4963.0561 | 1329.8034 | 3492.73 | 5531.2254 | 2035 | Intermediate | 100 | Prevailing local wages, Drive time, Local code requirements, Existing construction and materials, Presence of hazardous materials | 2 | 39 | 0 | 2023 | Assumes the 21 sqft for typical door area
50 | 2023 | Residential | Envelope | Door | Sliding Patio Vinyl |  | Door Sliding Patio Vinyl | 2023$/sqft | Door Sliding Patio Vinyl |  | 0 | 0 | 0 | N/A | N/A | 0 | 0 | 0 | 0 | 0 | 0 | 0 | Square Feet | ft2 | 0 | 21 | 0 | 0 | 23.7769 | 62.45 | 98.8983 | 21 | Square Feet | ft2 | 499.3145 | 1311.45 | 2076.8641 | 2.3897 | 2.6633 | 0 | 0 | 1193.2056 | 3133.9556 | 4963.0561 | 1329.8034 | 3492.73 | 5531.2254 | 2040 | Intermediate | 100 | Prevailing local wages, Drive time, Local code requirements, Existing construction and materials, Presence of hazardous materials | 2 | 39 | 0 | 2023 | Assumes the 21 sqft for typical door area
50 | 2023 | Residential | Envelope | Door | Sliding Patio Vinyl |  | Door Sliding Patio Vinyl | 2023$/sqft | Door Sliding Patio Vinyl |  | 0 | 0 | 0 | N/A | N/A | 0 | 0 | 0 | 0 | 0 | 0 | 0 | Square Feet | ft2 | 0 | 21 | 0 | 0 | 23.7769 | 62.45 | 98.8983 | 21 | Square Feet | ft2 | 499.3145 | 1311.45 | 2076.8641 | 2.3897 | 2.6633 | 0 | 0 | 1193.2056 | 3133.9556 | 4963.0561 | 1329.8034 | 3492.73 | 5531.2254 | 2045 | Intermediate | 100 | Prevailing local wages, Drive time, Local code requirements, Existing construction and materials, Presence of hazardous materials | 2 | 39 | 0 | 2023 | Assumes the 21 sqft for typical door area
50 | 2023 | Residential | Envelope | Door | Sliding Patio Vinyl |  | Door Sliding Patio Vinyl | 2023$/sqft | Door Sliding Patio Vinyl |  | 0 | 0 | 0 | N/A | N/A | 0 | 0 | 0 | 0 | 0 | 0 | 0 | Square Feet | ft2 | 0 | 21 | 0 | 0 | 23.7769 | 62.45 | 98.8983 | 21 | Square Feet | ft2 | 499.3145 | 1311.45 | 2076.8641 | 2.3897 | 2.6633 | 0 | 0 | 1193.2056 | 3133.9556 | 4963.0561 | 1329.8034 | 3492.73 | 5531.2254 | 2050 | Intermediate | 100 | Prevailing local wages, Drive time, Local code requirements, Existing construction and materials, Presence of hazardous materials | 2 | 39 | 0 | 2023 | Assumes the 21 sqft for typical door area
50 | 2023 | Residential | Envelope | Door | Sliding Patio Vinyl |  | Door Sliding Patio Vinyl | 2023$/sqft | Door Sliding Patio Vinyl |  | 0 | 0 | 0 | N/A | N/A | 0 | 0 | 0 | 0 | 0 | 0 | 0 | Square Feet | ft2 | 0 | 21 | 0 | 0 | 23.7769 | 62.45 | 98.8983 | 21 | Square Feet | ft2 | 499.3145 | 1311.45 | 2076.8641 | 2.3897 | 2.6633 | 0 | 0 | 1193.2056 | 3133.9556 | 4963.0561 | 1329.8034 | 3492.73 | 5531.2254 | 2023 | Advanced | 100 | Prevailing local wages, Drive time, Local code requirements, Existing construction and materials, Presence of hazardous materials | 2 | 39 | 0 | 2023 | Assumes the 21 sqft for typical door area
50 | 2023 | Residential | Envelope | Door | Sliding Patio Vinyl |  | Door Sliding Patio Vinyl | 2023$/sqft | Door Sliding Patio Vinyl |  | 0 | 0 | 0 | N/A | N/A | 0 | 0 | 0 | 0 | 0 | 0 | 0 | Square Feet | ft2 | 0 | 21 | 0 | 0 | 23.7769 | 62.45 | 98.8983 | 21 | Square Feet | ft2 | 499.3145 | 1311.45 | 2076.8641 | 2.3897 | 2.6633 | 0 | 0 | 1193.2056 | 3133.9556 | 4963.0561 | 1329.8034 | 3492.73 | 5531.2254 | 2030 | Advanced | 100 | Prevailing local wages, Drive time, Local code requirements, Existing construction and materials, Presence of hazardous materials | 2 | 39 | 0 | 2023 | Assumes the 21 sqft for typical door area
50 | 2023 | Residential | Envelope | Door | Sliding Patio Vinyl |  | Door Sliding Patio Vinyl | 2023$/sqft | Door Sliding Patio Vinyl |  | 0 | 0 | 0 | N/A | N/A | 0 | 0 | 0 | 0 | 0 | 0 | 0 | Square Feet | ft2 | 0 | 21 | 0 | 0 | 23.7769 | 62.45 | 98.8983 | 21 | Square Feet | ft2 | 499.3145 | 1311.45 | 2076.8641 | 2.3897 | 2.6633 | 0 | 0 | 1193.2056 | 3133.9556 | 4963.0561 | 1329.8034 | 3492.73 | 5531.2254 | 2035 | Advanced | 100 | Prevailing local wages, Drive time, Local code requirements, Existing construction and materials, Presence of hazardous materials | 2 | 39 | 0 | 2023 | Assumes the 21 sqft for typical door area
50 | 2023 | Residential | Envelope | Door | Sliding Patio Vinyl |  | Door Sliding Patio Vinyl | 2023$/sqft | Door Sliding Patio Vinyl |  | 0 | 0 | 0 | N/A | N/A | 0 | 0 | 0 | 0 | 0 | 0 | 0 | Square Feet | ft2 | 0 | 21 | 0 | 0 | 23.7769 | 62.45 | 98.8983 | 21 | Square Feet | ft2 | 499.3145 | 1311.45 | 2076.8641 | 2.3897 | 2.6633 | 0 | 0 | 1193.2056 | 3133.9556 | 4963.0561 | 1329.8034 | 3492.73 | 5531.2254 | 2040 | Advanced | 100 | Prevailing local wages, Drive time, Local code requirements, Existing construction and materials, Presence of hazardous materials | 2 | 39 | 0 | 2023 | Assumes the 21 sqft for typical door area
50 | 2023 | Residential | Envelope | Door | Sliding Patio Vinyl |  | Door Sliding Patio Vinyl | 2023$/sqft | Door Sliding Patio Vinyl |  | 0 | 0 | 0 | N/A | N/A | 0 | 0 | 0 | 0 | 0 | 0 | 0 | Square Feet | ft2 | 0 | 21 | 0 | 0 | 23.7769 | 62.45 | 98.8983 | 21 | Square Feet | ft2 | 499.3145 | 1311.45 | 2076.8641 | 2.3897 | 2.6633 | 0 | 0 | 1193.2056 | 3133.9556 | 4963.0561 | 1329.8034 | 3492.73 | 5531.2254 | 2045 | Advanced | 100 | Prevailing local wages, Drive time, Local code requirements, Existing construction and materials, Presence of hazardous materials | 2 | 39 | 0 | 2023 | Assumes the 21 sqft for typical door area
50 | 2023 | Residential | Envelope | Door | Sliding Patio Vinyl |  | Door Sliding Patio Vinyl | 2023$/sqft | Door Sliding Patio Vinyl |  | 0 | 0 | 0 | N/A | N/A | 0 | 0 | 0 | 0 | 0 | 0 | 0 | Square Feet | ft2 | 0 | 21 | 0 | 0 | 23.7769 | 62.45 | 98.8983 | 21 | Square Feet | ft2 | 499.3145 | 1311.45 | 2076.8641 | 2.3897 | 2.6633 | 0 | 0 | 1193.2056 | 3133.9556 | 4963.0561 | 1329.8034 | 3492.73 | 5531.2254 | 2050 | Advanced | 100 | Prevailing local wages, Drive time, Local code requirements, Existing construction and materials, Presence of hazardous materials | 2 | 39 | 0 | 2023 | Assumes the 21 sqft for typical door area
51 | 2023 | Residential | Envelope | Door | Sliding Patio Wood |  | Door Sliding Patio Wood | 2023$/sqft | Door Sliding Patio Wood |  | 0 | 0 | 0 | N/A | N/A | 0 | 0 | 0 | 0 | 0 | 0 | 0 | Square Feet | ft2 | 0 | 21 | 0 | 0 | 47.2442 | 76.2553 | 103.2107 | 21 | Square Feet | ft2 | 992.1274 | 1601.3617 | 2167.4247 | 2.3897 | 2.6633 | 0 | 0 | 2370.8743 | 3826.7541 | 5179.4677 | 2642.2914 | 4264.8398 | 5772.4117 | 2023 | Reference | 30 | Prevailing local wages, Drive time, Local code requirements, Existing construction and materials, Presence of hazardous materials | 2 | 8 | 0 | 2023 | Assumes the 21 sqft for typical door area
51 | 2023 | Residential | Envelope | Door | Sliding Patio Wood |  | Door Sliding Patio Wood | 2023$/sqft | Door Sliding Patio Wood |  | 0 | 0 | 0 | N/A | N/A | 0 | 0 | 0 | 0 | 0 | 0 | 0 | Square Feet | ft2 | 0 | 21 | 0 | 0 | 47.2442 | 76.2553 | 103.2107 | 21 | Square Feet | ft2 | 992.1274 | 1601.3617 | 2167.4247 | 2.3897 | 2.6633 | 0 | 0 | 2370.8743 | 3826.7541 | 5179.4677 | 2642.2914 | 4264.8398 | 5772.4117 | 2030 | Reference | 30 | Prevailing local wages, Drive time, Local code requirements, Existing construction and materials, Presence of hazardous materials | 2 | 8 | 0 | 2023 | Assumes the 21 sqft for typical door area
51 | 2023 | Residential | Envelope | Door | Sliding Patio Wood |  | Door Sliding Patio Wood | 2023$/sqft | Door Sliding Patio Wood |  | 0 | 0 | 0 | N/A | N/A | 0 | 0 | 0 | 0 | 0 | 0 | 0 | Square Feet | ft2 | 0 | 21 | 0 | 0 | 47.2442 | 76.2553 | 103.2107 | 21 | Square Feet | ft2 | 992.1274 | 1601.3617 | 2167.4247 | 2.3897 | 2.6633 | 0 | 0 | 2370.8743 | 3826.7541 | 5179.4677 | 2642.2914 | 4264.8398 | 5772.4117 | 2035 | Reference | 30 | Prevailing local wages, Drive time, Local code requirements, Existing construction and materials, Presence of hazardous materials | 2 | 8 | 0 | 2023 | Assumes the 21 sqft for typical door area
51 | 2023 | Residential | Envelope | Door | Sliding Patio Wood |  | Door Sliding Patio Wood | 2023$/sqft | Door Sliding Patio Wood |  | 0 | 0 | 0 | N/A | N/A | 0 | 0 | 0 | 0 | 0 | 0 | 0 | Square Feet | ft2 | 0 | 21 | 0 | 0 | 47.2442 | 76.2553 | 103.2107 | 21 | Square Feet | ft2 | 992.1274 | 1601.3617 | 2167.4247 | 2.3897 | 2.6633 | 0 | 0 | 2370.8743 | 3826.7541 | 5179.4677 | 2642.2914 | 4264.8398 | 5772.4117 | 2040 | Reference | 30 | Prevailing local wages, Drive time, Local code requirements, Existing construction and materials, Presence of hazardous materials | 2 | 8 | 0 | 2023 | Assumes the 21 sqft for typical door area
51 | 2023 | Residential | Envelope | Door | Sliding Patio Wood |  | Door Sliding Patio Wood | 2023$/sqft | Door Sliding Patio Wood |  | 0 | 0 | 0 | N/A | N/A | 0 | 0 | 0 | 0 | 0 | 0 | 0 | Square Feet | ft2 | 0 | 21 | 0 | 0 | 47.2442 | 76.2553 | 103.2107 | 21 | Square Feet | ft2 | 992.1274 | 1601.3617 | 2167.4247 | 2.3897 | 2.6633 | 0 | 0 | 2370.8743 | 3826.7541 | 5179.4677 | 2642.2914 | 4264.8398 | 5772.4117 | 2045 | Reference | 30 | Prevailing local wages, Drive time, Local code requirements, Existing construction and materials, Presence of hazardous materials | 2 | 8 | 0 | 2023 | Assumes the 21 sqft for typical door area
51 | 2023 | Residential | Envelope | Door | Sliding Patio Wood |  | Door Sliding Patio Wood | 2023$/sqft | Door Sliding Patio Wood |  | 0 | 0 | 0 | N/A | N/A | 0 | 0 | 0 | 0 | 0 | 0 | 0 | Square Feet | ft2 | 0 | 21 | 0 | 0 | 47.2442 | 76.2553 | 103.2107 | 21 | Square Feet | ft2 | 992.1274 | 1601.3617 | 2167.4247 | 2.3897 | 2.6633 | 0 | 0 | 2370.8743 | 3826.7541 | 5179.4677 | 2642.2914 | 4264.8398 | 5772.4117 | 2050 | Reference | 30 | Prevailing local wages, Drive time, Local code requirements, Existing construction and materials, Presence of hazardous materials | 2 | 8 | 0 | 2023 | Assumes the 21 sqft for typical door area
51 | 2023 | Residential | Envelope | Door | Sliding Patio Wood |  | Door Sliding Patio Wood | 2023$/sqft | Door Sliding Patio Wood |  | 0 | 0 | 0 | N/A | N/A | 0 | 0 | 0 | 0 | 0 | 0 | 0 | Square Feet | ft2 | 0 | 21 | 0 | 0 | 47.2442 | 76.2553 | 103.2107 | 21 | Square Feet | ft2 | 992.1274 | 1601.3617 | 2167.4247 | 2.3897 | 2.6633 | 0 | 0 | 2370.8743 | 3826.7541 | 5179.4677 | 2642.2914 | 4264.8398 | 5772.4117 | 2023 | Intermediate | 30 | Prevailing local wages, Drive time, Local code requirements, Existing construction and materials, Presence of hazardous materials | 2 | 8 | 0 | 2023 | Assumes the 21 sqft for typical door area
51 | 2023 | Residential | Envelope | Door | Sliding Patio Wood |  | Door Sliding Patio Wood | 2023$/sqft | Door Sliding Patio Wood |  | 0 | 0 | 0 | N/A | N/A | 0 | 0 | 0 | 0 | 0 | 0 | 0 | Square Feet | ft2 | 0 | 21 | 0 | 0 | 47.2442 | 76.2553 | 103.2107 | 21 | Square Feet | ft2 | 992.1274 | 1601.3617 | 2167.4247 | 2.3897 | 2.6633 | 0 | 0 | 2370.8743 | 3826.7541 | 5179.4677 | 2642.2914 | 4264.8398 | 5772.4117 | 2030 | Intermediate | 30 | Prevailing local wages, Drive time, Local code requirements, Existing construction and materials, Presence of hazardous materials | 2 | 8 | 0 | 2023 | Assumes the 21 sqft for typical door area
51 | 2023 | Residential | Envelope | Door | Sliding Patio Wood |  | Door Sliding Patio Wood | 2023$/sqft | Door Sliding Patio Wood |  | 0 | 0 | 0 | N/A | N/A | 0 | 0 | 0 | 0 | 0 | 0 | 0 | Square Feet | ft2 | 0 | 21 | 0 | 0 | 47.2442 | 76.2553 | 103.2107 | 21 | Square Feet | ft2 | 992.1274 | 1601.3617 | 2167.4247 | 2.3897 | 2.6633 | 0 | 0 | 2370.8743 | 3826.7541 | 5179.4677 | 2642.2914 | 4264.8398 | 5772.4117 | 2035 | Intermediate | 30 | Prevailing local wages, Drive time, Local code requirements, Existing construction and materials, Presence of hazardous materials | 2 | 8 | 0 | 2023 | Assumes the 21 sqft for typical door area
51 | 2023 | Residential | Envelope | Door | Sliding Patio Wood |  | Door Sliding Patio Wood | 2023$/sqft | Door Sliding Patio Wood |  | 0 | 0 | 0 | N/A | N/A | 0 | 0 | 0 | 0 | 0 | 0 | 0 | Square Feet | ft2 | 0 | 21 | 0 | 0 | 47.2442 | 76.2553 | 103.2107 | 21 | Square Feet | ft2 | 992.1274 | 1601.3617 | 2167.4247 | 2.3897 | 2.6633 | 0 | 0 | 2370.8743 | 3826.7541 | 5179.4677 | 2642.2914 | 4264.8398 | 5772.4117 | 2040 | Intermediate | 30 | Prevailing local wages, Drive time, Local code requirements, Existing construction and materials, Presence of hazardous materials | 2 | 8 | 0 | 2023 | Assumes the 21 sqft for typical door area
51 | 2023 | Residential | Envelope | Door | Sliding Patio Wood |  | Door Sliding Patio Wood | 2023$/sqft | Door Sliding Patio Wood |  | 0 | 0 | 0 | N/A | N/A | 0 | 0 | 0 | 0 | 0 | 0 | 0 | Square Feet | ft2 | 0 | 21 | 0 | 0 | 47.2442 | 76.2553 | 103.2107 | 21 | Square Feet | ft2 | 992.1274 | 1601.3617 | 2167.4247 | 2.3897 | 2.6633 | 0 | 0 | 2370.8743 | 3826.7541 | 5179.4677 | 2642.2914 | 4264.8398 | 5772.4117 | 2045 | Intermediate | 30 | Prevailing local wages, Drive time, Local code requirements, Existing construction and materials, Presence of hazardous materials | 2 | 8 | 0 | 2023 | Assumes the 21 sqft for typical door area
51 | 2023 | Residential | Envelope | Door | Sliding Patio Wood |  | Door Sliding Patio Wood | 2023$/sqft | Door Sliding Patio Wood |  | 0 | 0 | 0 | N/A | N/A | 0 | 0 | 0 | 0 | 0 | 0 | 0 | Square Feet | ft2 | 0 | 21 | 0 | 0 | 47.2442 | 76.2553 | 103.2107 | 21 | Square Feet | ft2 | 992.1274 | 1601.3617 | 2167.4247 | 2.3897 | 2.6633 | 0 | 0 | 2370.8743 | 3826.7541 | 5179.4677 | 2642.2914 | 4264.8398 | 5772.4117 | 2050 | Intermediate | 30 | Prevailing local wages, Drive time, Local code requirements, Existing construction and materials, Presence of hazardous materials | 2 | 8 | 0 | 2023 | Assumes the 21 sqft for typical door area
51 | 2023 | Residential | Envelope | Door | Sliding Patio Wood |  | Door Sliding Patio Wood | 2023$/sqft | Door Sliding Patio Wood |  | 0 | 0 | 0 | N/A | N/A | 0 | 0 | 0 | 0 | 0 | 0 | 0 | Square Feet | ft2 | 0 | 21 | 0 | 0 | 47.2442 | 76.2553 | 103.2107 | 21 | Square Feet | ft2 | 992.1274 | 1601.3617 | 2167.4247 | 2.3897 | 2.6633 | 0 | 0 | 2370.8743 | 3826.7541 | 5179.4677 | 2642.2914 | 4264.8398 | 5772.4117 | 2023 | Advanced | 30 | Prevailing local wages, Drive time, Local code requirements, Existing construction and materials, Presence of hazardous materials | 2 | 8 | 0 | 2023 | Assumes the 21 sqft for typical door area
51 | 2023 | Residential | Envelope | Door | Sliding Patio Wood |  | Door Sliding Patio Wood | 2023$/sqft | Door Sliding Patio Wood |  | 0 | 0 | 0 | N/A | N/A | 0 | 0 | 0 | 0 | 0 | 0 | 0 | Square Feet | ft2 | 0 | 21 | 0 | 0 | 47.2442 | 76.2553 | 103.2107 | 21 | Square Feet | ft2 | 992.1274 | 1601.3617 | 2167.4247 | 2.3897 | 2.6633 | 0 | 0 | 2370.8743 | 3826.7541 | 5179.4677 | 2642.2914 | 4264.8398 | 5772.4117 | 2030 | Advanced | 30 | Prevailing local wages, Drive time, Local code requirements, Existing construction and materials, Presence of hazardous materials | 2 | 8 | 0 | 2023 | Assumes the 21 sqft for typical door area
51 | 2023 | Residential | Envelope | Door | Sliding Patio Wood |  | Door Sliding Patio Wood | 2023$/sqft | Door Sliding Patio Wood |  | 0 | 0 | 0 | N/A | N/A | 0 | 0 | 0 | 0 | 0 | 0 | 0 | Square Feet | ft2 | 0 | 21 | 0 | 0 | 47.2442 | 76.2553 | 103.2107 | 21 | Square Feet | ft2 | 992.1274 | 1601.3617 | 2167.4247 | 2.3897 | 2.6633 | 0 | 0 | 2370.8743 | 3826.7541 | 5179.4677 | 2642.2914 | 4264.8398 | 5772.4117 | 2035 | Advanced | 30 | Prevailing local wages, Drive time, Local code requirements, Existing construction and materials, Presence of hazardous materials | 2 | 8 | 0 | 2023 | Assumes the 21 sqft for typical door area
51 | 2023 | Residential | Envelope | Door | Sliding Patio Wood |  | Door Sliding Patio Wood | 2023$/sqft | Door Sliding Patio Wood |  | 0 | 0 | 0 | N/A | N/A | 0 | 0 | 0 | 0 | 0 | 0 | 0 | Square Feet | ft2 | 0 | 21 | 0 | 0 | 47.2442 | 76.2553 | 103.2107 | 21 | Square Feet | ft2 | 992.1274 | 1601.3617 | 2167.4247 | 2.3897 | 2.6633 | 0 | 0 | 2370.8743 | 3826.7541 | 5179.4677 | 2642.2914 | 4264.8398 | 5772.4117 | 2040 | Advanced | 30 | Prevailing local wages, Drive time, Local code requirements, Existing construction and materials, Presence of hazardous materials | 2 | 8 | 0 | 2023 | Assumes the 21 sqft for typical door area
51 | 2023 | Residential | Envelope | Door | Sliding Patio Wood |  | Door Sliding Patio Wood | 2023$/sqft | Door Sliding Patio Wood |  | 0 | 0 | 0 | N/A | N/A | 0 | 0 | 0 | 0 | 0 | 0 | 0 | Square Feet | ft2 | 0 | 21 | 0 | 0 | 47.2442 | 76.2553 | 103.2107 | 21 | Square Feet | ft2 | 992.1274 | 1601.3617 | 2167.4247 | 2.3897 | 2.6633 | 0 | 0 | 2370.8743 | 3826.7541 | 5179.4677 | 2642.2914 | 4264.8398 | 5772.4117 | 2045 | Advanced | 30 | Prevailing local wages, Drive time, Local code requirements, Existing construction and materials, Presence of hazardous materials | 2 | 8 | 0 | 2023 | Assumes the 21 sqft for typical door area
51 | 2023 | Residential | Envelope | Door | Sliding Patio Wood |  | Door Sliding Patio Wood | 2023$/sqft | Door Sliding Patio Wood |  | 0 | 0 | 0 | N/A | N/A | 0 | 0 | 0 | 0 | 0 | 0 | 0 | Square Feet | ft2 | 0 | 21 | 0 | 0 | 47.2442 | 76.2553 | 103.2107 | 21 | Square Feet | ft2 | 992.1274 | 1601.3617 | 2167.4247 | 2.3897 | 2.6633 | 0 | 0 | 2370.8743 | 3826.7541 | 5179.4677 | 2642.2914 | 4264.8398 | 5772.4117 | 2050 | Advanced | 30 | Prevailing local wages, Drive time, Local code requirements, Existing construction and materials, Presence of hazardous materials | 2 | 8 | 0 | 2023 | Assumes the 21 sqft for typical door area
52 | 2023 | Residential | Envelope | Double Wood Stud | Spray Foam (Closed Cell) |  | Double Wood Stud Spray Foam (Closed Cell) | 2023$/sqft | Double Wood Stud |  | 0.20929 | 0.30106 | 0.61853 | R-value | ft2*degF*h/Btu | 5.5 | 6 | 42 | 42 | 0 | 0 | 0 | Square Feet | ft2 | 0 | 900 | 0 | 0 | 4e-06 | 0.031017 | -0.003062 | 900 | Square Feet | ft2 | 1130.148 | 1653.6123 | 3337.3332 | 1.1367 | 1.2849 | 0 | 0 | 1284.6161 | 1879.6273 | 3793.4784 | 1452.1747 | 2124.796 | 4288.2799 | 2023 | Reference | N/A | Prevailing local wages, Drive time, Local code requirements, Access, Presence/condition/type of existing insulation, Existing construction and materials, Moisture issues present, Presence of hazardous materials, Presence of hazardous materials, Extent of preparation, Accommodation for termite inspections | 3 | 274 | 0.3875 | 2023 | Assumes for the reference case that raw material prices will increase over the coming decades. Assumed for the advanced case that energy dependency will move away from oil and gas causing a higher supply of raw materials used to make insulation which will lower the material costs. Typical costs assume a wall area of 900 sq ft as an example based on average sqft of a house to be 2,025, though wall areas and insulation amounts vary greatly by building.
52 | 2023 | Residential | Envelope | Double Wood Stud | Spray Foam (Closed Cell) |  | Double Wood Stud Spray Foam (Closed Cell) | 2023$/sqft | Double Wood Stud |  | 0.23021 | 0.33116 | 0.68039 | R-value | ft2*degF*h/Btu | 5.5 | 6 | 42 | 42 | 0 | 0 | 0 | Square Feet | ft2 | 0 | 900 | 0 | 0 | 4.4e-06 | 0.034119 | -0.0033682 | 900 | Square Feet | ft2 | 1243.1628 | 1818.9735 | 3671.0665 | 1.1367 | 1.2849 | 0 | 0 | 1413.0777 | 2067.59 | 4172.8262 | 1597.3922 | 2337.2756 | 4717.1079 | 2030 | Reference | N/A | Prevailing local wages, Drive time, Local code requirements, Access, Presence/condition/type of existing insulation, Existing construction and materials, Moisture issues present, Presence of hazardous materials, Presence of hazardous materials, Extent of preparation, Accommodation for termite inspections | 3 | 274 | 0.3875 | 2023 | Assumes for the reference case that raw material prices will increase over the coming decades. Assumed for the advanced case that energy dependency will move away from oil and gas causing a higher supply of raw materials used to make insulation which will lower the material costs. Typical costs assume a wall area of 900 sq ft as an example based on average sqft of a house to be 2,025, though wall areas and insulation amounts vary greatly by building.
52 | 2023 | Residential | Envelope | Double Wood Stud | Spray Foam (Closed Cell) |  | Double Wood Stud Spray Foam (Closed Cell) | 2023$/sqft | Double Wood Stud |  | 0.24173 | 0.34772 | 0.71441 | R-value | ft2*degF*h/Btu | 5.5 | 6 | 42 | 42 | 0 | 0 | 0 | Square Feet | ft2 | 0 | 900 | 0 | 0 | 4.62e-06 | 0.035825 | -0.0035366 | 900 | Square Feet | ft2 | 1305.3209 | 1909.9222 | 3854.6198 | 1.1367 | 1.2849 | 0 | 0 | 1483.7316 | 2170.9695 | 4381.4675 | 1677.2618 | 2454.1394 | 4952.9633 | 2035 | Reference | N/A | Prevailing local wages, Drive time, Local code requirements, Access, Presence/condition/type of existing insulation, Existing construction and materials, Moisture issues present, Presence of hazardous materials, Presence of hazardous materials, Extent of preparation, Accommodation for termite inspections | 3 | 274 | 0.3875 | 2023 | Assumes for the reference case that raw material prices will increase over the coming decades. Assumed for the advanced case that energy dependency will move away from oil and gas causing a higher supply of raw materials used to make insulation which will lower the material costs. Typical costs assume a wall area of 900 sq ft as an example based on average sqft of a house to be 2,025, though wall areas and insulation amounts vary greatly by building.
52 | 2023 | Residential | Envelope | Double Wood Stud | Spray Foam (Closed Cell) |  | Double Wood Stud Spray Foam (Closed Cell) | 2023$/sqft | Double Wood Stud |  | 0.25324 | 0.36428 | 0.74843 | R-value | ft2*degF*h/Btu | 5.5 | 6 | 42 | 42 | 0 | 0 | 0 | Square Feet | ft2 | 0 | 900 | 0 | 0 | 4.84e-06 | 0.037531 | -0.003705 | 900 | Square Feet | ft2 | 1367.4791 | 2000.8709 | 4038.1732 | 1.1367 | 1.2849 | 0 | 0 | 1554.3855 | 2274.349 | 4590.1088 | 1757.1314 | 2571.0032 | 5188.8187 | 2040 | Reference | N/A | Prevailing local wages, Drive time, Local code requirements, Access, Presence/condition/type of existing insulation, Existing construction and materials, Moisture issues present, Presence of hazardous materials, Presence of hazardous materials, Extent of preparation, Accommodation for termite inspections | 3 | 274 | 0.3875 | 2023 | Assumes for the reference case that raw material prices will increase over the coming decades. Assumed for the advanced case that energy dependency will move away from oil and gas causing a higher supply of raw materials used to make insulation which will lower the material costs. Typical costs assume a wall area of 900 sq ft as an example based on average sqft of a house to be 2,025, though wall areas and insulation amounts vary greatly by building.
52 | 2023 | Residential | Envelope | Double Wood Stud | Spray Foam (Closed Cell) |  | Double Wood Stud Spray Foam (Closed Cell) | 2023$/sqft | Double Wood Stud |  | 0.25873 | 0.37218 | 0.76466 | R-value | ft2*degF*h/Btu | 5.5 | 6 | 42 | 42 | 0 | 0 | 0 | Square Feet | ft2 | 0 | 900 | 0 | 0 | 4.945e-06 | 0.038345 | -0.0037854 | 900 | Square Feet | ft2 | 1397.1455 | 2044.2782 | 4125.7782 | 1.1367 | 1.2849 | 0 | 0 | 1588.1067 | 2323.6892 | 4689.6876 | 1795.251 | 2626.7791 | 5301.386 | 2045 | Reference | N/A | Prevailing local wages, Drive time, Local code requirements, Access, Presence/condition/type of existing insulation, Existing construction and materials, Moisture issues present, Presence of hazardous materials, Presence of hazardous materials, Extent of preparation, Accommodation for termite inspections | 3 | 274 | 0.3875 | 2023 | Assumes for the reference case that raw material prices will increase over the coming decades. Assumed for the advanced case that energy dependency will move away from oil and gas causing a higher supply of raw materials used to make insulation which will lower the material costs. Typical costs assume a wall area of 900 sq ft as an example based on average sqft of a house to be 2,025, though wall areas and insulation amounts vary greatly by building.
52 | 2023 | Residential | Envelope | Double Wood Stud | Spray Foam (Closed Cell) |  | Double Wood Stud Spray Foam (Closed Cell) | 2023$/sqft | Double Wood Stud |  | 0.26422 | 0.38008 | 0.7809 | R-value | ft2*degF*h/Btu | 5.5 | 6 | 42 | 42 | 0 | 0 | 0 | Square Feet | ft2 | 0 | 900 | 0 | 0 | 5.05e-06 | 0.039159 | -0.0038658 | 900 | Square Feet | ft2 | 1426.8119 | 2087.6855 | 4213.3832 | 1.1367 | 1.2849 | 0 | 0 | 1621.8278 | 2373.0294 | 4789.2664 | 1833.3706 | 2682.555 | 5413.9533 | 2050 | Reference | N/A | Prevailing local wages, Drive time, Local code requirements, Access, Presence/condition/type of existing insulation, Existing construction and materials, Moisture issues present, Presence of hazardous materials, Presence of hazardous materials, Extent of preparation, Accommodation for termite inspections | 3 | 274 | 0.3875 | 2023 | Assumes for the reference case that raw material prices will increase over the coming decades. Assumed for the advanced case that energy dependency will move away from oil and gas causing a higher supply of raw materials used to make insulation which will lower the material costs. Typical costs assume a wall area of 900 sq ft as an example based on average sqft of a house to be 2,025, though wall areas and insulation amounts vary greatly by building.
52 | 2023 | Residential | Envelope | Double Wood Stud | Spray Foam (Closed Cell) |  | Double Wood Stud Spray Foam (Closed Cell) | 2023$/sqft | Double Wood Stud |  | 0.20929 | 0.30106 | 0.61853 | R-value | ft2*degF*h/Btu | 5.5 | 6 | 42 | 42 | 0 | 0 | 0 | Square Feet | ft2 | 0 | 900 | 0 | 0 | 4e-06 | 0.031017 | -0.003062 | 900 | Square Feet | ft2 | 1130.148 | 1653.6123 | 3337.3332 | 1.1367 | 1.2849 | 0 | 0 | 1284.6161 | 1879.6273 | 3793.4784 | 1452.1747 | 2124.796 | 4288.2799 | 2023 | Intermediate | N/A | Prevailing local wages, Drive time, Local code requirements, Access, Presence/condition/type of existing insulation, Existing construction and materials, Moisture issues present, Presence of hazardous materials, Presence of hazardous materials, Extent of preparation, Accommodation for termite inspections | 3 | 274 | 0.3875 | 2023 | Assumes for the reference case that raw material prices will increase over the coming decades. Assumed for the advanced case that energy dependency will move away from oil and gas causing a higher supply of raw materials used to make insulation which will lower the material costs. Typical costs assume a wall area of 900 sq ft as an example based on average sqft of a house to be 2,025, though wall areas and insulation amounts vary greatly by building.
52 | 2023 | Residential | Envelope | Double Wood Stud | Spray Foam (Closed Cell) |  | Double Wood Stud Spray Foam (Closed Cell) | 2023$/sqft | Double Wood Stud |  | 0.20929 | 0.30106 | 0.61853 | R-value | ft2*degF*h/Btu | 5.5 | 6 | 42 | 42 | 0 | 0 | 0 | Square Feet | ft2 | 0 | 900 | 0 | 0 | 4e-06 | 0.031017 | -0.003062 | 900 | Square Feet | ft2 | 1130.148 | 1653.6123 | 3337.3332 | 1.1367 | 1.2849 | 0 | 0 | 1284.6161 | 1879.6273 | 3793.4784 | 1452.1747 | 2124.796 | 4288.2799 | 2030 | Intermediate | N/A | Prevailing local wages, Drive time, Local code requirements, Access, Presence/condition/type of existing insulation, Existing construction and materials, Moisture issues present, Presence of hazardous materials, Presence of hazardous materials, Extent of preparation, Accommodation for termite inspections | 3 | 274 | 0.3875 | 2023 | Assumes for the reference case that raw material prices will increase over the coming decades. Assumed for the advanced case that energy dependency will move away from oil and gas causing a higher supply of raw materials used to make insulation which will lower the material costs. Typical costs assume a wall area of 900 sq ft as an example based on average sqft of a house to be 2,025, though wall areas and insulation amounts vary greatly by building.
52 | 2023 | Residential | Envelope | Double Wood Stud | Spray Foam (Closed Cell) |  | Double Wood Stud Spray Foam (Closed Cell) | 2023$/sqft | Double Wood Stud |  | 0.21033 | 0.30256 | 0.62163 | R-value | ft2*degF*h/Btu | 5.5 | 6 | 42 | 42 | 0 | 0 | 0 | Square Feet | ft2 | 0 | 900 | 0 | 0 | 4.02e-06 | 0.031172 | -0.0030773 | 900 | Square Feet | ft2 | 1135.7987 | 1661.8804 | 3354.0199 | 1.1367 | 1.2849 | 0 | 0 | 1291.0392 | 1889.0254 | 3812.4457 | 1459.4356 | 2135.42 | 4309.7213 | 2035 | Intermediate | N/A | Prevailing local wages, Drive time, Local code requirements, Access, Presence/condition/type of existing insulation, Existing construction and materials, Moisture issues present, Presence of hazardous materials, Presence of hazardous materials, Extent of preparation, Accommodation for termite inspections | 3 | 274 | 0.3875 | 2023 | Assumes for the reference case that raw material prices will increase over the coming decades. Assumed for the advanced case that energy dependency will move away from oil and gas causing a higher supply of raw materials used to make insulation which will lower the material costs. Typical costs assume a wall area of 900 sq ft as an example based on average sqft of a house to be 2,025, though wall areas and insulation amounts vary greatly by building.
52 | 2023 | Residential | Envelope | Double Wood Stud | Spray Foam (Closed Cell) |  | Double Wood Stud Spray Foam (Closed Cell) | 2023$/sqft | Double Wood Stud |  | 0.21138 | 0.30407 | 0.62472 | R-value | ft2*degF*h/Btu | 5.5 | 6 | 42 | 42 | 0 | 0 | 0 | Square Feet | ft2 | 0 | 900 | 0 | 0 | 4.04e-06 | 0.031327 | -0.0030926 | 900 | Square Feet | ft2 | 1141.4495 | 1670.1484 | 3370.7065 | 1.1367 | 1.2849 | 0 | 0 | 1297.4623 | 1898.4235 | 3831.4131 | 1466.6965 | 2146.044 | 4331.1627 | 2040 | Intermediate | N/A | Prevailing local wages, Drive time, Local code requirements, Access, Presence/condition/type of existing insulation, Existing construction and materials, Moisture issues present, Presence of hazardous materials, Presence of hazardous materials, Extent of preparation, Accommodation for termite inspections | 3 | 274 | 0.3875 | 2023 | Assumes for the reference case that raw material prices will increase over the coming decades. Assumed for the advanced case that energy dependency will move away from oil and gas causing a higher supply of raw materials used to make insulation which will lower the material costs. Typical costs assume a wall area of 900 sq ft as an example based on average sqft of a house to be 2,025, though wall areas and insulation amounts vary greatly by building.
52 | 2023 | Residential | Envelope | Double Wood Stud | Spray Foam (Closed Cell) |  | Double Wood Stud Spray Foam (Closed Cell) | 2023$/sqft | Double Wood Stud |  | 0.20989 | 0.30192 | 0.62031 | R-value | ft2*degF*h/Btu | 5.5 | 6 | 42 | 42 | 0 | 0 | 0 | Square Feet | ft2 | 0 | 900 | 0 | 0 | 4.0115e-06 | 0.031106 | -0.0030708 | 900 | Square Feet | ft2 | 1133.3972 | 1658.3664 | 3346.928 | 1.1367 | 1.2849 | 0 | 0 | 1288.3094 | 1885.0312 | 3804.3846 | 1456.3497 | 2130.9048 | 4300.6087 | 2045 | Intermediate | N/A | Prevailing local wages, Drive time, Local code requirements, Access, Presence/condition/type of existing insulation, Existing construction and materials, Moisture issues present, Presence of hazardous materials, Presence of hazardous materials, Extent of preparation, Accommodation for termite inspections | 3 | 274 | 0.3875 | 2023 | Assumes for the reference case that raw material prices will increase over the coming decades. Assumed for the advanced case that energy dependency will move away from oil and gas causing a higher supply of raw materials used to make insulation which will lower the material costs. Typical costs assume a wall area of 900 sq ft as an example based on average sqft of a house to be 2,025, though wall areas and insulation amounts vary greatly by building.
52 | 2023 | Residential | Envelope | Double Wood Stud | Spray Foam (Closed Cell) |  | Double Wood Stud Spray Foam (Closed Cell) | 2023$/sqft | Double Wood Stud |  | 0.2084 | 0.29978 | 0.61591 | R-value | ft2*degF*h/Btu | 5.5 | 6 | 42 | 42 | 0 | 0 | 0 | Square Feet | ft2 | 0 | 900 | 0 | 0 | 3.983e-06 | 0.030885 | -0.003049 | 900 | Square Feet | ft2 | 1125.3449 | 1646.5844 | 3323.1495 | 1.1367 | 1.2849 | 0 | 0 | 1279.1565 | 1871.6388 | 3777.3561 | 1446.003 | 2115.7657 | 4270.0547 | 2050 | Intermediate | N/A | Prevailing local wages, Drive time, Local code requirements, Access, Presence/condition/type of existing insulation, Existing construction and materials, Moisture issues present, Presence of hazardous materials, Presence of hazardous materials, Extent of preparation, Accommodation for termite inspections | 3 | 274 | 0.3875 | 2023 | Assumes for the reference case that raw material prices will increase over the coming decades. Assumed for the advanced case that energy dependency will move away from oil and gas causing a higher supply of raw materials used to make insulation which will lower the material costs. Typical costs assume a wall area of 900 sq ft as an example based on average sqft of a house to be 2,025, though wall areas and insulation amounts vary greatly by building.
52 | 2023 | Residential | Envelope | Double Wood Stud | Spray Foam (Closed Cell) |  | Double Wood Stud Spray Foam (Closed Cell) | 2023$/sqft | Double Wood Stud |  | 0.20929 | 0.30106 | 0.61853 | R-value | ft2*degF*h/Btu | 5.5 | 6 | 42 | 42 | 0 | 0 | 0 | Square Feet | ft2 | 0 | 900 | 0 | 0 | 4e-06 | 0.031017 | -0.003062 | 900 | Square Feet | ft2 | 1130.148 | 1653.6123 | 3337.3332 | 1.1367 | 1.2849 | 0 | 0 | 1284.6161 | 1879.6273 | 3793.4784 | 1452.1747 | 2124.796 | 4288.2799 | 2023 | Advanced | N/A | Prevailing local wages, Drive time, Local code requirements, Access, Presence/condition/type of existing insulation, Existing construction and materials, Moisture issues present, Presence of hazardous materials, Presence of hazardous materials, Extent of preparation, Accommodation for termite inspections | 3 | 274 | 0.3875 | 2023 | Assumes for the reference case that raw material prices will increase over the coming decades. Assumed for the advanced case that energy dependency will move away from oil and gas causing a higher supply of raw materials used to make insulation which will lower the material costs. Typical costs assume a wall area of 900 sq ft as an example based on average sqft of a house to be 2,025, though wall areas and insulation amounts vary greatly by building.
52 | 2023 | Residential | Envelope | Double Wood Stud | Spray Foam (Closed Cell) |  | Double Wood Stud Spray Foam (Closed Cell) | 2023$/sqft | Double Wood Stud |  | 0.18836 | 0.27095 | 0.55668 | R-value | ft2*degF*h/Btu | 5.5 | 6 | 42 | 42 | 0 | 0 | 0 | Square Feet | ft2 | 0 | 900 | 0 | 0 | 3.6e-06 | 0.027915 | -0.0027558 | 900 | Square Feet | ft2 | 1017.1332 | 1488.2511 | 3003.5999 | 1.1367 | 1.2849 | 0 | 0 | 1156.1545 | 1691.6645 | 3414.1305 | 1306.9573 | 1912.3164 | 3859.4519 | 2030 | Advanced | N/A | Prevailing local wages, Drive time, Local code requirements, Access, Presence/condition/type of existing insulation, Existing construction and materials, Moisture issues present, Presence of hazardous materials, Presence of hazardous materials, Extent of preparation, Accommodation for termite inspections | 3 | 274 | 0.3875 | 2023 | Assumes for the reference case that raw material prices will increase over the coming decades. Assumed for the advanced case that energy dependency will move away from oil and gas causing a higher supply of raw materials used to make insulation which will lower the material costs. Typical costs assume a wall area of 900 sq ft as an example based on average sqft of a house to be 2,025, though wall areas and insulation amounts vary greatly by building.
52 | 2023 | Residential | Envelope | Double Wood Stud | Spray Foam (Closed Cell) |  | Double Wood Stud Spray Foam (Closed Cell) | 2023$/sqft | Double Wood Stud |  | 0.17894 | 0.2574 | 0.52885 | R-value | ft2*degF*h/Btu | 5.5 | 6 | 42 | 42 | 0 | 0 | 0 | Square Feet | ft2 | 0 | 900 | 0 | 0 | 3.42e-06 | 0.02652 | -0.002618 | 900 | Square Feet | ft2 | 966.2765 | 1413.8385 | 2853.4199 | 1.1367 | 1.2849 | 0 | 0 | 1098.3468 | 1607.0813 | 3243.424 | 1241.6094 | 1816.7006 | 3666.4793 | 2035 | Advanced | N/A | Prevailing local wages, Drive time, Local code requirements, Access, Presence/condition/type of existing insulation, Existing construction and materials, Moisture issues present, Presence of hazardous materials, Presence of hazardous materials, Extent of preparation, Accommodation for termite inspections | 3 | 274 | 0.3875 | 2023 | Assumes for the reference case that raw material prices will increase over the coming decades. Assumed for the advanced case that energy dependency will move away from oil and gas causing a higher supply of raw materials used to make insulation which will lower the material costs. Typical costs assume a wall area of 900 sq ft as an example based on average sqft of a house to be 2,025, though wall areas and insulation amounts vary greatly by building.
52 | 2023 | Residential | Envelope | Double Wood Stud | Spray Foam (Closed Cell) |  | Double Wood Stud Spray Foam (Closed Cell) | 2023$/sqft | Double Wood Stud |  | 0.16952 | 0.24385 | 0.50101 | R-value | ft2*degF*h/Btu | 5.5 | 6 | 42 | 42 | 0 | 0 | 0 | Square Feet | ft2 | 0 | 900 | 0 | 0 | 3.24e-06 | 0.025124 | -0.0024802 | 900 | Square Feet | ft2 | 915.4199 | 1339.426 | 2703.2399 | 1.1367 | 1.2849 | 0 | 0 | 1040.539 | 1522.4981 | 3072.7175 | 1176.2615 | 1721.0848 | 3473.5067 | 2040 | Advanced | N/A | Prevailing local wages, Drive time, Local code requirements, Access, Presence/condition/type of existing insulation, Existing construction and materials, Moisture issues present, Presence of hazardous materials, Presence of hazardous materials, Extent of preparation, Accommodation for termite inspections | 3 | 274 | 0.3875 | 2023 | Assumes for the reference case that raw material prices will increase over the coming decades. Assumed for the advanced case that energy dependency will move away from oil and gas causing a higher supply of raw materials used to make insulation which will lower the material costs. Typical costs assume a wall area of 900 sq ft as an example based on average sqft of a house to be 2,025, though wall areas and insulation amounts vary greatly by building.
52 | 2023 | Residential | Envelope | Double Wood Stud | Spray Foam (Closed Cell) |  | Double Wood Stud Spray Foam (Closed Cell) | 2023$/sqft | Double Wood Stud |  | 0.16105 | 0.23166 | 0.47596 | R-value | ft2*degF*h/Btu | 5.5 | 6 | 42 | 42 | 0 | 0 | 0 | Square Feet | ft2 | 0 | 900 | 0 | 0 | 3.078e-06 | 0.023868 | -0.0023562 | 900 | Square Feet | ft2 | 869.6489 | 1272.4547 | 2568.0779 | 1.1367 | 1.2849 | 0 | 0 | 988.5121 | 1446.3732 | 2919.0816 | 1117.4485 | 1635.0306 | 3299.8314 | 2045 | Advanced | N/A | Prevailing local wages, Drive time, Local code requirements, Access, Presence/condition/type of existing insulation, Existing construction and materials, Moisture issues present, Presence of hazardous materials, Presence of hazardous materials, Extent of preparation, Accommodation for termite inspections | 3 | 274 | 0.3875 | 2023 | Assumes for the reference case that raw material prices will increase over the coming decades. Assumed for the advanced case that energy dependency will move away from oil and gas causing a higher supply of raw materials used to make insulation which will lower the material costs. Typical costs assume a wall area of 900 sq ft as an example based on average sqft of a house to be 2,025, though wall areas and insulation amounts vary greatly by building.
52 | 2023 | Residential | Envelope | Double Wood Stud | Spray Foam (Closed Cell) |  | Double Wood Stud Spray Foam (Closed Cell) | 2023$/sqft | Double Wood Stud |  | 0.15257 | 0.21947 | 0.45091 | R-value | ft2*degF*h/Btu | 5.5 | 6 | 42 | 42 | 0 | 0 | 0 | Square Feet | ft2 | 0 | 900 | 0 | 0 | 2.916e-06 | 0.022611 | -0.0022322 | 900 | Square Feet | ft2 | 823.8779 | 1205.4834 | 2432.9159 | 1.1367 | 1.2849 | 0 | 0 | 936.4851 | 1370.2483 | 2765.4457 | 1058.6354 | 1548.9763 | 3126.156 | 2050 | Advanced | N/A | Prevailing local wages, Drive time, Local code requirements, Access, Presence/condition/type of existing insulation, Existing construction and materials, Moisture issues present, Presence of hazardous materials, Presence of hazardous materials, Extent of preparation, Accommodation for termite inspections | 3 | 274 | 0.3875 | 2023 | Assumes for the reference case that raw material prices will increase over the coming decades. Assumed for the advanced case that energy dependency will move away from oil and gas causing a higher supply of raw materials used to make insulation which will lower the material costs. Typical costs assume a wall area of 900 sq ft as an example based on average sqft of a house to be 2,025, though wall areas and insulation amounts vary greatly by building.
53 | 2023 | Residential | Envelope | Double Wood Stud | Spray Foam (Open Cell) |  | Double Wood Stud Spray Foam (Open Cell) | 2023$/sqft | Double Wood Stud |  | 0.14643 | 0.27345 | 0.42841 | R-value | ft2*degF*h/Btu | 3.7 | 6 | 25.8 | 25.8 | 0 | 0 | 0 | Square Feet | ft2 | 0 | 900 | 0 | 0 | 4e-06 | 0.031017 | -0.003062 | 900 | Square Feet | ft2 | 790.7094 | 1504.5453 | 2310.6582 | 1.1367 | 1.2853 | 0 | 0 | 898.7832 | 1710.1859 | 2626.4779 | 1016.3335 | 1933.8581 | 2969.9904 | 2023 | Reference | N/A | Prevailing local wages, Drive time, Local code requirements, Access, Presence/condition/type of existing insulation, Existing construction and materials, Moisture issues present, Presence of hazardous materials, Presence of hazardous materials, Extent of preparation, Accommodation for termite inspections | 3 | 80 | 0.4672 | 2023 | Assumes for the reference case that raw material prices will increase over the coming decades. Assumed for the advanced case that energy dependency will move away from oil and gas causing a higher supply of raw materials used to make insulation which will lower the material costs. Typical costs assume a wall area of 900 sq ft as an example based on average sqft of a house to be 2,025, though wall areas and insulation amounts vary greatly by building.
53 | 2023 | Residential | Envelope | Double Wood Stud | Spray Foam (Open Cell) |  | Double Wood Stud Spray Foam (Open Cell) | 2023$/sqft | Double Wood Stud |  | 0.16107 | 0.3008 | 0.47125 | R-value | ft2*degF*h/Btu | 3.7 | 6 | 25.8 | 25.8 | 0 | 0 | 0 | Square Feet | ft2 | 0 | 900 | 0 | 0 | 4.4e-06 | 0.034119 | -0.0033682 | 900 | Square Feet | ft2 | 869.7803 | 1654.9998 | 2541.724 | 1.1367 | 1.2853 | 0 | 0 | 988.6615 | 1881.2044 | 2889.1257 | 1117.9668 | 2127.2439 | 3266.9894 | 2030 | Reference | N/A | Prevailing local wages, Drive time, Local code requirements, Access, Presence/condition/type of existing insulation, Existing construction and materials, Moisture issues present, Presence of hazardous materials, Presence of hazardous materials, Extent of preparation, Accommodation for termite inspections | 3 | 80 | 0.4672 | 2023 | Assumes for the reference case that raw material prices will increase over the coming decades. Assumed for the advanced case that energy dependency will move away from oil and gas causing a higher supply of raw materials used to make insulation which will lower the material costs. Typical costs assume a wall area of 900 sq ft as an example based on average sqft of a house to be 2,025, though wall areas and insulation amounts vary greatly by building.
53 | 2023 | Residential | Envelope | Double Wood Stud | Spray Foam (Open Cell) |  | Double Wood Stud Spray Foam (Open Cell) | 2023$/sqft | Double Wood Stud |  | 0.16912 | 0.31583 | 0.49481 | R-value | ft2*degF*h/Btu | 3.7 | 6 | 25.8 | 25.8 | 0 | 0 | 0 | Square Feet | ft2 | 0 | 900 | 0 | 0 | 4.62e-06 | 0.035825 | -0.0035366 | 900 | Square Feet | ft2 | 913.2694 | 1737.7498 | 2668.8102 | 1.1367 | 1.2853 | 0 | 0 | 1038.0946 | 1975.2647 | 3033.582 | 1173.8652 | 2233.6061 | 3430.3389 | 2035 | Reference | N/A | Prevailing local wages, Drive time, Local code requirements, Access, Presence/condition/type of existing insulation, Existing construction and materials, Moisture issues present, Presence of hazardous materials, Presence of hazardous materials, Extent of preparation, Accommodation for termite inspections | 3 | 80 | 0.4672 | 2023 | Assumes for the reference case that raw material prices will increase over the coming decades. Assumed for the advanced case that energy dependency will move away from oil and gas causing a higher supply of raw materials used to make insulation which will lower the material costs. Typical costs assume a wall area of 900 sq ft as an example based on average sqft of a house to be 2,025, though wall areas and insulation amounts vary greatly by building.
53 | 2023 | Residential | Envelope | Double Wood Stud | Spray Foam (Open Cell) |  | Double Wood Stud Spray Foam (Open Cell) | 2023$/sqft | Double Wood Stud |  | 0.17718 | 0.33087 | 0.51838 | R-value | ft2*degF*h/Btu | 3.7 | 6 | 25.8 | 25.8 | 0 | 0 | 0 | Square Feet | ft2 | 0 | 900 | 0 | 0 | 4.84e-06 | 0.037531 | -0.003705 | 900 | Square Feet | ft2 | 956.7584 | 1820.4998 | 2795.8964 | 1.1367 | 1.2853 | 0 | 0 | 1087.5277 | 2069.3249 | 3178.0382 | 1229.7635 | 2339.9683 | 3593.6884 | 2040 | Reference | N/A | Prevailing local wages, Drive time, Local code requirements, Access, Presence/condition/type of existing insulation, Existing construction and materials, Moisture issues present, Presence of hazardous materials, Presence of hazardous materials, Extent of preparation, Accommodation for termite inspections | 3 | 80 | 0.4672 | 2023 | Assumes for the reference case that raw material prices will increase over the coming decades. Assumed for the advanced case that energy dependency will move away from oil and gas causing a higher supply of raw materials used to make insulation which will lower the material costs. Typical costs assume a wall area of 900 sq ft as an example based on average sqft of a house to be 2,025, though wall areas and insulation amounts vary greatly by building.
53 | 2023 | Residential | Envelope | Double Wood Stud | Spray Foam (Open Cell) |  | Double Wood Stud Spray Foam (Open Cell) | 2023$/sqft | Double Wood Stud |  | 0.18102 | 0.33805 | 0.52962 | R-value | ft2*degF*h/Btu | 3.7 | 6 | 25.8 | 25.8 | 0 | 0 | 0 | Square Feet | ft2 | 0 | 900 | 0 | 0 | 4.945e-06 | 0.038345 | -0.0037854 | 900 | Square Feet | ft2 | 977.5145 | 1859.9941 | 2856.5512 | 1.1367 | 1.2853 | 0 | 0 | 1111.1207 | 2114.2173 | 3246.9833 | 1256.4423 | 2390.7321 | 3671.6506 | 2045 | Reference | N/A | Prevailing local wages, Drive time, Local code requirements, Access, Presence/condition/type of existing insulation, Existing construction and materials, Moisture issues present, Presence of hazardous materials, Presence of hazardous materials, Extent of preparation, Accommodation for termite inspections | 3 | 80 | 0.4672 | 2023 | Assumes for the reference case that raw material prices will increase over the coming decades. Assumed for the advanced case that energy dependency will move away from oil and gas causing a higher supply of raw materials used to make insulation which will lower the material costs. Typical costs assume a wall area of 900 sq ft as an example based on average sqft of a house to be 2,025, though wall areas and insulation amounts vary greatly by building.
53 | 2023 | Residential | Envelope | Double Wood Stud | Spray Foam (Open Cell) |  | Double Wood Stud Spray Foam (Open Cell) | 2023$/sqft | Double Wood Stud |  | 0.18486 | 0.34523 | 0.54087 | R-value | ft2*degF*h/Btu | 3.7 | 6 | 25.8 | 25.8 | 0 | 0 | 0 | Square Feet | ft2 | 0 | 900 | 0 | 0 | 5.05e-06 | 0.039159 | -0.0038658 | 900 | Square Feet | ft2 | 998.2706 | 1899.4884 | 2917.206 | 1.1367 | 1.2853 | 0 | 0 | 1134.7138 | 2159.1096 | 3315.9283 | 1283.121 | 2441.4958 | 3749.6129 | 2050 | Reference | N/A | Prevailing local wages, Drive time, Local code requirements, Access, Presence/condition/type of existing insulation, Existing construction and materials, Moisture issues present, Presence of hazardous materials, Presence of hazardous materials, Extent of preparation, Accommodation for termite inspections | 3 | 80 | 0.4672 | 2023 | Assumes for the reference case that raw material prices will increase over the coming decades. Assumed for the advanced case that energy dependency will move away from oil and gas causing a higher supply of raw materials used to make insulation which will lower the material costs. Typical costs assume a wall area of 900 sq ft as an example based on average sqft of a house to be 2,025, though wall areas and insulation amounts vary greatly by building.
53 | 2023 | Residential | Envelope | Double Wood Stud | Spray Foam (Open Cell) |  | Double Wood Stud Spray Foam (Open Cell) | 2023$/sqft | Double Wood Stud |  | 0.14643 | 0.27345 | 0.42841 | R-value | ft2*degF*h/Btu | 3.7 | 6 | 25.8 | 25.8 | 0 | 0 | 0 | Square Feet | ft2 | 0 | 900 | 0 | 0 | 4e-06 | 0.031017 | -0.003062 | 900 | Square Feet | ft2 | 790.7094 | 1504.5453 | 2310.6582 | 1.1367 | 1.2853 | 0 | 0 | 898.7832 | 1710.1859 | 2626.4779 | 1016.3335 | 1933.8581 | 2969.9904 | 2023 | Intermediate | N/A | Prevailing local wages, Drive time, Local code requirements, Access, Presence/condition/type of existing insulation, Existing construction and materials, Moisture issues present, Presence of hazardous materials, Presence of hazardous materials, Extent of preparation, Accommodation for termite inspections | 3 | 80 | 0.4672 | 2023 | Assumes for the reference case that raw material prices will increase over the coming decades. Assumed for the advanced case that energy dependency will move away from oil and gas causing a higher supply of raw materials used to make insulation which will lower the material costs. Typical costs assume a wall area of 900 sq ft as an example based on average sqft of a house to be 2,025, though wall areas and insulation amounts vary greatly by building.
53 | 2023 | Residential | Envelope | Double Wood Stud | Spray Foam (Open Cell) |  | Double Wood Stud Spray Foam (Open Cell) | 2023$/sqft | Double Wood Stud |  | 0.14643 | 0.27345 | 0.42841 | R-value | ft2*degF*h/Btu | 3.7 | 6 | 25.8 | 25.8 | 0 | 0 | 0 | Square Feet | ft2 | 0 | 900 | 0 | 0 | 4e-06 | 0.031017 | -0.003062 | 900 | Square Feet | ft2 | 790.7094 | 1504.5453 | 2310.6582 | 1.1367 | 1.2853 | 0 | 0 | 898.7832 | 1710.1859 | 2626.4779 | 1016.3335 | 1933.8581 | 2969.9904 | 2030 | Intermediate | N/A | Prevailing local wages, Drive time, Local code requirements, Access, Presence/condition/type of existing insulation, Existing construction and materials, Moisture issues present, Presence of hazardous materials, Presence of hazardous materials, Extent of preparation, Accommodation for termite inspections | 3 | 80 | 0.4672 | 2023 | Assumes for the reference case that raw material prices will increase over the coming decades. Assumed for the advanced case that energy dependency will move away from oil and gas causing a higher supply of raw materials used to make insulation which will lower the material costs. Typical costs assume a wall area of 900 sq ft as an example based on average sqft of a house to be 2,025, though wall areas and insulation amounts vary greatly by building.
53 | 2023 | Residential | Envelope | Double Wood Stud | Spray Foam (Open Cell) |  | Double Wood Stud Spray Foam (Open Cell) | 2023$/sqft | Double Wood Stud |  | 0.14716 | 0.27482 | 0.43055 | R-value | ft2*degF*h/Btu | 3.7 | 6 | 25.8 | 25.8 | 0 | 0 | 0 | Square Feet | ft2 | 0 | 900 | 0 | 0 | 4.02e-06 | 0.031172 | -0.0030773 | 900 | Square Feet | ft2 | 794.6629 | 1512.068 | 2322.2115 | 1.1367 | 1.2853 | 0 | 0 | 903.2771 | 1718.7368 | 2639.6103 | 1021.4152 | 1943.5274 | 2984.8403 | 2035 | Intermediate | N/A | Prevailing local wages, Drive time, Local code requirements, Access, Presence/condition/type of existing insulation, Existing construction and materials, Moisture issues present, Presence of hazardous materials, Presence of hazardous materials, Extent of preparation, Accommodation for termite inspections | 3 | 80 | 0.4672 | 2023 | Assumes for the reference case that raw material prices will increase over the coming decades. Assumed for the advanced case that energy dependency will move away from oil and gas causing a higher supply of raw materials used to make insulation which will lower the material costs. Typical costs assume a wall area of 900 sq ft as an example based on average sqft of a house to be 2,025, though wall areas and insulation amounts vary greatly by building.
53 | 2023 | Residential | Envelope | Double Wood Stud | Spray Foam (Open Cell) |  | Double Wood Stud Spray Foam (Open Cell) | 2023$/sqft | Double Wood Stud |  | 0.14789 | 0.27618 | 0.43269 | R-value | ft2*degF*h/Btu | 3.7 | 6 | 25.8 | 25.8 | 0 | 0 | 0 | Square Feet | ft2 | 0 | 900 | 0 | 0 | 4.04e-06 | 0.031327 | -0.0030926 | 900 | Square Feet | ft2 | 798.6165 | 1519.5908 | 2333.7648 | 1.1367 | 1.2853 | 0 | 0 | 907.771 | 1727.2877 | 2652.7427 | 1026.4968 | 1953.1967 | 2999.6903 | 2040 | Intermediate | N/A | Prevailing local wages, Drive time, Local code requirements, Access, Presence/condition/type of existing insulation, Existing construction and materials, Moisture issues present, Presence of hazardous materials, Presence of hazardous materials, Extent of preparation, Accommodation for termite inspections | 3 | 80 | 0.4672 | 2023 | Assumes for the reference case that raw material prices will increase over the coming decades. Assumed for the advanced case that energy dependency will move away from oil and gas causing a higher supply of raw materials used to make insulation which will lower the material costs. Typical costs assume a wall area of 900 sq ft as an example based on average sqft of a house to be 2,025, though wall areas and insulation amounts vary greatly by building.
53 | 2023 | Residential | Envelope | Double Wood Stud | Spray Foam (Open Cell) |  | Double Wood Stud Spray Foam (Open Cell) | 2023$/sqft | Double Wood Stud |  | 0.14685 | 0.27424 | 0.42964 | R-value | ft2*degF*h/Btu | 3.7 | 6 | 25.8 | 25.8 | 0 | 0 | 0 | Square Feet | ft2 | 0 | 900 | 0 | 0 | 4.0115e-06 | 0.031106 | -0.0030708 | 900 | Square Feet | ft2 | 792.9827 | 1508.8709 | 2317.3013 | 1.1367 | 1.2853 | 0 | 0 | 901.3672 | 1715.1026 | 2634.029 | 1019.2554 | 1939.4179 | 2978.5291 | 2045 | Intermediate | N/A | Prevailing local wages, Drive time, Local code requirements, Access, Presence/condition/type of existing insulation, Existing construction and materials, Moisture issues present, Presence of hazardous materials, Presence of hazardous materials, Extent of preparation, Accommodation for termite inspections | 3 | 80 | 0.4672 | 2023 | Assumes for the reference case that raw material prices will increase over the coming decades. Assumed for the advanced case that energy dependency will move away from oil and gas causing a higher supply of raw materials used to make insulation which will lower the material costs. Typical costs assume a wall area of 900 sq ft as an example based on average sqft of a house to be 2,025, though wall areas and insulation amounts vary greatly by building.
53 | 2023 | Residential | Envelope | Double Wood Stud | Spray Foam (Open Cell) |  | Double Wood Stud Spray Foam (Open Cell) | 2023$/sqft | Double Wood Stud |  | 0.1458 | 0.27229 | 0.42659 | R-value | ft2*degF*h/Btu | 3.7 | 6 | 25.8 | 25.8 | 0 | 0 | 0 | Square Feet | ft2 | 0 | 900 | 0 | 0 | 3.983e-06 | 0.030885 | -0.003049 | 900 | Square Feet | ft2 | 787.3489 | 1498.151 | 2300.8379 | 1.1367 | 1.2853 | 0 | 0 | 894.9634 | 1702.9176 | 2615.3154 | 1012.0141 | 1925.6392 | 2957.3679 | 2050 | Intermediate | N/A | Prevailing local wages, Drive time, Local code requirements, Access, Presence/condition/type of existing insulation, Existing construction and materials, Moisture issues present, Presence of hazardous materials, Presence of hazardous materials, Extent of preparation, Accommodation for termite inspections | 3 | 80 | 0.4672 | 2023 | Assumes for the reference case that raw material prices will increase over the coming decades. Assumed for the advanced case that energy dependency will move away from oil and gas causing a higher supply of raw materials used to make insulation which will lower the material costs. Typical costs assume a wall area of 900 sq ft as an example based on average sqft of a house to be 2,025, though wall areas and insulation amounts vary greatly by building.
53 | 2023 | Residential | Envelope | Double Wood Stud | Spray Foam (Open Cell) |  | Double Wood Stud Spray Foam (Open Cell) | 2023$/sqft | Double Wood Stud |  | 0.14643 | 0.27345 | 0.42841 | R-value | ft2*degF*h/Btu | 3.7 | 6 | 25.8 | 25.8 | 0 | 0 | 0 | Square Feet | ft2 | 0 | 900 | 0 | 0 | 4e-06 | 0.031017 | -0.003062 | 900 | Square Feet | ft2 | 790.7094 | 1504.5453 | 2310.6582 | 1.1367 | 1.2853 | 0 | 0 | 898.7832 | 1710.1859 | 2626.4779 | 1016.3335 | 1933.8581 | 2969.9904 | 2023 | Advanced | N/A | Prevailing local wages, Drive time, Local code requirements, Access, Presence/condition/type of existing insulation, Existing construction and materials, Moisture issues present, Presence of hazardous materials, Presence of hazardous materials, Extent of preparation, Accommodation for termite inspections | 3 | 80 | 0.4672 | 2023 | Assumes for the reference case that raw material prices will increase over the coming decades. Assumed for the advanced case that energy dependency will move away from oil and gas causing a higher supply of raw materials used to make insulation which will lower the material costs. Typical costs assume a wall area of 900 sq ft as an example based on average sqft of a house to be 2,025, though wall areas and insulation amounts vary greatly by building.
53 | 2023 | Residential | Envelope | Double Wood Stud | Spray Foam (Open Cell) |  | Double Wood Stud Spray Foam (Open Cell) | 2023$/sqft | Double Wood Stud |  | 0.13178 | 0.24611 | 0.38557 | R-value | ft2*degF*h/Btu | 3.7 | 6 | 25.8 | 25.8 | 0 | 0 | 0 | Square Feet | ft2 | 0 | 900 | 0 | 0 | 3.6e-06 | 0.027915 | -0.0027558 | 900 | Square Feet | ft2 | 711.6385 | 1354.0908 | 2079.5924 | 1.1367 | 1.2853 | 0 | 0 | 808.9049 | 1539.1673 | 2363.8301 | 914.7001 | 1740.4723 | 2672.9913 | 2030 | Advanced | N/A | Prevailing local wages, Drive time, Local code requirements, Access, Presence/condition/type of existing insulation, Existing construction and materials, Moisture issues present, Presence of hazardous materials, Presence of hazardous materials, Extent of preparation, Accommodation for termite inspections | 3 | 80 | 0.4672 | 2023 | Assumes for the reference case that raw material prices will increase over the coming decades. Assumed for the advanced case that energy dependency will move away from oil and gas causing a higher supply of raw materials used to make insulation which will lower the material costs. Typical costs assume a wall area of 900 sq ft as an example based on average sqft of a house to be 2,025, though wall areas and insulation amounts vary greatly by building.
53 | 2023 | Residential | Envelope | Double Wood Stud | Spray Foam (Open Cell) |  | Double Wood Stud Spray Foam (Open Cell) | 2023$/sqft | Double Wood Stud |  | 0.1252 | 0.2338 | 0.36629 | R-value | ft2*degF*h/Btu | 3.7 | 6 | 25.8 | 25.8 | 0 | 0 | 0 | Square Feet | ft2 | 0 | 900 | 0 | 0 | 3.42e-06 | 0.02652 | -0.002618 | 900 | Square Feet | ft2 | 676.0565 | 1286.3862 | 1975.6128 | 1.1367 | 1.2853 | 0 | 0 | 768.4596 | 1462.2089 | 2245.6386 | 868.9651 | 1653.4487 | 2539.3418 | 2035 | Advanced | N/A | Prevailing local wages, Drive time, Local code requirements, Access, Presence/condition/type of existing insulation, Existing construction and materials, Moisture issues present, Presence of hazardous materials, Presence of hazardous materials, Extent of preparation, Accommodation for termite inspections | 3 | 80 | 0.4672 | 2023 | Assumes for the reference case that raw material prices will increase over the coming decades. Assumed for the advanced case that energy dependency will move away from oil and gas causing a higher supply of raw materials used to make insulation which will lower the material costs. Typical costs assume a wall area of 900 sq ft as an example based on average sqft of a house to be 2,025, though wall areas and insulation amounts vary greatly by building.
53 | 2023 | Residential | Envelope | Double Wood Stud | Spray Foam (Open Cell) |  | Double Wood Stud Spray Foam (Open Cell) | 2023$/sqft | Double Wood Stud |  | 0.11861 | 0.22149 | 0.34701 | R-value | ft2*degF*h/Btu | 3.7 | 6 | 25.8 | 25.8 | 0 | 0 | 0 | Square Feet | ft2 | 0 | 900 | 0 | 0 | 3.24e-06 | 0.025124 | -0.0024802 | 900 | Square Feet | ft2 | 640.4746 | 1218.6817 | 1871.6331 | 1.1367 | 1.2853 | 0 | 0 | 728.0144 | 1385.2505 | 2127.4471 | 823.2301 | 1566.4251 | 2405.6922 | 2040 | Advanced | N/A | Prevailing local wages, Drive time, Local code requirements, Access, Presence/condition/type of existing insulation, Existing construction and materials, Moisture issues present, Presence of hazardous materials, Presence of hazardous materials, Extent of preparation, Accommodation for termite inspections | 3 | 80 | 0.4672 | 2023 | Assumes for the reference case that raw material prices will increase over the coming decades. Assumed for the advanced case that energy dependency will move away from oil and gas causing a higher supply of raw materials used to make insulation which will lower the material costs. Typical costs assume a wall area of 900 sq ft as an example based on average sqft of a house to be 2,025, though wall areas and insulation amounts vary greatly by building.
53 | 2023 | Residential | Envelope | Double Wood Stud | Spray Foam (Open Cell) |  | Double Wood Stud Spray Foam (Open Cell) | 2023$/sqft | Double Wood Stud |  | 0.11268 | 0.21042 | 0.32966 | R-value | ft2*degF*h/Btu | 3.7 | 6 | 25.8 | 25.8 | 0 | 0 | 0 | Square Feet | ft2 | 0 | 900 | 0 | 0 | 3.078e-06 | 0.023868 | -0.0023562 | 900 | Square Feet | ft2 | 608.4509 | 1157.7476 | 1778.0515 | 1.1367 | 1.2853 | 0 | 0 | 691.6137 | 1315.988 | 2021.0747 | 782.0686 | 1488.1038 | 2285.4076 | 2045 | Advanced | N/A | Prevailing local wages, Drive time, Local code requirements, Access, Presence/condition/type of existing insulation, Existing construction and materials, Moisture issues present, Presence of hazardous materials, Presence of hazardous materials, Extent of preparation, Accommodation for termite inspections | 3 | 80 | 0.4672 | 2023 | Assumes for the reference case that raw material prices will increase over the coming decades. Assumed for the advanced case that energy dependency will move away from oil and gas causing a higher supply of raw materials used to make insulation which will lower the material costs. Typical costs assume a wall area of 900 sq ft as an example based on average sqft of a house to be 2,025, though wall areas and insulation amounts vary greatly by building.
53 | 2023 | Residential | Envelope | Double Wood Stud | Spray Foam (Open Cell) |  | Double Wood Stud Spray Foam (Open Cell) | 2023$/sqft | Double Wood Stud |  | 0.10675 | 0.19935 | 0.31231 | R-value | ft2*degF*h/Btu | 3.7 | 6 | 25.8 | 25.8 | 0 | 0 | 0 | Square Feet | ft2 | 0 | 900 | 0 | 0 | 2.916e-06 | 0.022611 | -0.0022322 | 900 | Square Feet | ft2 | 576.4272 | 1096.8135 | 1684.4698 | 1.1367 | 1.2853 | 0 | 0 | 655.2129 | 1246.7255 | 1914.7024 | 740.9071 | 1409.7826 | 2165.123 | 2050 | Advanced | N/A | Prevailing local wages, Drive time, Local code requirements, Access, Presence/condition/type of existing insulation, Existing construction and materials, Moisture issues present, Presence of hazardous materials, Presence of hazardous materials, Extent of preparation, Accommodation for termite inspections | 3 | 80 | 0.4672 | 2023 | Assumes for the reference case that raw material prices will increase over the coming decades. Assumed for the advanced case that energy dependency will move away from oil and gas causing a higher supply of raw materials used to make insulation which will lower the material costs. Typical costs assume a wall area of 900 sq ft as an example based on average sqft of a house to be 2,025, though wall areas and insulation amounts vary greatly by building.
54 | 2023 | Residential | Envelope | Double Wood Stud | Loose Fill |  | Double Wood Stud Loose Fill | 2023$/sqft | Double Wood Stud |  | 0.003619 | 0.00704 | 0.001017 | R-value | ft2*degF*h/Btu | 2.78 | 6 | 38 | 38 | 0 | 0 | 0 | Square Feet | ft2 | 0 | 900 | 0 | 0 | 0.15625 | 0.27888 | 0.95593 | 900 | Square Feet | ft2 | 160.1703 | 289.0098 | 865.8324 | 1.7306 | 1.8099 | 0 | 0 | 277.1873 | 500.1541 | 1498.3909 | 289.895 | 523.0839 | 1567.0851 | 2023 | Reference | 999 | Prevailing local wages, Drive time, Local code requirements, Access, Presence/condition/type of existing insulation, Existing construction and materials, Moisture issues present, Presence of hazardous materials, Presence of hazardous materials, Extent of preparation, Accommodation for termite inspections | 3 | 80 | 0.4672 | 2023 | Assumes reference and advanced cases are constant and no significant raw material advancements. Typical costs assume a wall area of 900 sq ft as an example based on average sqft of a house to be 2,025, though wall areas and insulation amounts vary greatly by building.
54 | 2023 | Residential | Envelope | Double Wood Stud | Loose Fill |  | Double Wood Stud Loose Fill | 2023$/sqft | Double Wood Stud |  | 0.003619 | 0.00704 | 0.001017 | R-value | ft2*degF*h/Btu | 2.78 | 6 | 38 | 38 | 0 | 0 | 0 | Square Feet | ft2 | 0 | 900 | 0 | 0 | 0.15625 | 0.27888 | 0.95593 | 900 | Square Feet | ft2 | 160.1703 | 289.0098 | 865.8324 | 1.7306 | 1.8099 | 0 | 0 | 277.1873 | 500.1541 | 1498.3909 | 289.895 | 523.0839 | 1567.0851 | 2030 | Reference | 999 | Prevailing local wages, Drive time, Local code requirements, Access, Presence/condition/type of existing insulation, Existing construction and materials, Moisture issues present, Presence of hazardous materials, Presence of hazardous materials, Extent of preparation, Accommodation for termite inspections | 3 | 80 | 0.4672 | 2023 | Assumes reference and advanced cases are constant and no significant raw material advancements. Typical costs assume a wall area of 900 sq ft as an example based on average sqft of a house to be 2,025, though wall areas and insulation amounts vary greatly by building.
54 | 2023 | Residential | Envelope | Double Wood Stud | Loose Fill |  | Double Wood Stud Loose Fill | 2023$/sqft | Double Wood Stud |  | 0.003619 | 0.00704 | 0.001017 | R-value | ft2*degF*h/Btu | 2.78 | 6 | 38 | 38 | 0 | 0 | 0 | Square Feet | ft2 | 0 | 900 | 0 | 0 | 0.15625 | 0.27888 | 0.95593 | 900 | Square Feet | ft2 | 160.1703 | 289.0098 | 865.8324 | 1.7306 | 1.8099 | 0 | 0 | 277.1873 | 500.1541 | 1498.3909 | 289.895 | 523.0839 | 1567.0851 | 2035 | Reference | 999 | Prevailing local wages, Drive time, Local code requirements, Access, Presence/condition/type of existing insulation, Existing construction and materials, Moisture issues present, Presence of hazardous materials, Presence of hazardous materials, Extent of preparation, Accommodation for termite inspections | 3 | 80 | 0.4672 | 2023 | Assumes reference and advanced cases are constant and no significant raw material advancements. Typical costs assume a wall area of 900 sq ft as an example based on average sqft of a house to be 2,025, though wall areas and insulation amounts vary greatly by building.
54 | 2023 | Residential | Envelope | Double Wood Stud | Loose Fill |  | Double Wood Stud Loose Fill | 2023$/sqft | Double Wood Stud |  | 0.003619 | 0.00704 | 0.001017 | R-value | ft2*degF*h/Btu | 2.78 | 6 | 38 | 38 | 0 | 0 | 0 | Square Feet | ft2 | 0 | 900 | 0 | 0 | 0.15625 | 0.27888 | 0.95593 | 900 | Square Feet | ft2 | 160.1703 | 289.0098 | 865.8324 | 1.7306 | 1.8099 | 0 | 0 | 277.1873 | 500.1541 | 1498.3909 | 289.895 | 523.0839 | 1567.0851 | 2040 | Reference | 999 | Prevailing local wages, Drive time, Local code requirements, Access, Presence/condition/type of existing insulation, Existing construction and materials, Moisture issues present, Presence of hazardous materials, Presence of hazardous materials, Extent of preparation, Accommodation for termite inspections | 3 | 80 | 0.4672 | 2023 | Assumes reference and advanced cases are constant and no significant raw material advancements. Typical costs assume a wall area of 900 sq ft as an example based on average sqft of a house to be 2,025, though wall areas and insulation amounts vary greatly by building.
54 | 2023 | Residential | Envelope | Double Wood Stud | Loose Fill |  | Double Wood Stud Loose Fill | 2023$/sqft | Double Wood Stud |  | 0.003619 | 0.00704 | 0.001017 | R-value | ft2*degF*h/Btu | 2.78 | 6 | 38 | 38 | 0 | 0 | 0 | Square Feet | ft2 | 0 | 900 | 0 | 0 | 0.15625 | 0.27888 | 0.95593 | 900 | Square Feet | ft2 | 160.1703 | 289.0098 | 865.8324 | 1.7306 | 1.8099 | 0 | 0 | 277.1873 | 500.1541 | 1498.3909 | 289.895 | 523.0839 | 1567.0851 | 2045 | Reference | 999 | Prevailing local wages, Drive time, Local code requirements, Access, Presence/condition/type of existing insulation, Existing construction and materials, Moisture issues present, Presence of hazardous materials, Presence of hazardous materials, Extent of preparation, Accommodation for termite inspections | 3 | 80 | 0.4672 | 2023 | Assumes reference and advanced cases are constant and no significant raw material advancements. Typical costs assume a wall area of 900 sq ft as an example based on average sqft of a house to be 2,025, though wall areas and insulation amounts vary greatly by building.
54 | 2023 | Residential | Envelope | Double Wood Stud | Loose Fill |  | Double Wood Stud Loose Fill | 2023$/sqft | Double Wood Stud |  | 0.003619 | 0.00704 | 0.001017 | R-value | ft2*degF*h/Btu | 2.78 | 6 | 38 | 38 | 0 | 0 | 0 | Square Feet | ft2 | 0 | 900 | 0 | 0 | 0.15625 | 0.27888 | 0.95593 | 900 | Square Feet | ft2 | 160.1703 | 289.0098 | 865.8324 | 1.7306 | 1.8099 | 0 | 0 | 277.1873 | 500.1541 | 1498.3909 | 289.895 | 523.0839 | 1567.0851 | 2050 | Reference | 999 | Prevailing local wages, Drive time, Local code requirements, Access, Presence/condition/type of existing insulation, Existing construction and materials, Moisture issues present, Presence of hazardous materials, Presence of hazardous materials, Extent of preparation, Accommodation for termite inspections | 3 | 80 | 0.4672 | 2023 | Assumes reference and advanced cases are constant and no significant raw material advancements. Typical costs assume a wall area of 900 sq ft as an example based on average sqft of a house to be 2,025, though wall areas and insulation amounts vary greatly by building.
54 | 2023 | Residential | Envelope | Double Wood Stud | Loose Fill |  | Double Wood Stud Loose Fill | 2023$/sqft | Double Wood Stud |  | 0.003619 | 0.00704 | 0.001017 | R-value | ft2*degF*h/Btu | 2.78 | 6 | 38 | 38 | 0 | 0 | 0 | Square Feet | ft2 | 0 | 900 | 0 | 0 | 0.15625 | 0.27888 | 0.95593 | 900 | Square Feet | ft2 | 160.1703 | 289.0098 | 865.8324 | 1.7306 | 1.8099 | 0 | 0 | 277.1873 | 500.1541 | 1498.3909 | 289.895 | 523.0839 | 1567.0851 | 2023 | Intermediate | 999 | Prevailing local wages, Drive time, Local code requirements, Access, Presence/condition/type of existing insulation, Existing construction and materials, Moisture issues present, Presence of hazardous materials, Presence of hazardous materials, Extent of preparation, Accommodation for termite inspections | 3 | 80 | 0.4672 | 2023 | Assumes reference and advanced cases are constant and no significant raw material advancements. Typical costs assume a wall area of 900 sq ft as an example based on average sqft of a house to be 2,025, though wall areas and insulation amounts vary greatly by building.
54 | 2023 | Residential | Envelope | Double Wood Stud | Loose Fill |  | Double Wood Stud Loose Fill | 2023$/sqft | Double Wood Stud |  | 0.003619 | 0.00704 | 0.001017 | R-value | ft2*degF*h/Btu | 2.78 | 6 | 38 | 38 | 0 | 0 | 0 | Square Feet | ft2 | 0 | 900 | 0 | 0 | 0.15625 | 0.27888 | 0.95593 | 900 | Square Feet | ft2 | 160.1703 | 289.0098 | 865.8324 | 1.7306 | 1.8099 | 0 | 0 | 277.1873 | 500.1541 | 1498.3909 | 289.895 | 523.0839 | 1567.0851 | 2030 | Intermediate | 999 | Prevailing local wages, Drive time, Local code requirements, Access, Presence/condition/type of existing insulation, Existing construction and materials, Moisture issues present, Presence of hazardous materials, Presence of hazardous materials, Extent of preparation, Accommodation for termite inspections | 3 | 80 | 0.4672 | 2023 | Assumes reference and advanced cases are constant and no significant raw material advancements. Typical costs assume a wall area of 900 sq ft as an example based on average sqft of a house to be 2,025, though wall areas and insulation amounts vary greatly by building.
54 | 2023 | Residential | Envelope | Double Wood Stud | Loose Fill |  | Double Wood Stud Loose Fill | 2023$/sqft | Double Wood Stud |  | 0.003619 | 0.00704 | 0.001017 | R-value | ft2*degF*h/Btu | 2.78 | 6 | 38 | 38 | 0 | 0 | 0 | Square Feet | ft2 | 0 | 900 | 0 | 0 | 0.15625 | 0.27888 | 0.95593 | 900 | Square Feet | ft2 | 160.1703 | 289.0098 | 865.8324 | 1.7306 | 1.8099 | 0 | 0 | 277.1873 | 500.1541 | 1498.3909 | 289.895 | 523.0839 | 1567.0851 | 2035 | Intermediate | 999 | Prevailing local wages, Drive time, Local code requirements, Access, Presence/condition/type of existing insulation, Existing construction and materials, Moisture issues present, Presence of hazardous materials, Presence of hazardous materials, Extent of preparation, Accommodation for termite inspections | 3 | 80 | 0.4672 | 2023 | Assumes reference and advanced cases are constant and no significant raw material advancements. Typical costs assume a wall area of 900 sq ft as an example based on average sqft of a house to be 2,025, though wall areas and insulation amounts vary greatly by building.
54 | 2023 | Residential | Envelope | Double Wood Stud | Loose Fill |  | Double Wood Stud Loose Fill | 2023$/sqft | Double Wood Stud |  | 0.003619 | 0.00704 | 0.001017 | R-value | ft2*degF*h/Btu | 2.78 | 6 | 38 | 38 | 0 | 0 | 0 | Square Feet | ft2 | 0 | 900 | 0 | 0 | 0.15625 | 0.27888 | 0.95593 | 900 | Square Feet | ft2 | 160.1703 | 289.0098 | 865.8324 | 1.7306 | 1.8099 | 0 | 0 | 277.1873 | 500.1541 | 1498.3909 | 289.895 | 523.0839 | 1567.0851 | 2040 | Intermediate | 999 | Prevailing local wages, Drive time, Local code requirements, Access, Presence/condition/type of existing insulation, Existing construction and materials, Moisture issues present, Presence of hazardous materials, Presence of hazardous materials, Extent of preparation, Accommodation for termite inspections | 3 | 80 | 0.4672 | 2023 | Assumes reference and advanced cases are constant and no significant raw material advancements. Typical costs assume a wall area of 900 sq ft as an example based on average sqft of a house to be 2,025, though wall areas and insulation amounts vary greatly by building.
54 | 2023 | Residential | Envelope | Double Wood Stud | Loose Fill |  | Double Wood Stud Loose Fill | 2023$/sqft | Double Wood Stud |  | 0.003619 | 0.00704 | 0.001017 | R-value | ft2*degF*h/Btu | 2.78 | 6 | 38 | 38 | 0 | 0 | 0 | Square Feet | ft2 | 0 | 900 | 0 | 0 | 0.15625 | 0.27888 | 0.95593 | 900 | Square Feet | ft2 | 160.1703 | 289.0098 | 865.8324 | 1.7306 | 1.8099 | 0 | 0 | 277.1873 | 500.1541 | 1498.3909 | 289.895 | 523.0839 | 1567.0851 | 2045 | Intermediate | 999 | Prevailing local wages, Drive time, Local code requirements, Access, Presence/condition/type of existing insulation, Existing construction and materials, Moisture issues present, Presence of hazardous materials, Presence of hazardous materials, Extent of preparation, Accommodation for termite inspections | 3 | 80 | 0.4672 | 2023 | Assumes reference and advanced cases are constant and no significant raw material advancements. Typical costs assume a wall area of 900 sq ft as an example based on average sqft of a house to be 2,025, though wall areas and insulation amounts vary greatly by building.
54 | 2023 | Residential | Envelope | Double Wood Stud | Loose Fill |  | Double Wood Stud Loose Fill | 2023$/sqft | Double Wood Stud |  | 0.003619 | 0.00704 | 0.001017 | R-value | ft2*degF*h/Btu | 2.78 | 6 | 38 | 38 | 0 | 0 | 0 | Square Feet | ft2 | 0 | 900 | 0 | 0 | 0.15625 | 0.27888 | 0.95593 | 900 | Square Feet | ft2 | 160.1703 | 289.0098 | 865.8324 | 1.7306 | 1.8099 | 0 | 0 | 277.1873 | 500.1541 | 1498.3909 | 289.895 | 523.0839 | 1567.0851 | 2050 | Intermediate | 999 | Prevailing local wages, Drive time, Local code requirements, Access, Presence/condition/type of existing insulation, Existing construction and materials, Moisture issues present, Presence of hazardous materials, Presence of hazardous materials, Extent of preparation, Accommodation for termite inspections | 3 | 80 | 0.4672 | 2023 | Assumes reference and advanced cases are constant and no significant raw material advancements. Typical costs assume a wall area of 900 sq ft as an example based on average sqft of a house to be 2,025, though wall areas and insulation amounts vary greatly by building.
54 | 2023 | Residential | Envelope | Double Wood Stud | Loose Fill |  | Double Wood Stud Loose Fill | 2023$/sqft | Double Wood Stud |  | 0.003619 | 0.00704 | 0.001017 | R-value | ft2*degF*h/Btu | 2.78 | 6 | 38 | 38 | 0 | 0 | 0 | Square Feet | ft2 | 0 | 900 | 0 | 0 | 0.15625 | 0.27888 | 0.95593 | 900 | Square Feet | ft2 | 160.1703 | 289.0098 | 865.8324 | 1.7306 | 1.8099 | 0 | 0 | 277.1873 | 500.1541 | 1498.3909 | 289.895 | 523.0839 | 1567.0851 | 2023 | Advanced | 999 | Prevailing local wages, Drive time, Local code requirements, Access, Presence/condition/type of existing insulation, Existing construction and materials, Moisture issues present, Presence of hazardous materials, Presence of hazardous materials, Extent of preparation, Accommodation for termite inspections | 3 | 80 | 0.4672 | 2023 | Assumes reference and advanced cases are constant and no significant raw material advancements. Typical costs assume a wall area of 900 sq ft as an example based on average sqft of a house to be 2,025, though wall areas and insulation amounts vary greatly by building.
54 | 2023 | Residential | Envelope | Double Wood Stud | Loose Fill |  | Double Wood Stud Loose Fill | 2023$/sqft | Double Wood Stud |  | 0.003619 | 0.00704 | 0.001017 | R-value | ft2*degF*h/Btu | 2.78 | 6 | 38 | 38 | 0 | 0 | 0 | Square Feet | ft2 | 0 | 900 | 0 | 0 | 0.15625 | 0.27888 | 0.95593 | 900 | Square Feet | ft2 | 160.1703 | 289.0098 | 865.8324 | 1.7306 | 1.8099 | 0 | 0 | 277.1873 | 500.1541 | 1498.3909 | 289.895 | 523.0839 | 1567.0851 | 2030 | Advanced | 999 | Prevailing local wages, Drive time, Local code requirements, Access, Presence/condition/type of existing insulation, Existing construction and materials, Moisture issues present, Presence of hazardous materials, Presence of hazardous materials, Extent of preparation, Accommodation for termite inspections | 3 | 80 | 0.4672 | 2023 | Assumes reference and advanced cases are constant and no significant raw material advancements. Typical costs assume a wall area of 900 sq ft as an example based on average sqft of a house to be 2,025, though wall areas and insulation amounts vary greatly by building.
54 | 2023 | Residential | Envelope | Double Wood Stud | Loose Fill |  | Double Wood Stud Loose Fill | 2023$/sqft | Double Wood Stud |  | 0.003619 | 0.00704 | 0.001017 | R-value | ft2*degF*h/Btu | 2.78 | 6 | 38 | 38 | 0 | 0 | 0 | Square Feet | ft2 | 0 | 900 | 0 | 0 | 0.15625 | 0.27888 | 0.95593 | 900 | Square Feet | ft2 | 160.1703 | 289.0098 | 865.8324 | 1.7306 | 1.8099 | 0 | 0 | 277.1873 | 500.1541 | 1498.3909 | 289.895 | 523.0839 | 1567.0851 | 2035 | Advanced | 999 | Prevailing local wages, Drive time, Local code requirements, Access, Presence/condition/type of existing insulation, Existing construction and materials, Moisture issues present, Presence of hazardous materials, Presence of hazardous materials, Extent of preparation, Accommodation for termite inspections | 3 | 80 | 0.4672 | 2023 | Assumes reference and advanced cases are constant and no significant raw material advancements. Typical costs assume a wall area of 900 sq ft as an example based on average sqft of a house to be 2,025, though wall areas and insulation amounts vary greatly by building.
54 | 2023 | Residential | Envelope | Double Wood Stud | Loose Fill |  | Double Wood Stud Loose Fill | 2023$/sqft | Double Wood Stud |  | 0.003619 | 0.00704 | 0.001017 | R-value | ft2*degF*h/Btu | 2.78 | 6 | 38 | 38 | 0 | 0 | 0 | Square Feet | ft2 | 0 | 900 | 0 | 0 | 0.15625 | 0.27888 | 0.95593 | 900 | Square Feet | ft2 | 160.1703 | 289.0098 | 865.8324 | 1.7306 | 1.8099 | 0 | 0 | 277.1873 | 500.1541 | 1498.3909 | 289.895 | 523.0839 | 1567.0851 | 2040 | Advanced | 999 | Prevailing local wages, Drive time, Local code requirements, Access, Presence/condition/type of existing insulation, Existing construction and materials, Moisture issues present, Presence of hazardous materials, Presence of hazardous materials, Extent of preparation, Accommodation for termite inspections | 3 | 80 | 0.4672 | 2023 | Assumes reference and advanced cases are constant and no significant raw material advancements. Typical costs assume a wall area of 900 sq ft as an example based on average sqft of a house to be 2,025, though wall areas and insulation amounts vary greatly by building.
54 | 2023 | Residential | Envelope | Double Wood Stud | Loose Fill |  | Double Wood Stud Loose Fill | 2023$/sqft | Double Wood Stud |  | 0.003619 | 0.00704 | 0.001017 | R-value | ft2*degF*h/Btu | 2.78 | 6 | 38 | 38 | 0 | 0 | 0 | Square Feet | ft2 | 0 | 900 | 0 | 0 | 0.15625 | 0.27888 | 0.95593 | 900 | Square Feet | ft2 | 160.1703 | 289.0098 | 865.8324 | 1.7306 | 1.8099 | 0 | 0 | 277.1873 | 500.1541 | 1498.3909 | 289.895 | 523.0839 | 1567.0851 | 2045 | Advanced | 999 | Prevailing local wages, Drive time, Local code requirements, Access, Presence/condition/type of existing insulation, Existing construction and materials, Moisture issues present, Presence of hazardous materials, Presence of hazardous materials, Extent of preparation, Accommodation for termite inspections | 3 | 80 | 0.4672 | 2023 | Assumes reference and advanced cases are constant and no significant raw material advancements. Typical costs assume a wall area of 900 sq ft as an example based on average sqft of a house to be 2,025, though wall areas and insulation amounts vary greatly by building.
54 | 2023 | Residential | Envelope | Double Wood Stud | Loose Fill |  | Double Wood Stud Loose Fill | 2023$/sqft | Double Wood Stud |  | 0.003619 | 0.00704 | 0.001017 | R-value | ft2*degF*h/Btu | 2.78 | 6 | 38 | 38 | 0 | 0 | 0 | Square Feet | ft2 | 0 | 900 | 0 | 0 | 0.15625 | 0.27888 | 0.95593 | 900 | Square Feet | ft2 | 160.1703 | 289.0098 | 865.8324 | 1.7306 | 1.8099 | 0 | 0 | 277.1873 | 500.1541 | 1498.3909 | 289.895 | 523.0839 | 1567.0851 | 2050 | Advanced | 999 | Prevailing local wages, Drive time, Local code requirements, Access, Presence/condition/type of existing insulation, Existing construction and materials, Moisture issues present, Presence of hazardous materials, Presence of hazardous materials, Extent of preparation, Accommodation for termite inspections | 3 | 80 | 0.4672 | 2023 | Assumes reference and advanced cases are constant and no significant raw material advancements. Typical costs assume a wall area of 900 sq ft as an example based on average sqft of a house to be 2,025, though wall areas and insulation amounts vary greatly by building.
55 | 2023 | Residential | Envelope | Duct Insulation |  |  | Duct Insulation | 2023$/sqft | Duct Insulation |  | 0.251 | 0.16389 | 0.041077 | R-value | ft2*degF*h/Btu | 2.1 | 6 | 8 | 8 | 0 | 0 | 0 | Square Feet | ft2 | 0 | 300 | 0 | 0 | 0.1565 | 1.1694 | 2.4636 | 300 | Square Feet | ft2 | 498.747 | 645.8265 | 813.0228 | 3.5756 | 0 | 0 | 0 | 1783.3012 | 2309.1932 | 2907.014 | 0 | 0 | 0 | 2023 | Reference | 999 | Prevailing local wages, Drive time, Local code requirements, Attic height, Roof slope, Access, Presence/condition/type of existing insulation, Existing construction and materials, Moisture issues present, Presence of hazardous materials, Nature/size of leaks, Crawlspace height | 2 | 31 | 0.108 | 2023 | Assumes for the reference case that raw material prices will increase over the coming decades. Assumed for the advanced case that energy dependency will move away from oil and gas causing a higher supply of raw materials used to make insulation which will lower the material costs. Assumes typical duct length of 150 ft per house with an average duct area of 4in x 8 in to calculate total sqft of 300 for typical duct covering. Assumes duct insulation is only applicable for new construction.
55 | 2023 | Residential | Envelope | Duct Insulation |  |  | Duct Insulation | 2023$/sqft | Duct Insulation |  | 0.2761 | 0.18027 | 0.045185 | R-value | ft2*degF*h/Btu | 2.1 | 6 | 8 | 8 | 0 | 0 | 0 | Square Feet | ft2 | 0 | 300 | 0 | 0 | 0.17215 | 1.2864 | 2.71 | 300 | Square Feet | ft2 | 548.6217 | 710.4092 | 894.3251 | 3.5756 | 0 | 0 | 0 | 1961.6313 | 2540.1125 | 3197.7154 | 0 | 0 | 0 | 2030 | Reference | 999 | Prevailing local wages, Drive time, Local code requirements, Attic height, Roof slope, Access, Presence/condition/type of existing insulation, Existing construction and materials, Moisture issues present, Presence of hazardous materials, Nature/size of leaks, Crawlspace height | 2 | 31 | 0.108 | 2023 | Assumes for the reference case that raw material prices will increase over the coming decades. Assumed for the advanced case that energy dependency will move away from oil and gas causing a higher supply of raw materials used to make insulation which will lower the material costs. Assumes typical duct length of 150 ft per house with an average duct area of 4in x 8 in to calculate total sqft of 300 for typical duct covering. Assumes duct insulation is only applicable for new construction.
55 | 2023 | Residential | Envelope | Duct Insulation |  |  | Duct Insulation | 2023$/sqft | Duct Insulation |  | 0.2899 | 0.18929 | 0.047444 | R-value | ft2*degF*h/Btu | 2.1 | 6 | 8 | 8 | 0 | 0 | 0 | Square Feet | ft2 | 0 | 300 | 0 | 0 | 0.18075 | 1.3507 | 2.8455 | 300 | Square Feet | ft2 | 576.0528 | 745.9296 | 939.0413 | 3.5756 | 0 | 0 | 0 | 2059.7129 | 2667.1181 | 3357.6012 | 0 | 0 | 0 | 2035 | Reference | 999 | Prevailing local wages, Drive time, Local code requirements, Attic height, Roof slope, Access, Presence/condition/type of existing insulation, Existing construction and materials, Moisture issues present, Presence of hazardous materials, Nature/size of leaks, Crawlspace height | 2 | 31 | 0.108 | 2023 | Assumes for the reference case that raw material prices will increase over the coming decades. Assumed for the advanced case that energy dependency will move away from oil and gas causing a higher supply of raw materials used to make insulation which will lower the material costs. Assumes typical duct length of 150 ft per house with an average duct area of 4in x 8 in to calculate total sqft of 300 for typical duct covering. Assumes duct insulation is only applicable for new construction.
55 | 2023 | Residential | Envelope | Duct Insulation |  |  | Duct Insulation | 2023$/sqft | Duct Insulation |  | 0.30371 | 0.1983 | 0.049703 | R-value | ft2*degF*h/Btu | 2.1 | 6 | 8 | 8 | 0 | 0 | 0 | Square Feet | ft2 | 0 | 300 | 0 | 0 | 0.18936 | 1.415 | 2.981 | 300 | Square Feet | ft2 | 603.4839 | 781.4501 | 983.7576 | 3.5756 | 0 | 0 | 0 | 2157.7944 | 2794.1237 | 3517.487 | 0 | 0 | 0 | 2040 | Reference | 999 | Prevailing local wages, Drive time, Local code requirements, Attic height, Roof slope, Access, Presence/condition/type of existing insulation, Existing construction and materials, Moisture issues present, Presence of hazardous materials, Nature/size of leaks, Crawlspace height | 2 | 31 | 0.108 | 2023 | Assumes for the reference case that raw material prices will increase over the coming decades. Assumed for the advanced case that energy dependency will move away from oil and gas causing a higher supply of raw materials used to make insulation which will lower the material costs. Assumes typical duct length of 150 ft per house with an average duct area of 4in x 8 in to calculate total sqft of 300 for typical duct covering. Assumes duct insulation is only applicable for new construction.
55 | 2023 | Residential | Envelope | Duct Insulation |  |  | Duct Insulation | 2023$/sqft | Duct Insulation |  | 0.3103 | 0.2026 | 0.050781 | R-value | ft2*degF*h/Btu | 2.1 | 6 | 8 | 8 | 0 | 0 | 0 | Square Feet | ft2 | 0 | 300 | 0 | 0 | 0.19347 | 1.4457 | 3.0456 | 300 | Square Feet | ft2 | 616.576 | 798.403 | 1005.0994 | 3.5756 | 0 | 0 | 0 | 2204.6061 | 2854.7401 | 3593.7961 | 0 | 0 | 0 | 2045 | Reference | 999 | Prevailing local wages, Drive time, Local code requirements, Attic height, Roof slope, Access, Presence/condition/type of existing insulation, Existing construction and materials, Moisture issues present, Presence of hazardous materials, Nature/size of leaks, Crawlspace height | 2 | 31 | 0.108 | 2023 | Assumes for the reference case that raw material prices will increase over the coming decades. Assumed for the advanced case that energy dependency will move away from oil and gas causing a higher supply of raw materials used to make insulation which will lower the material costs. Assumes typical duct length of 150 ft per house with an average duct area of 4in x 8 in to calculate total sqft of 300 for typical duct covering. Assumes duct insulation is only applicable for new construction.
55 | 2023 | Residential | Envelope | Duct Insulation |  |  | Duct Insulation | 2023$/sqft | Duct Insulation |  | 0.31689 | 0.2069 | 0.05186 | R-value | ft2*degF*h/Btu | 2.1 | 6 | 8 | 8 | 0 | 0 | 0 | Square Feet | ft2 | 0 | 300 | 0 | 0 | 0.19758 | 1.4764 | 3.1103 | 300 | Square Feet | ft2 | 629.6681 | 815.356 | 1026.4413 | 3.5756 | 0 | 0 | 0 | 2251.4178 | 2915.3564 | 3670.1052 | 0 | 0 | 0 | 2050 | Reference | 999 | Prevailing local wages, Drive time, Local code requirements, Attic height, Roof slope, Access, Presence/condition/type of existing insulation, Existing construction and materials, Moisture issues present, Presence of hazardous materials, Nature/size of leaks, Crawlspace height | 2 | 31 | 0.108 | 2023 | Assumes for the reference case that raw material prices will increase over the coming decades. Assumed for the advanced case that energy dependency will move away from oil and gas causing a higher supply of raw materials used to make insulation which will lower the material costs. Assumes typical duct length of 150 ft per house with an average duct area of 4in x 8 in to calculate total sqft of 300 for typical duct covering. Assumes duct insulation is only applicable for new construction.
55 | 2023 | Residential | Envelope | Duct Insulation |  |  | Duct Insulation | 2023$/sqft | Duct Insulation |  | 0.251 | 0.16389 | 0.041077 | R-value | ft2*degF*h/Btu | 2.1 | 6 | 8 | 8 | 0 | 0 | 0 | Square Feet | ft2 | 0 | 300 | 0 | 0 | 0.1565 | 1.1694 | 2.4636 | 300 | Square Feet | ft2 | 498.747 | 645.8265 | 813.0228 | 3.5756 | 0 | 0 | 0 | 1783.3012 | 2309.1932 | 2907.014 | 0 | 0 | 0 | 2023 | Intermediate | 999 | Prevailing local wages, Drive time, Local code requirements, Attic height, Roof slope, Access, Presence/condition/type of existing insulation, Existing construction and materials, Moisture issues present, Presence of hazardous materials, Nature/size of leaks, Crawlspace height | 2 | 31 | 0.108 | 2023 | Assumes for the reference case that raw material prices will increase over the coming decades. Assumed for the advanced case that energy dependency will move away from oil and gas causing a higher supply of raw materials used to make insulation which will lower the material costs. Assumes typical duct length of 150 ft per house with an average duct area of 4in x 8 in to calculate total sqft of 300 for typical duct covering. Assumes duct insulation is only applicable for new construction.
55 | 2023 | Residential | Envelope | Duct Insulation |  |  | Duct Insulation | 2023$/sqft | Duct Insulation |  | 0.251 | 0.16389 | 0.041077 | R-value | ft2*degF*h/Btu | 2.1 | 6 | 8 | 8 | 0 | 0 | 0 | Square Feet | ft2 | 0 | 300 | 0 | 0 | 0.1565 | 1.1694 | 2.4636 | 300 | Square Feet | ft2 | 498.747 | 645.8265 | 813.0228 | 3.5756 | 0 | 0 | 0 | 1783.3012 | 2309.1932 | 2907.014 | 0 | 0 | 0 | 2030 | Intermediate | 999 | Prevailing local wages, Drive time, Local code requirements, Attic height, Roof slope, Access, Presence/condition/type of existing insulation, Existing construction and materials, Moisture issues present, Presence of hazardous materials, Nature/size of leaks, Crawlspace height | 2 | 31 | 0.108 | 2023 | Assumes for the reference case that raw material prices will increase over the coming decades. Assumed for the advanced case that energy dependency will move away from oil and gas causing a higher supply of raw materials used to make insulation which will lower the material costs. Assumes typical duct length of 150 ft per house with an average duct area of 4in x 8 in to calculate total sqft of 300 for typical duct covering. Assumes duct insulation is only applicable for new construction.
55 | 2023 | Residential | Envelope | Duct Insulation |  |  | Duct Insulation | 2023$/sqft | Duct Insulation |  | 0.25225 | 0.1647 | 0.041282 | R-value | ft2*degF*h/Btu | 2.1 | 6 | 8 | 8 | 0 | 0 | 0 | Square Feet | ft2 | 0 | 300 | 0 | 0 | 0.15728 | 1.1753 | 2.4759 | 300 | Square Feet | ft2 | 501.2407 | 649.0556 | 817.0879 | 3.5756 | 0 | 0 | 0 | 1792.2177 | 2320.7391 | 2921.5491 | 0 | 0 | 0 | 2035 | Intermediate | 999 | Prevailing local wages, Drive time, Local code requirements, Attic height, Roof slope, Access, Presence/condition/type of existing insulation, Existing construction and materials, Moisture issues present, Presence of hazardous materials, Nature/size of leaks, Crawlspace height | 2 | 31 | 0.108 | 2023 | Assumes for the reference case that raw material prices will increase over the coming decades. Assumed for the advanced case that energy dependency will move away from oil and gas causing a higher supply of raw materials used to make insulation which will lower the material costs. Assumes typical duct length of 150 ft per house with an average duct area of 4in x 8 in to calculate total sqft of 300 for typical duct covering. Assumes duct insulation is only applicable for new construction.
55 | 2023 | Residential | Envelope | Duct Insulation |  |  | Duct Insulation | 2023$/sqft | Duct Insulation |  | 0.25351 | 0.16552 | 0.041488 | R-value | ft2*degF*h/Btu | 2.1 | 6 | 8 | 8 | 0 | 0 | 0 | Square Feet | ft2 | 0 | 300 | 0 | 0 | 0.15806 | 1.1811 | 2.4883 | 300 | Square Feet | ft2 | 503.7345 | 652.2848 | 821.153 | 3.5756 | 0 | 0 | 0 | 1801.1342 | 2332.2851 | 2936.0842 | 0 | 0 | 0 | 2040 | Intermediate | 999 | Prevailing local wages, Drive time, Local code requirements, Attic height, Roof slope, Access, Presence/condition/type of existing insulation, Existing construction and materials, Moisture issues present, Presence of hazardous materials, Nature/size of leaks, Crawlspace height | 2 | 31 | 0.108 | 2023 | Assumes for the reference case that raw material prices will increase over the coming decades. Assumed for the advanced case that energy dependency will move away from oil and gas causing a higher supply of raw materials used to make insulation which will lower the material costs. Assumes typical duct length of 150 ft per house with an average duct area of 4in x 8 in to calculate total sqft of 300 for typical duct covering. Assumes duct insulation is only applicable for new construction.
55 | 2023 | Residential | Envelope | Duct Insulation |  |  | Duct Insulation | 2023$/sqft | Duct Insulation |  | 0.25172 | 0.16436 | 0.041195 | R-value | ft2*degF*h/Btu | 2.1 | 6 | 8 | 8 | 0 | 0 | 0 | Square Feet | ft2 | 0 | 300 | 0 | 0 | 0.15695 | 1.1728 | 2.4707 | 300 | Square Feet | ft2 | 500.1809 | 647.6833 | 815.3602 | 3.5756 | 0 | 0 | 0 | 1788.4282 | 2315.8321 | 2915.3717 | 0 | 0 | 0 | 2045 | Intermediate | 999 | Prevailing local wages, Drive time, Local code requirements, Attic height, Roof slope, Access, Presence/condition/type of existing insulation, Existing construction and materials, Moisture issues present, Presence of hazardous materials, Nature/size of leaks, Crawlspace height | 2 | 31 | 0.108 | 2023 | Assumes for the reference case that raw material prices will increase over the coming decades. Assumed for the advanced case that energy dependency will move away from oil and gas causing a higher supply of raw materials used to make insulation which will lower the material costs. Assumes typical duct length of 150 ft per house with an average duct area of 4in x 8 in to calculate total sqft of 300 for typical duct covering. Assumes duct insulation is only applicable for new construction.
55 | 2023 | Residential | Envelope | Duct Insulation |  |  | Duct Insulation | 2023$/sqft | Duct Insulation |  | 0.24993 | 0.16319 | 0.040902 | R-value | ft2*degF*h/Btu | 2.1 | 6 | 8 | 8 | 0 | 0 | 0 | Square Feet | ft2 | 0 | 300 | 0 | 0 | 0.15583 | 1.1645 | 2.4531 | 300 | Square Feet | ft2 | 496.6273 | 643.0817 | 809.5675 | 3.5756 | 0 | 0 | 0 | 1775.7222 | 2299.3791 | 2894.6592 | 0 | 0 | 0 | 2050 | Intermediate | 999 | Prevailing local wages, Drive time, Local code requirements, Attic height, Roof slope, Access, Presence/condition/type of existing insulation, Existing construction and materials, Moisture issues present, Presence of hazardous materials, Nature/size of leaks, Crawlspace height | 2 | 31 | 0.108 | 2023 | Assumes for the reference case that raw material prices will increase over the coming decades. Assumed for the advanced case that energy dependency will move away from oil and gas causing a higher supply of raw materials used to make insulation which will lower the material costs. Assumes typical duct length of 150 ft per house with an average duct area of 4in x 8 in to calculate total sqft of 300 for typical duct covering. Assumes duct insulation is only applicable for new construction.
55 | 2023 | Residential | Envelope | Duct Insulation |  |  | Duct Insulation | 2023$/sqft | Duct Insulation |  | 0.251 | 0.16389 | 0.041077 | R-value | ft2*degF*h/Btu | 2.1 | 6 | 8 | 8 | 0 | 0 | 0 | Square Feet | ft2 | 0 | 300 | 0 | 0 | 0.1565 | 1.1694 | 2.4636 | 300 | Square Feet | ft2 | 498.747 | 645.8265 | 813.0228 | 3.5756 | 0 | 0 | 0 | 1783.3012 | 2309.1932 | 2907.014 | 0 | 0 | 0 | 2023 | Advanced | 999 | Prevailing local wages, Drive time, Local code requirements, Attic height, Roof slope, Access, Presence/condition/type of existing insulation, Existing construction and materials, Moisture issues present, Presence of hazardous materials, Nature/size of leaks, Crawlspace height | 2 | 31 | 0.108 | 2023 | Assumes for the reference case that raw material prices will increase over the coming decades. Assumed for the advanced case that energy dependency will move away from oil and gas causing a higher supply of raw materials used to make insulation which will lower the material costs. Assumes typical duct length of 150 ft per house with an average duct area of 4in x 8 in to calculate total sqft of 300 for typical duct covering. Assumes duct insulation is only applicable for new construction.
55 | 2023 | Residential | Envelope | Duct Insulation |  |  | Duct Insulation | 2023$/sqft | Duct Insulation |  | 0.2259 | 0.1475 | 0.036969 | R-value | ft2*degF*h/Btu | 2.1 | 6 | 8 | 8 | 0 | 0 | 0 | Square Feet | ft2 | 0 | 300 | 0 | 0 | 0.14085 | 1.0525 | 2.2173 | 300 | Square Feet | ft2 | 448.8723 | 581.2438 | 731.7205 | 3.5756 | 0 | 0 | 0 | 1604.9711 | 2078.2739 | 2616.3126 | 0 | 0 | 0 | 2030 | Advanced | 999 | Prevailing local wages, Drive time, Local code requirements, Attic height, Roof slope, Access, Presence/condition/type of existing insulation, Existing construction and materials, Moisture issues present, Presence of hazardous materials, Nature/size of leaks, Crawlspace height | 2 | 31 | 0.108 | 2023 | Assumes for the reference case that raw material prices will increase over the coming decades. Assumed for the advanced case that energy dependency will move away from oil and gas causing a higher supply of raw materials used to make insulation which will lower the material costs. Assumes typical duct length of 150 ft per house with an average duct area of 4in x 8 in to calculate total sqft of 300 for typical duct covering. Assumes duct insulation is only applicable for new construction.
55 | 2023 | Residential | Envelope | Duct Insulation |  |  | Duct Insulation | 2023$/sqft | Duct Insulation |  | 0.2146 | 0.14012 | 0.035121 | R-value | ft2*degF*h/Btu | 2.1 | 6 | 8 | 8 | 0 | 0 | 0 | Square Feet | ft2 | 0 | 300 | 0 | 0 | 0.1338 | 0.99988 | 2.1064 | 300 | Square Feet | ft2 | 426.4287 | 552.1817 | 695.1345 | 3.5756 | 0 | 0 | 0 | 1524.7225 | 1974.3602 | 2485.497 | 0 | 0 | 0 | 2035 | Advanced | 999 | Prevailing local wages, Drive time, Local code requirements, Attic height, Roof slope, Access, Presence/condition/type of existing insulation, Existing construction and materials, Moisture issues present, Presence of hazardous materials, Nature/size of leaks, Crawlspace height | 2 | 31 | 0.108 | 2023 | Assumes for the reference case that raw material prices will increase over the coming decades. Assumed for the advanced case that energy dependency will move away from oil and gas causing a higher supply of raw materials used to make insulation which will lower the material costs. Assumes typical duct length of 150 ft per house with an average duct area of 4in x 8 in to calculate total sqft of 300 for typical duct covering. Assumes duct insulation is only applicable for new construction.
55 | 2023 | Residential | Envelope | Duct Insulation |  |  | Duct Insulation | 2023$/sqft | Duct Insulation |  | 0.20331 | 0.13275 | 0.033272 | R-value | ft2*degF*h/Btu | 2.1 | 6 | 8 | 8 | 0 | 0 | 0 | Square Feet | ft2 | 0 | 300 | 0 | 0 | 0.12676 | 0.94725 | 1.9955 | 300 | Square Feet | ft2 | 403.9851 | 523.1195 | 658.5485 | 3.5756 | 0 | 0 | 0 | 1444.474 | 1870.4465 | 2354.6814 | 0 | 0 | 0 | 2040 | Advanced | 999 | Prevailing local wages, Drive time, Local code requirements, Attic height, Roof slope, Access, Presence/condition/type of existing insulation, Existing construction and materials, Moisture issues present, Presence of hazardous materials, Nature/size of leaks, Crawlspace height | 2 | 31 | 0.108 | 2023 | Assumes for the reference case that raw material prices will increase over the coming decades. Assumed for the advanced case that energy dependency will move away from oil and gas causing a higher supply of raw materials used to make insulation which will lower the material costs. Assumes typical duct length of 150 ft per house with an average duct area of 4in x 8 in to calculate total sqft of 300 for typical duct covering. Assumes duct insulation is only applicable for new construction.
55 | 2023 | Residential | Envelope | Duct Insulation |  |  | Duct Insulation | 2023$/sqft | Duct Insulation |  | 0.19314 | 0.12611 | 0.031609 | R-value | ft2*degF*h/Btu | 2.1 | 6 | 8 | 8 | 0 | 0 | 0 | Square Feet | ft2 | 0 | 300 | 0 | 0 | 0.12042 | 0.89989 | 1.8958 | 300 | Square Feet | ft2 | 383.7858 | 496.9635 | 625.621 | 3.5756 | 0 | 0 | 0 | 1372.2503 | 1776.9241 | 2236.9473 | 0 | 0 | 0 | 2045 | Advanced | 999 | Prevailing local wages, Drive time, Local code requirements, Attic height, Roof slope, Access, Presence/condition/type of existing insulation, Existing construction and materials, Moisture issues present, Presence of hazardous materials, Nature/size of leaks, Crawlspace height | 2 | 31 | 0.108 | 2023 | Assumes for the reference case that raw material prices will increase over the coming decades. Assumed for the advanced case that energy dependency will move away from oil and gas causing a higher supply of raw materials used to make insulation which will lower the material costs. Assumes typical duct length of 150 ft per house with an average duct area of 4in x 8 in to calculate total sqft of 300 for typical duct covering. Assumes duct insulation is only applicable for new construction.
55 | 2023 | Residential | Envelope | Duct Insulation |  |  | Duct Insulation | 2023$/sqft | Duct Insulation |  | 0.18298 | 0.11947 | 0.029945 | R-value | ft2*degF*h/Btu | 2.1 | 6 | 8 | 8 | 0 | 0 | 0 | Square Feet | ft2 | 0 | 300 | 0 | 0 | 0.11409 | 0.85253 | 1.796 | 300 | Square Feet | ft2 | 363.5866 | 470.8075 | 592.6936 | 3.5756 | 0 | 0 | 0 | 1300.0266 | 1683.4018 | 2119.2132 | 0 | 0 | 0 | 2050 | Advanced | 999 | Prevailing local wages, Drive time, Local code requirements, Attic height, Roof slope, Access, Presence/condition/type of existing insulation, Existing construction and materials, Moisture issues present, Presence of hazardous materials, Nature/size of leaks, Crawlspace height | 2 | 31 | 0.108 | 2023 | Assumes for the reference case that raw material prices will increase over the coming decades. Assumed for the advanced case that energy dependency will move away from oil and gas causing a higher supply of raw materials used to make insulation which will lower the material costs. Assumes typical duct length of 150 ft per house with an average duct area of 4in x 8 in to calculate total sqft of 300 for typical duct covering. Assumes duct insulation is only applicable for new construction.
56 | 2023 | Residential | Envelope | Duct Sealing |  |  | Duct Sealing | 2023$/sqft | Duct Sealing |  | 0.15167 | 0.29859 | 0.70672 | Leakage Reduction | Percent | 0.001 | 0.65 | 0.97 | 0.97 | 0 | 0 | 0 | Square Feet | ft2 | 0 | 2025 | 0 | 0 | 0.19559 | 0.37568 | 0.74518 | 2025 | Square Feet | ft2 | 595.6974 | 1153.7786 | 2439.2238 | 0 | 1 | 0 | 0 | 0 | 0 | 0 | 595.6974 | 1153.7786 | 2439.2238 | 2023 | Reference | 999 | Prevailing local wages, Drive time, Local code requirements, Attic height, Roof slope, Access, Presence/condition/type of existing insulation, Existing construction and materials, Moisture issues present, Presence of hazardous materials, Nature/size of leaks, Crawlspace height | 6 | 211 | 0.01629 | 2018 | Assumes 2,025 average sqft for typical price. Represents total installed costs.
56 | 2023 | Residential | Envelope | Duct Sealing |  |  | Duct Sealing | 2023$/sqft | Duct Sealing |  | 0.15167 | 0.29859 | 0.70672 | Leakage Reduction | Percent | 0.001 | 0.65 | 0.97 | 0.97 | 0 | 0 | 0 | Square Feet | ft2 | 0 | 2025 | 0 | 0 | 0.19559 | 0.37568 | 0.74518 | 2025 | Square Feet | ft2 | 595.6974 | 1153.7786 | 2439.2238 | 0 | 1 | 0 | 0 | 0 | 0 | 0 | 595.6974 | 1153.7786 | 2439.2238 | 2030 | Reference | 999 | Prevailing local wages, Drive time, Local code requirements, Attic height, Roof slope, Access, Presence/condition/type of existing insulation, Existing construction and materials, Moisture issues present, Presence of hazardous materials, Nature/size of leaks, Crawlspace height | 6 | 211 | 0.01629 | 2018 | Assumes 2,025 average sqft for typical price. Represents total installed costs.
56 | 2023 | Residential | Envelope | Duct Sealing |  |  | Duct Sealing | 2023$/sqft | Duct Sealing |  | 0.15167 | 0.29859 | 0.70672 | Leakage Reduction | Percent | 0.001 | 0.65 | 0.97 | 0.97 | 0 | 0 | 0 | Square Feet | ft2 | 0 | 2025 | 0 | 0 | 0.19559 | 0.37568 | 0.74518 | 2025 | Square Feet | ft2 | 595.6974 | 1153.7786 | 2439.2238 | 0 | 1 | 0 | 0 | 0 | 0 | 0 | 595.6974 | 1153.7786 | 2439.2238 | 2035 | Reference | 999 | Prevailing local wages, Drive time, Local code requirements, Attic height, Roof slope, Access, Presence/condition/type of existing insulation, Existing construction and materials, Moisture issues present, Presence of hazardous materials, Nature/size of leaks, Crawlspace height | 6 | 211 | 0.01629 | 2018 | Assumes 2,025 average sqft for typical price. Represents total installed costs.
56 | 2023 | Residential | Envelope | Duct Sealing |  |  | Duct Sealing | 2023$/sqft | Duct Sealing |  | 0.15167 | 0.29859 | 0.70672 | Leakage Reduction | Percent | 0.001 | 0.65 | 0.97 | 0.97 | 0 | 0 | 0 | Square Feet | ft2 | 0 | 2025 | 0 | 0 | 0.19559 | 0.37568 | 0.74518 | 2025 | Square Feet | ft2 | 595.6974 | 1153.7786 | 2439.2238 | 0 | 1 | 0 | 0 | 0 | 0 | 0 | 595.6974 | 1153.7786 | 2439.2238 | 2040 | Reference | 999 | Prevailing local wages, Drive time, Local code requirements, Attic height, Roof slope, Access, Presence/condition/type of existing insulation, Existing construction and materials, Moisture issues present, Presence of hazardous materials, Nature/size of leaks, Crawlspace height | 6 | 211 | 0.01629 | 2018 | Assumes 2,025 average sqft for typical price. Represents total installed costs.
56 | 2023 | Residential | Envelope | Duct Sealing |  |  | Duct Sealing | 2023$/sqft | Duct Sealing |  | 0.15167 | 0.29859 | 0.70672 | Leakage Reduction | Percent | 0.001 | 0.65 | 0.97 | 0.97 | 0 | 0 | 0 | Square Feet | ft2 | 0 | 2025 | 0 | 0 | 0.19559 | 0.37568 | 0.74518 | 2025 | Square Feet | ft2 | 595.6974 | 1153.7786 | 2439.2238 | 0 | 1 | 0 | 0 | 0 | 0 | 0 | 595.6974 | 1153.7786 | 2439.2238 | 2045 | Reference | 999 | Prevailing local wages, Drive time, Local code requirements, Attic height, Roof slope, Access, Presence/condition/type of existing insulation, Existing construction and materials, Moisture issues present, Presence of hazardous materials, Nature/size of leaks, Crawlspace height | 6 | 211 | 0.01629 | 2018 | Assumes 2,025 average sqft for typical price. Represents total installed costs.
56 | 2023 | Residential | Envelope | Duct Sealing |  |  | Duct Sealing | 2023$/sqft | Duct Sealing |  | 0.15167 | 0.29859 | 0.70672 | Leakage Reduction | Percent | 0.001 | 0.65 | 0.97 | 0.97 | 0 | 0 | 0 | Square Feet | ft2 | 0 | 2025 | 0 | 0 | 0.19559 | 0.37568 | 0.74518 | 2025 | Square Feet | ft2 | 595.6974 | 1153.7786 | 2439.2238 | 0 | 1 | 0 | 0 | 0 | 0 | 0 | 595.6974 | 1153.7786 | 2439.2238 | 2050 | Reference | 999 | Prevailing local wages, Drive time, Local code requirements, Attic height, Roof slope, Access, Presence/condition/type of existing insulation, Existing construction and materials, Moisture issues present, Presence of hazardous materials, Nature/size of leaks, Crawlspace height | 6 | 211 | 0.01629 | 2018 | Assumes 2,025 average sqft for typical price. Represents total installed costs.
56 | 2023 | Residential | Envelope | Duct Sealing |  |  | Duct Sealing | 2023$/sqft | Duct Sealing |  | 0.15167 | 0.29859 | 0.70672 | Leakage Reduction | Percent | 0.001 | 0.65 | 0.97 | 0.97 | 0 | 0 | 0 | Square Feet | ft2 | 0 | 2025 | 0 | 0 | 0.19559 | 0.37568 | 0.74518 | 2025 | Square Feet | ft2 | 595.6974 | 1153.7786 | 2439.2238 | 0 | 1 | 0 | 0 | 0 | 0 | 0 | 595.6974 | 1153.7786 | 2439.2238 | 2023 | Intermediate | 999 | Prevailing local wages, Drive time, Local code requirements, Attic height, Roof slope, Access, Presence/condition/type of existing insulation, Existing construction and materials, Moisture issues present, Presence of hazardous materials, Nature/size of leaks, Crawlspace height | 6 | 211 | 0.01629 | 2018 | Assumes 2,025 average sqft for typical price. Represents total installed costs.
56 | 2023 | Residential | Envelope | Duct Sealing |  |  | Duct Sealing | 2023$/sqft | Duct Sealing |  | 0.15167 | 0.29859 | 0.70672 | Leakage Reduction | Percent | 0.001 | 0.65 | 0.97 | 0.97 | 0 | 0 | 0 | Square Feet | ft2 | 0 | 2025 | 0 | 0 | 0.19559 | 0.37568 | 0.74518 | 2025 | Square Feet | ft2 | 595.6974 | 1153.7786 | 2439.2238 | 0 | 1 | 0 | 0 | 0 | 0 | 0 | 595.6974 | 1153.7786 | 2439.2238 | 2030 | Intermediate | 999 | Prevailing local wages, Drive time, Local code requirements, Attic height, Roof slope, Access, Presence/condition/type of existing insulation, Existing construction and materials, Moisture issues present, Presence of hazardous materials, Nature/size of leaks, Crawlspace height | 6 | 211 | 0.01629 | 2018 | Assumes 2,025 average sqft for typical price. Represents total installed costs.
56 | 2023 | Residential | Envelope | Duct Sealing |  |  | Duct Sealing | 2023$/sqft | Duct Sealing |  | 0.15167 | 0.29859 | 0.70672 | Leakage Reduction | Percent | 0.001 | 0.65 | 0.97 | 0.97 | 0 | 0 | 0 | Square Feet | ft2 | 0 | 2025 | 0 | 0 | 0.19559 | 0.37568 | 0.74518 | 2025 | Square Feet | ft2 | 595.6974 | 1153.7786 | 2439.2238 | 0 | 1 | 0 | 0 | 0 | 0 | 0 | 595.6974 | 1153.7786 | 2439.2238 | 2035 | Intermediate | 999 | Prevailing local wages, Drive time, Local code requirements, Attic height, Roof slope, Access, Presence/condition/type of existing insulation, Existing construction and materials, Moisture issues present, Presence of hazardous materials, Nature/size of leaks, Crawlspace height | 6 | 211 | 0.01629 | 2018 | Assumes 2,025 average sqft for typical price. Represents total installed costs.
56 | 2023 | Residential | Envelope | Duct Sealing |  |  | Duct Sealing | 2023$/sqft | Duct Sealing |  | 0.15167 | 0.29859 | 0.70672 | Leakage Reduction | Percent | 0.001 | 0.65 | 0.97 | 0.97 | 0 | 0 | 0 | Square Feet | ft2 | 0 | 2025 | 0 | 0 | 0.19559 | 0.37568 | 0.74518 | 2025 | Square Feet | ft2 | 595.6974 | 1153.7786 | 2439.2238 | 0 | 1 | 0 | 0 | 0 | 0 | 0 | 595.6974 | 1153.7786 | 2439.2238 | 2040 | Intermediate | 999 | Prevailing local wages, Drive time, Local code requirements, Attic height, Roof slope, Access, Presence/condition/type of existing insulation, Existing construction and materials, Moisture issues present, Presence of hazardous materials, Nature/size of leaks, Crawlspace height | 6 | 211 | 0.01629 | 2018 | Assumes 2,025 average sqft for typical price. Represents total installed costs.
56 | 2023 | Residential | Envelope | Duct Sealing |  |  | Duct Sealing | 2023$/sqft | Duct Sealing |  | 0.15167 | 0.29859 | 0.70672 | Leakage Reduction | Percent | 0.001 | 0.65 | 0.97 | 0.97 | 0 | 0 | 0 | Square Feet | ft2 | 0 | 2025 | 0 | 0 | 0.19559 | 0.37568 | 0.74518 | 2025 | Square Feet | ft2 | 595.6974 | 1153.7786 | 2439.2238 | 0 | 1 | 0 | 0 | 0 | 0 | 0 | 595.6974 | 1153.7786 | 2439.2238 | 2045 | Intermediate | 999 | Prevailing local wages, Drive time, Local code requirements, Attic height, Roof slope, Access, Presence/condition/type of existing insulation, Existing construction and materials, Moisture issues present, Presence of hazardous materials, Nature/size of leaks, Crawlspace height | 6 | 211 | 0.01629 | 2018 | Assumes 2,025 average sqft for typical price. Represents total installed costs.
56 | 2023 | Residential | Envelope | Duct Sealing |  |  | Duct Sealing | 2023$/sqft | Duct Sealing |  | 0.15167 | 0.29859 | 0.70672 | Leakage Reduction | Percent | 0.001 | 0.65 | 0.97 | 0.97 | 0 | 0 | 0 | Square Feet | ft2 | 0 | 2025 | 0 | 0 | 0.19559 | 0.37568 | 0.74518 | 2025 | Square Feet | ft2 | 595.6974 | 1153.7786 | 2439.2238 | 0 | 1 | 0 | 0 | 0 | 0 | 0 | 595.6974 | 1153.7786 | 2439.2238 | 2050 | Intermediate | 999 | Prevailing local wages, Drive time, Local code requirements, Attic height, Roof slope, Access, Presence/condition/type of existing insulation, Existing construction and materials, Moisture issues present, Presence of hazardous materials, Nature/size of leaks, Crawlspace height | 6 | 211 | 0.01629 | 2018 | Assumes 2,025 average sqft for typical price. Represents total installed costs.
56 | 2023 | Residential | Envelope | Duct Sealing |  |  | Duct Sealing | 2023$/sqft | Duct Sealing |  | 0.15167 | 0.29859 | 0.70672 | Leakage Reduction | Percent | 0.001 | 0.65 | 0.97 | 0.97 | 0 | 0 | 0 | Square Feet | ft2 | 0 | 2025 | 0 | 0 | 0.19559 | 0.37568 | 0.74518 | 2025 | Square Feet | ft2 | 595.6974 | 1153.7786 | 2439.2238 | 0 | 1 | 0 | 0 | 0 | 0 | 0 | 595.6974 | 1153.7786 | 2439.2238 | 2023 | Advanced | 999 | Prevailing local wages, Drive time, Local code requirements, Attic height, Roof slope, Access, Presence/condition/type of existing insulation, Existing construction and materials, Moisture issues present, Presence of hazardous materials, Nature/size of leaks, Crawlspace height | 6 | 211 | 0.01629 | 2018 | Assumes 2,025 average sqft for typical price. Represents total installed costs.
56 | 2023 | Residential | Envelope | Duct Sealing |  |  | Duct Sealing | 2023$/sqft | Duct Sealing |  | 0.15167 | 0.29859 | 0.70672 | Leakage Reduction | Percent | 0.001 | 0.65 | 0.97 | 0.97 | 0 | 0 | 0 | Square Feet | ft2 | 0 | 2025 | 0 | 0 | 0.19559 | 0.37568 | 0.74518 | 2025 | Square Feet | ft2 | 595.6974 | 1153.7786 | 2439.2238 | 0 | 1 | 0 | 0 | 0 | 0 | 0 | 595.6974 | 1153.7786 | 2439.2238 | 2030 | Advanced | 999 | Prevailing local wages, Drive time, Local code requirements, Attic height, Roof slope, Access, Presence/condition/type of existing insulation, Existing construction and materials, Moisture issues present, Presence of hazardous materials, Nature/size of leaks, Crawlspace height | 6 | 211 | 0.01629 | 2018 | Assumes 2,025 average sqft for typical price. Represents total installed costs.
56 | 2023 | Residential | Envelope | Duct Sealing |  |  | Duct Sealing | 2023$/sqft | Duct Sealing |  | 0.15167 | 0.29859 | 0.70672 | Leakage Reduction | Percent | 0.001 | 0.65 | 0.97 | 0.97 | 0 | 0 | 0 | Square Feet | ft2 | 0 | 2025 | 0 | 0 | 0.19559 | 0.37568 | 0.74518 | 2025 | Square Feet | ft2 | 595.6974 | 1153.7786 | 2439.2238 | 0 | 1 | 0 | 0 | 0 | 0 | 0 | 595.6974 | 1153.7786 | 2439.2238 | 2035 | Advanced | 999 | Prevailing local wages, Drive time, Local code requirements, Attic height, Roof slope, Access, Presence/condition/type of existing insulation, Existing construction and materials, Moisture issues present, Presence of hazardous materials, Nature/size of leaks, Crawlspace height | 6 | 211 | 0.01629 | 2018 | Assumes 2,025 average sqft for typical price. Represents total installed costs.
56 | 2023 | Residential | Envelope | Duct Sealing |  |  | Duct Sealing | 2023$/sqft | Duct Sealing |  | 0.15167 | 0.29859 | 0.70672 | Leakage Reduction | Percent | 0.001 | 0.65 | 0.97 | 0.97 | 0 | 0 | 0 | Square Feet | ft2 | 0 | 2025 | 0 | 0 | 0.19559 | 0.37568 | 0.74518 | 2025 | Square Feet | ft2 | 595.6974 | 1153.7786 | 2439.2238 | 0 | 1 | 0 | 0 | 0 | 0 | 0 | 595.6974 | 1153.7786 | 2439.2238 | 2040 | Advanced | 999 | Prevailing local wages, Drive time, Local code requirements, Attic height, Roof slope, Access, Presence/condition/type of existing insulation, Existing construction and materials, Moisture issues present, Presence of hazardous materials, Nature/size of leaks, Crawlspace height | 6 | 211 | 0.01629 | 2018 | Assumes 2,025 average sqft for typical price. Represents total installed costs.
56 | 2023 | Residential | Envelope | Duct Sealing |  |  | Duct Sealing | 2023$/sqft | Duct Sealing |  | 0.15167 | 0.29859 | 0.70672 | Leakage Reduction | Percent | 0.001 | 0.65 | 0.97 | 0.97 | 0 | 0 | 0 | Square Feet | ft2 | 0 | 2025 | 0 | 0 | 0.19559 | 0.37568 | 0.74518 | 2025 | Square Feet | ft2 | 595.6974 | 1153.7786 | 2439.2238 | 0 | 1 | 0 | 0 | 0 | 0 | 0 | 595.6974 | 1153.7786 | 2439.2238 | 2045 | Advanced | 999 | Prevailing local wages, Drive time, Local code requirements, Attic height, Roof slope, Access, Presence/condition/type of existing insulation, Existing construction and materials, Moisture issues present, Presence of hazardous materials, Nature/size of leaks, Crawlspace height | 6 | 211 | 0.01629 | 2018 | Assumes 2,025 average sqft for typical price. Represents total installed costs.
56 | 2023 | Residential | Envelope | Duct Sealing |  |  | Duct Sealing | 2023$/sqft | Duct Sealing |  | 0.15167 | 0.29859 | 0.70672 | Leakage Reduction | Percent | 0.001 | 0.65 | 0.97 | 0.97 | 0 | 0 | 0 | Square Feet | ft2 | 0 | 2025 | 0 | 0 | 0.19559 | 0.37568 | 0.74518 | 2025 | Square Feet | ft2 | 595.6974 | 1153.7786 | 2439.2238 | 0 | 1 | 0 | 0 | 0 | 0 | 0 | 595.6974 | 1153.7786 | 2439.2238 | 2050 | Advanced | 999 | Prevailing local wages, Drive time, Local code requirements, Attic height, Roof slope, Access, Presence/condition/type of existing insulation, Existing construction and materials, Moisture issues present, Presence of hazardous materials, Nature/size of leaks, Crawlspace height | 6 | 211 | 0.01629 | 2018 | Assumes 2,025 average sqft for typical price. Represents total installed costs.
57 | 2023 | Residential | Controls | Ductless Mini-Split | Add-On Control | Electricity | Ductless Mini-Split Heat Pump Add-on Control | 2023$ |  | Mini-Split Heat Pump Add-on Control | 0 | 0 | 0 | N/A | N/A | 0 | 0 | 0 | 0 | 0 | 0 | 0 | N/A | N/A | 0 | 0 | 0 | 0 | 25 | 122.85 | 50 | 1 |  |  | 25 | 122.85 | 50 | 1 | 1 | 22.97 | 45.94 | 47.97 | 145.82 | 72.97 | 70.94 | 168.79 | 95.94 | 2023 | Reference | 9 | Prevailing local wages, Drive time, Local code requirements, Access, Incentive programs, Existing construction and materials, Brand recognition, Site assessment, Ceiling height | 1 | 3 | 0 | 2023
57 | 2023 | Residential | Controls | Ductless Mini-Split | Add-On Control | Electricity | Ductless Mini-Split Heat Pump Add-on Control | 2023$ |  | Mini-Split Heat Pump Add-on Control | 0 | 0 | 0 | N/A | N/A | 0 | 0 | 0 | 0 | 0 | 0 | 0 | N/A | N/A | 0 | 0 | 0 | 0 | 25 | 122.85 | 50 | 1 |  |  | 25 | 122.85 | 50 | 1 | 1 | 22.97 | 45.94 | 47.97 | 145.82 | 72.97 | 70.94 | 168.79 | 95.94 | 2030 | Reference | 9 | Prevailing local wages, Drive time, Local code requirements, Access, Incentive programs, Existing construction and materials, Brand recognition, Site assessment, Ceiling height | 1 | 3 | 0 | 2023 | 0
57 | 2023 | Residential | Controls | Ductless Mini-Split | Add-On Control | Electricity | Ductless Mini-Split Heat Pump Add-on Control | 2023$ |  | Mini-Split Heat Pump Add-on Control | 0 | 0 | 0 | N/A | N/A | 0 | 0 | 0 | 0 | 0 | 0 | 0 | N/A | N/A | 0 | 0 | 0 | 0 | 25 | 122.85 | 50 | 1 |  |  | 25 | 122.85 | 50 | 1 | 1 | 22.97 | 45.94 | 47.97 | 145.82 | 72.97 | 70.94 | 168.79 | 95.94 | 2035 | Reference | 9 | Prevailing local wages, Drive time, Local code requirements, Access, Incentive programs, Existing construction and materials, Brand recognition, Site assessment, Ceiling height | 1 | 3 | 0 | 2023 | 0
57 | 2023 | Residential | Controls | Ductless Mini-Split | Add-On Control | Electricity | Ductless Mini-Split Heat Pump Add-on Control | 2023$ |  | Mini-Split Heat Pump Add-on Control | 0 | 0 | 0 | N/A | N/A | 0 | 0 | 0 | 0 | 0 | 0 | 0 | N/A | N/A | 0 | 0 | 0 | 0 | 25 | 122.85 | 50 | 1 |  |  | 25 | 122.85 | 50 | 1 | 1 | 22.97 | 45.94 | 47.97 | 145.82 | 72.97 | 70.94 | 168.79 | 95.94 | 2040 | Reference | 9 | Prevailing local wages, Drive time, Local code requirements, Access, Incentive programs, Existing construction and materials, Brand recognition, Site assessment, Ceiling height | 1 | 3 | 0 | 2023 | 0
57 | 2023 | Residential | Controls | Ductless Mini-Split | Add-On Control | Electricity | Ductless Mini-Split Heat Pump Add-on Control | 2023$ |  | Mini-Split Heat Pump Add-on Control | 0 | 0 | 0 | N/A | N/A | 0 | 0 | 0 | 0 | 0 | 0 | 0 | N/A | N/A | 0 | 0 | 0 | 0 | 25 | 122.85 | 50 | 1 |  |  | 25 | 122.85 | 50 | 1 | 1 | 22.97 | 45.94 | 47.97 | 145.82 | 72.97 | 70.94 | 168.79 | 95.94 | 2045 | Reference | 9 | Prevailing local wages, Drive time, Local code requirements, Access, Incentive programs, Existing construction and materials, Brand recognition, Site assessment, Ceiling height | 1 | 3 | 0 | 2023 | 0
57 | 2023 | Residential | Controls | Ductless Mini-Split | Add-On Control | Electricity | Ductless Mini-Split Heat Pump Add-on Control | 2023$ |  | Mini-Split Heat Pump Add-on Control | 0 | 0 | 0 | N/A | N/A | 0 | 0 | 0 | 0 | 0 | 0 | 0 | N/A | N/A | 0 | 0 | 0 | 0 | 25 | 122.85 | 50 | 1 |  |  | 25 | 122.85 | 50 | 1 | 1 | 22.97 | 45.94 | 47.97 | 145.82 | 72.97 | 70.94 | 168.79 | 95.94 | 2050 | Reference | 9 | Prevailing local wages, Drive time, Local code requirements, Access, Incentive programs, Existing construction and materials, Brand recognition, Site assessment, Ceiling height | 1 | 3 | 0 | 2023 | 0
57 | 2023 | Residential | Controls | Ductless Mini-Split | Add-On Control | Electricity | Ductless Mini-Split Heat Pump Add-on Control | 2023$ |  | Mini-Split Heat Pump Add-on Control | 0 | 0 | 0 | N/A | N/A | 0 | 0 | 0 | 0 | 0 | 0 | 0 | N/A | N/A | 0 | 0 | 0 | 0 | 25 | 122.85 | 50 | 1 |  |  | 25 | 122.85 | 50 | 1 | 1 | 22.97 | 45.94 | 47.97 | 145.82 | 72.97 | 70.94 | 168.79 | 95.94 | 2023 | Intermediate | 9 | Prevailing local wages, Drive time, Local code requirements, Access, Incentive programs, Existing construction and materials, Brand recognition, Site assessment, Ceiling height | 1 | 3 | 0 | 2023 | 0
57 | 2023 | Residential | Controls | Ductless Mini-Split | Add-On Control | Electricity | Ductless Mini-Split Heat Pump Add-on Control | 2023$ |  | Mini-Split Heat Pump Add-on Control | 0 | 0 | 0 | N/A | N/A | 0 | 0 | 0 | 0 | 0 | 0 | 0 | N/A | N/A | 0 | 0 | 0 | 0 | 25 | 122.85 | 50 | 1 |  |  | 25 | 122.85 | 50 | 1 | 1 | 22.97 | 45.94 | 47.97 | 145.82 | 72.97 | 70.94 | 168.79 | 95.94 | 2030 | Intermediate | 9 | Prevailing local wages, Drive time, Local code requirements, Access, Incentive programs, Existing construction and materials, Brand recognition, Site assessment, Ceiling height | 1 | 3 | 0 | 2023 | 0
57 | 2023 | Residential | Controls | Ductless Mini-Split | Add-On Control | Electricity | Ductless Mini-Split Heat Pump Add-on Control | 2023$ |  | Mini-Split Heat Pump Add-on Control | 0 | 0 | 0 | N/A | N/A | 0 | 0 | 0 | 0 | 0 | 0 | 0 | N/A | N/A | 0 | 0 | 0 | 0 | 25 | 122.85 | 50 | 1 |  |  | 25 | 122.85 | 50 | 1 | 1 | 22.97 | 45.94 | 47.97 | 145.82 | 72.97 | 70.94 | 168.79 | 95.94 | 2035 | Intermediate | 9 | Prevailing local wages, Drive time, Local code requirements, Access, Incentive programs, Existing construction and materials, Brand recognition, Site assessment, Ceiling height | 1 | 3 | 0 | 2023 | 0
57 | 2023 | Residential | Controls | Ductless Mini-Split | Add-On Control | Electricity | Ductless Mini-Split Heat Pump Add-on Control | 2023$ |  | Mini-Split Heat Pump Add-on Control | 0 | 0 | 0 | N/A | N/A | 0 | 0 | 0 | 0 | 0 | 0 | 0 | N/A | N/A | 0 | 0 | 0 | 0 | 25 | 122.85 | 50 | 1 |  |  | 25 | 122.85 | 50 | 1 | 1 | 22.97 | 45.94 | 47.97 | 145.82 | 72.97 | 70.94 | 168.79 | 95.94 | 2040 | Intermediate | 9 | Prevailing local wages, Drive time, Local code requirements, Access, Incentive programs, Existing construction and materials, Brand recognition, Site assessment, Ceiling height | 1 | 3 | 0 | 2023 | 0
57 | 2023 | Residential | Controls | Ductless Mini-Split | Add-On Control | Electricity | Ductless Mini-Split Heat Pump Add-on Control | 2023$ |  | Mini-Split Heat Pump Add-on Control | 0 | 0 | 0 | N/A | N/A | 0 | 0 | 0 | 0 | 0 | 0 | 0 | N/A | N/A | 0 | 0 | 0 | 0 | 25 | 122.85 | 50 | 1 |  |  | 25 | 122.85 | 50 | 1 | 1 | 22.97 | 45.94 | 47.97 | 145.82 | 72.97 | 70.94 | 168.79 | 95.94 | 2045 | Intermediate | 9 | Prevailing local wages, Drive time, Local code requirements, Access, Incentive programs, Existing construction and materials, Brand recognition, Site assessment, Ceiling height | 1 | 3 | 0 | 2023 | 0
57 | 2023 | Residential | Controls | Ductless Mini-Split | Add-On Control | Electricity | Ductless Mini-Split Heat Pump Add-on Control | 2023$ |  | Mini-Split Heat Pump Add-on Control | 0 | 0 | 0 | N/A | N/A | 0 | 0 | 0 | 0 | 0 | 0 | 0 | N/A | N/A | 0 | 0 | 0 | 0 | 25 | 122.85 | 50 | 1 |  |  | 25 | 122.85 | 50 | 1 | 1 | 22.97 | 45.94 | 47.97 | 145.82 | 72.97 | 70.94 | 168.79 | 95.94 | 2050 | Intermediate | 9 | Prevailing local wages, Drive time, Local code requirements, Access, Incentive programs, Existing construction and materials, Brand recognition, Site assessment, Ceiling height | 1 | 3 | 0 | 2023 | 0
57 | 2023 | Residential | Controls | Ductless Mini-Split | Add-On Control | Electricity | Ductless Mini-Split Heat Pump Add-on Control | 2023$ |  | Mini-Split Heat Pump Add-on Control | 0 | 0 | 0 | N/A | N/A | 0 | 0 | 0 | 0 | 0 | 0 | 0 | N/A | N/A | 0 | 0 | 0 | 0 | 25 | 122.85 | 50 | 1 |  |  | 25 | 122.85 | 50 | 1 | 1 | 22.97 | 45.94 | 47.97 | 145.82 | 72.97 | 70.94 | 168.79 | 95.94 | 2023 | Advanced | 9 | Prevailing local wages, Drive time, Local code requirements, Access, Incentive programs, Existing construction and materials, Brand recognition, Site assessment, Ceiling height | 1 | 3 | 0 | 2023 | 0
57 | 2023 | Residential | Controls | Ductless Mini-Split | Add-On Control | Electricity | Ductless Mini-Split Heat Pump Add-on Control | 2023$ |  | Mini-Split Heat Pump Add-on Control | 0 | 0 | 0 | N/A | N/A | 0 | 0 | 0 | 0 | 0 | 0 | 0 | N/A | N/A | 0 | 0 | 0 | 0 | 25 | 122.85 | 50 | 1 |  |  | 25 | 122.85 | 50 | 1 | 1 | 22.97 | 45.94 | 47.97 | 145.82 | 72.97 | 70.94 | 168.79 | 95.94 | 2030 | Advanced | 9 | Prevailing local wages, Drive time, Local code requirements, Access, Incentive programs, Existing construction and materials, Brand recognition, Site assessment, Ceiling height | 1 | 3 | 0 | 2023 | 0
57 | 2023 | Residential | Controls | Ductless Mini-Split | Add-On Control | Electricity | Ductless Mini-Split Heat Pump Add-on Control | 2023$ |  | Mini-Split Heat Pump Add-on Control | 0 | 0 | 0 | N/A | N/A | 0 | 0 | 0 | 0 | 0 | 0 | 0 | N/A | N/A | 0 | 0 | 0 | 0 | 25 | 122.85 | 50 | 1 |  |  | 25 | 122.85 | 50 | 1 | 1 | 22.97 | 45.94 | 47.97 | 145.82 | 72.97 | 70.94 | 168.79 | 95.94 | 2035 | Advanced | 9 | Prevailing local wages, Drive time, Local code requirements, Access, Incentive programs, Existing construction and materials, Brand recognition, Site assessment, Ceiling height | 1 | 3 | 0 | 2023 | 0
57 | 2023 | Residential | Controls | Ductless Mini-Split | Add-On Control | Electricity | Ductless Mini-Split Heat Pump Add-on Control | 2023$ |  | Mini-Split Heat Pump Add-on Control | 0 | 0 | 0 | N/A | N/A | 0 | 0 | 0 | 0 | 0 | 0 | 0 | N/A | N/A | 0 | 0 | 0 | 0 | 25 | 122.85 | 50 | 1 |  |  | 25 | 122.85 | 50 | 1 | 1 | 22.97 | 45.94 | 47.97 | 145.82 | 72.97 | 70.94 | 168.79 | 95.94 | 2040 | Advanced | 9 | Prevailing local wages, Drive time, Local code requirements, Access, Incentive programs, Existing construction and materials, Brand recognition, Site assessment, Ceiling height | 1 | 3 | 0 | 2023 | 0
57 | 2023 | Residential | Controls | Ductless Mini-Split | Add-On Control | Electricity | Ductless Mini-Split Heat Pump Add-on Control | 2023$ |  | Mini-Split Heat Pump Add-on Control | 0 | 0 | 0 | N/A | N/A | 0 | 0 | 0 | 0 | 0 | 0 | 0 | N/A | N/A | 0 | 0 | 0 | 0 | 25 | 122.85 | 50 | 1 |  |  | 25 | 122.85 | 50 | 1 | 1 | 22.97 | 45.94 | 47.97 | 145.82 | 72.97 | 70.94 | 168.79 | 95.94 | 2045 | Advanced | 9 | Prevailing local wages, Drive time, Local code requirements, Access, Incentive programs, Existing construction and materials, Brand recognition, Site assessment, Ceiling height | 1 | 3 | 0 | 2023 | 0
57 | 2023 | Residential | Controls | Ductless Mini-Split | Add-On Control | Electricity | Ductless Mini-Split Heat Pump Add-on Control | 2023$ |  | Mini-Split Heat Pump Add-on Control | 0 | 0 | 0 | N/A | N/A | 0 | 0 | 0 | 0 | 0 | 0 | 0 | N/A | N/A | 0 | 0 | 0 | 0 | 25 | 122.85 | 50 | 1 |  |  | 25 | 122.85 | 50 | 1 | 1 | 22.97 | 45.94 | 47.97 | 145.82 | 72.97 | 70.94 | 168.79 | 95.94 | 2050 | Advanced | 9 | Prevailing local wages, Drive time, Local code requirements, Access, Incentive programs, Existing construction and materials, Brand recognition, Site assessment, Ceiling height | 1 | 3 | 0 | 2023 | 0
58 | 2023 | Residential | HVAC | Mini-Split Heat Pump | Multi-Zone | Electricity | Ductless Mini-Split Heat Pump Multi-Zone | 2023$ | Air Source Heat Pump - Non-ducted, multi-zone | Ductless Mini-Split Air-Source Heat Pump | 1878.048 | 3130.08 | 4382.112 | Cooling Capacity | Tons | 1.5 | 3 | 5 | 5 | 96.248 | 160.4133 | 224.5787 | SEER1 | Unitless | 16 | 21.9 | 23 | 23 | -806 | -1343.3333 | -1880.6667 | 1 |  |  | 6935.9752 | 11559.9587 | 16183.9421 | 1.5 | 1.5 | -383.1 | 0 | 10020.8628 | 16956.838 | 23892.8132 | 10403.9628 | 17339.938 | 24275.9132 | 2023 | Reference | 15.6333 | Prevailing local wages, Drive time, Local code requirements, Access, Need for condensate line/drain, Condition of existing electrical system, Need for additional wiring/switching, Type of equipment, Condition of existing duct system | 3 | 191 | 0.3385 | 2023 | All multi-zone air-to-air heat pump systems, including multi-splits that are 100% non-ducted, a combination of non-ducted and ducted (central or compact) indoor units, and multiple single-zone non-ducted single-head units serving a single dwelling unit. Note that regression is the same as "Air Source Heat Pump, Non-ducted, single-zone" but is listed in a separate row for convenience.
58 | 2023 | Residential | HVAC | Mini-Split Heat Pump | Multi-Zone | Electricity | Ductless Mini-Split Heat Pump Multi-Zone | 2023$ | Air Source Heat Pump - Non-ducted, multi-zone | Ductless Mini-Split Air-Source Heat Pump | 2001.4234 | 3335.7057 | 4669.988 | Cooling Capacity | Tons | 1.5 | 3 | 5 | 5 | 102.5709 | 170.9514 | 239.332 | SEER1 | Unitless | 16 | 21.9 | 23 | 23 | -858.9489 | -1431.5815 | -2004.2141 | 1 |  |  | 7391.6232 | 12319.372 | 17247.1208 | 1.5 | 1.5 | -383.1 | 0 | 10704.3348 | 18095.958 | 25487.5812 | 11087.4348 | 18479.058 | 25870.6812 | 2030 | Reference | 15.6333 | Prevailing local wages, Drive time, Local code requirements, Access, Need for condensate line/drain, Condition of existing electrical system, Need for additional wiring/switching, Type of equipment, Condition of existing duct system | 3 | 191 | 0.3385 | 2023 | All multi-zone air-to-air heat pump systems, including multi-splits that are 100% non-ducted, a combination of non-ducted and ducted (central or compact) indoor units, and multiple single-zone non-ducted single-head units serving a single dwelling unit. Note that regression is the same as "Air Source Heat Pump, Non-ducted, single-zone" but is listed in a separate row for convenience.
58 | 2023 | Residential | HVAC | Mini-Split Heat Pump | Multi-Zone | Electricity | Ductless Mini-Split Heat Pump Multi-Zone | 2023$ | Air Source Heat Pump - Non-ducted, multi-zone | Ductless Mini-Split Air-Source Heat Pump | 2143.0767 | 3571.7945 | 5000.5122 | Cooling Capacity | Tons | 1.5 | 3 | 5 | 5 | 109.8304 | 183.0507 | 256.271 | SEER1 | Unitless | 16 | 21.9 | 23 | 23 | -919.7421 | -1532.9035 | -2146.0649 | 1 |  |  | 7914.7746 | 13191.291 | 18467.8074 | 1.5 | 1.5 | -383.1 | 0 | 11489.0619 | 19403.8365 | 27318.6112 | 11872.1619 | 19786.9365 | 27701.7112 | 2035 | Reference | 15.6333 | Prevailing local wages, Drive time, Local code requirements, Access, Need for condensate line/drain, Condition of existing electrical system, Need for additional wiring/switching, Type of equipment, Condition of existing duct system | 3 | 191 | 0.3385 | 2023 | All multi-zone air-to-air heat pump systems, including multi-splits that are 100% non-ducted, a combination of non-ducted and ducted (central or compact) indoor units, and multiple single-zone non-ducted single-head units serving a single dwelling unit. Note that regression is the same as "Air Source Heat Pump, Non-ducted, single-zone" but is listed in a separate row for convenience.
58 | 2023 | Residential | HVAC | Mini-Split Heat Pump | Multi-Zone | Electricity | Ductless Mini-Split Heat Pump Multi-Zone | 2023$ | Air Source Heat Pump - Non-ducted, multi-zone | Ductless Mini-Split Air-Source Heat Pump | 2284.7299 | 3807.8832 | 5331.0365 | Cooling Capacity | Tons | 1.5 | 3 | 5 | 5 | 117.09 | 195.15 | 273.2101 | SEER1 | Unitless | 16 | 21.9 | 23 | 23 | -980.5353 | -1634.2255 | -2287.9157 | 1 |  |  | 8437.926 | 14063.2101 | 19688.4941 | 1.5 | 1.5 | -383.1 | 0 | 12273.7891 | 20711.7151 | 29149.6411 | 12656.8891 | 21094.8151 | 29532.7411 | 2040 | Reference | 15.6333 | Prevailing local wages, Drive time, Local code requirements, Access, Need for condensate line/drain, Condition of existing electrical system, Need for additional wiring/switching, Type of equipment, Condition of existing duct system | 3 | 191 | 0.3385 | 2023 | All multi-zone air-to-air heat pump systems, including multi-splits that are 100% non-ducted, a combination of non-ducted and ducted (central or compact) indoor units, and multiple single-zone non-ducted single-head units serving a single dwelling unit. Note that regression is the same as "Air Source Heat Pump, Non-ducted, single-zone" but is listed in a separate row for convenience.
58 | 2023 | Residential | HVAC | Mini-Split Heat Pump | Multi-Zone | Electricity | Ductless Mini-Split Heat Pump Multi-Zone | 2023$ | Air Source Heat Pump - Non-ducted, multi-zone | Ductless Mini-Split Air-Source Heat Pump | 2307.5772 | 3845.962 | 5384.3469 | Cooling Capacity | Tons | 1.5 | 3 | 5 | 5 | 118.2609 | 197.1015 | 275.9422 | SEER1 | Unitless | 16 | 21.9 | 23 | 23 | -990.3406 | -1650.5677 | -2310.7948 | 1 |  |  | 8522.3053 | 14203.8422 | 19885.379 | 1.5 | 1.5 | -383.1 | 0 | 12400.3579 | 20922.6632 | 29444.9685 | 12783.4579 | 21305.7632 | 29828.0685 | 2045 | Reference | 15.6333 | Prevailing local wages, Drive time, Local code requirements, Access, Need for condensate line/drain, Condition of existing electrical system, Need for additional wiring/switching, Type of equipment, Condition of existing duct system | 3 | 191 | 0.3385 | 2023 | All multi-zone air-to-air heat pump systems, including multi-splits that are 100% non-ducted, a combination of non-ducted and ducted (central or compact) indoor units, and multiple single-zone non-ducted single-head units serving a single dwelling unit. Note that regression is the same as "Air Source Heat Pump, Non-ducted, single-zone" but is listed in a separate row for convenience.
58 | 2023 | Residential | HVAC | Mini-Split Heat Pump | Multi-Zone | Electricity | Ductless Mini-Split Heat Pump Multi-Zone | 2023$ | Air Source Heat Pump - Non-ducted, multi-zone | Ductless Mini-Split Air-Source Heat Pump | 2330.4245 | 3884.0409 | 5437.6572 | Cooling Capacity | Tons | 1.5 | 3 | 5 | 5 | 119.4318 | 199.053 | 278.6743 | SEER1 | Unitless | 16 | 21.9 | 23 | 23 | -1000.146 | -1666.91 | -2333.674 | 1 |  |  | 8606.6846 | 14344.4743 | 20082.264 | 1.5 | 1.5 | -383.1 | 0 | 12526.9268 | 21133.6114 | 29740.2959 | 12910.0268 | 21516.7114 | 30123.3959 | 2050 | Reference | 15.6333 | Prevailing local wages, Drive time, Local code requirements, Access, Need for condensate line/drain, Condition of existing electrical system, Need for additional wiring/switching, Type of equipment, Condition of existing duct system | 3 | 191 | 0.3385 | 2023 | All multi-zone air-to-air heat pump systems, including multi-splits that are 100% non-ducted, a combination of non-ducted and ducted (central or compact) indoor units, and multiple single-zone non-ducted single-head units serving a single dwelling unit. Note that regression is the same as "Air Source Heat Pump, Non-ducted, single-zone" but is listed in a separate row for convenience.
58 | 2023 | Residential | HVAC | Mini-Split Heat Pump | Multi-Zone | Electricity | Ductless Mini-Split Heat Pump Multi-Zone | 2023$ | Air Source Heat Pump - Non-ducted, multi-zone | Ductless Mini-Split Air-Source Heat Pump | 1878.048 | 3130.08 | 4382.112 | Cooling Capacity | Tons | 1.5 | 3 | 5 | 5 | 96.248 | 160.4133 | 224.5787 | SEER1 | Unitless | 16 | 21.9 | 23 | 23 | -806 | -1343.3333 | -1880.6667 | 1 |  |  | 6935.9752 | 11559.9587 | 16183.9421 | 1.5 | 1.5 | -383.1 | 0 | 10020.8628 | 16956.838 | 23892.8132 | 10403.9628 | 17339.938 | 24275.9132 | 2023 | Intermediate | 15.6333 | Prevailing local wages, Drive time, Local code requirements, Access, Need for condensate line/drain, Condition of existing electrical system, Need for additional wiring/switching, Type of equipment, Condition of existing duct system | 3 | 191 | 0.3385 | 2023 | All multi-zone air-to-air heat pump systems, including multi-splits that are 100% non-ducted, a combination of non-ducted and ducted (central or compact) indoor units, and multiple single-zone non-ducted single-head units serving a single dwelling unit. Note that regression is the same as "Air Source Heat Pump, Non-ducted, single-zone" but is listed in a separate row for convenience.
58 | 2023 | Residential | HVAC | Mini-Split Heat Pump | Multi-Zone | Electricity | Ductless Mini-Split Heat Pump Multi-Zone | 2023$ | Air Source Heat Pump - Non-ducted, multi-zone | Ductless Mini-Split Air-Source Heat Pump | 1881.8507 | 3136.4178 | 4390.9849 | Cooling Capacity | Tons | 1.5 | 3 | 5 | 5 | 96.4429 | 160.7381 | 225.0334 | SEER1 | Unitless | 16 | 21.9 | 23 | 23 | -807.632 | -1346.0533 | -1884.4746 | 1 |  |  | 6950.0191 | 11583.3652 | 16216.7113 | 1.5 | 1.5 | -383.1 | 0 | 10041.9287 | 16991.9479 | 23941.967 | 10425.0287 | 17375.0479 | 24325.067 | 2030 | Intermediate | 15.6333 | Prevailing local wages, Drive time, Local code requirements, Access, Need for condensate line/drain, Condition of existing electrical system, Need for additional wiring/switching, Type of equipment, Condition of existing duct system | 3 | 191 | 0.3385 | 2023 | All multi-zone air-to-air heat pump systems, including multi-splits that are 100% non-ducted, a combination of non-ducted and ducted (central or compact) indoor units, and multiple single-zone non-ducted single-head units serving a single dwelling unit. Note that regression is the same as "Air Source Heat Pump, Non-ducted, single-zone" but is listed in a separate row for convenience.
58 | 2023 | Residential | HVAC | Mini-Split Heat Pump | Multi-Zone | Electricity | Ductless Mini-Split Heat Pump Multi-Zone | 2023$ | Air Source Heat Pump - Non-ducted, multi-zone | Ductless Mini-Split Air-Source Heat Pump | 1898.3605 | 3163.9342 | 4429.5079 | Cooling Capacity | Tons | 1.5 | 3 | 5 | 5 | 97.289 | 162.1483 | 227.0077 | SEER1 | Unitless | 16 | 21.9 | 23 | 23 | -814.7175 | -1357.8625 | -1901.0075 | 1 |  |  | 7010.993 | 11684.9884 | 16358.9837 | 1.5 | 1.5 | -383.1 | 0 | 10133.3895 | 17144.3825 | 24155.3756 | 10516.4895 | 17527.4825 | 24538.4756 | 2035 | Intermediate | 15.6333 | Prevailing local wages, Drive time, Local code requirements, Access, Need for condensate line/drain, Condition of existing electrical system, Need for additional wiring/switching, Type of equipment, Condition of existing duct system | 3 | 191 | 0.3385 | 2023 | All multi-zone air-to-air heat pump systems, including multi-splits that are 100% non-ducted, a combination of non-ducted and ducted (central or compact) indoor units, and multiple single-zone non-ducted single-head units serving a single dwelling unit. Note that regression is the same as "Air Source Heat Pump, Non-ducted, single-zone" but is listed in a separate row for convenience.
58 | 2023 | Residential | HVAC | Mini-Split Heat Pump | Multi-Zone | Electricity | Ductless Mini-Split Heat Pump Multi-Zone | 2023$ | Air Source Heat Pump - Non-ducted, multi-zone | Ductless Mini-Split Air-Source Heat Pump | 1918.2186 | 3197.0311 | 4475.8435 | Cooling Capacity | Tons | 1.5 | 3 | 5 | 5 | 98.3067 | 163.8445 | 229.3823 | SEER1 | Unitless | 16 | 21.9 | 23 | 23 | -823.24 | -1372.0667 | -1920.8933 | 1 |  |  | 7084.3328 | 11807.2213 | 16530.1098 | 1.5 | 1.5 | -383.1 | 0 | 10243.3991 | 17327.7319 | 24412.0646 | 10626.4991 | 17710.8319 | 24795.1646 | 2040 | Intermediate | 15.6333 | Prevailing local wages, Drive time, Local code requirements, Access, Need for condensate line/drain, Condition of existing electrical system, Need for additional wiring/switching, Type of equipment, Condition of existing duct system | 3 | 191 | 0.3385 | 2023 | All multi-zone air-to-air heat pump systems, including multi-splits that are 100% non-ducted, a combination of non-ducted and ducted (central or compact) indoor units, and multiple single-zone non-ducted single-head units serving a single dwelling unit. Note that regression is the same as "Air Source Heat Pump, Non-ducted, single-zone" but is listed in a separate row for convenience.
58 | 2023 | Residential | HVAC | Mini-Split Heat Pump | Multi-Zone | Electricity | Ductless Mini-Split Heat Pump Multi-Zone | 2023$ | Air Source Heat Pump - Non-ducted, multi-zone | Ductless Mini-Split Air-Source Heat Pump | 1881.8157 | 3136.3595 | 4390.9033 | Cooling Capacity | Tons | 1.5 | 3 | 5 | 5 | 96.4411 | 160.7352 | 225.0292 | SEER1 | Unitless | 16 | 21.9 | 23 | 23 | -807.617 | -1346.0283 | -1884.4396 | 1 |  |  | 6949.89 | 11583.15 | 16216.41 | 1.5 | 1.5 | -383.1 | 0 | 10041.735 | 16991.625 | 23941.515 | 10424.835 | 17374.725 | 24324.615 | 2045 | Intermediate | 15.6333 | Prevailing local wages, Drive time, Local code requirements, Access, Need for condensate line/drain, Condition of existing electrical system, Need for additional wiring/switching, Type of equipment, Condition of existing duct system | 3 | 191 | 0.3385 | 2023 | All multi-zone air-to-air heat pump systems, including multi-splits that are 100% non-ducted, a combination of non-ducted and ducted (central or compact) indoor units, and multiple single-zone non-ducted single-head units serving a single dwelling unit. Note that regression is the same as "Air Source Heat Pump, Non-ducted, single-zone" but is listed in a separate row for convenience.
58 | 2023 | Residential | HVAC | Mini-Split Heat Pump | Multi-Zone | Electricity | Ductless Mini-Split Heat Pump Multi-Zone | 2023$ | Air Source Heat Pump - Non-ducted, multi-zone | Ductless Mini-Split Air-Source Heat Pump | 1848.361 | 3080.6016 | 4312.8423 | Cooling Capacity | Tons | 1.5 | 3 | 5 | 5 | 94.7266 | 157.8776 | 221.0287 | SEER1 | Unitless | 16 | 21.9 | 23 | 23 | -793.2592 | -1322.0987 | -1850.9382 | 1 |  |  | 6826.3356 | 11377.2259 | 15928.1163 | 1.5 | 1.5 | -383.1 | 0 | 9856.4033 | 16682.7389 | 23509.0744 | 10239.5033 | 17065.8389 | 23892.1744 | 2050 | Intermediate | 15.6333 | Prevailing local wages, Drive time, Local code requirements, Access, Need for condensate line/drain, Condition of existing electrical system, Need for additional wiring/switching, Type of equipment, Condition of existing duct system | 3 | 191 | 0.3385 | 2023 | All multi-zone air-to-air heat pump systems, including multi-splits that are 100% non-ducted, a combination of non-ducted and ducted (central or compact) indoor units, and multiple single-zone non-ducted single-head units serving a single dwelling unit. Note that regression is the same as "Air Source Heat Pump, Non-ducted, single-zone" but is listed in a separate row for convenience.
58 | 2023 | Residential | HVAC | Mini-Split Heat Pump | Multi-Zone | Electricity | Ductless Mini-Split Heat Pump Multi-Zone | 2023$ | Air Source Heat Pump - Non-ducted, multi-zone | Ductless Mini-Split Air-Source Heat Pump | 1878.048 | 3130.08 | 4382.112 | Cooling Capacity | Tons | 1.5 | 3 | 5 | 5 | 96.248 | 160.4133 | 224.5787 | SEER1 | Unitless | 16 | 21.9 | 23 | 23 | -806 | -1343.3333 | -1880.6667 | 1 |  |  | 6935.9752 | 11559.9587 | 16183.9421 | 1.5 | 1.5 | -383.1 | 0 | 10020.8628 | 16956.838 | 23892.8132 | 10403.9628 | 17339.938 | 24275.9132 | 2023 | Advanced | 15.6333 | Prevailing local wages, Drive time, Local code requirements, Access, Need for condensate line/drain, Condition of existing electrical system, Need for additional wiring/switching, Type of equipment, Condition of existing duct system | 3 | 191 | 0.3385 | 2023 | All multi-zone air-to-air heat pump systems, including multi-splits that are 100% non-ducted, a combination of non-ducted and ducted (central or compact) indoor units, and multiple single-zone non-ducted single-head units serving a single dwelling unit. Note that regression is the same as "Air Source Heat Pump, Non-ducted, single-zone" but is listed in a separate row for convenience.
58 | 2023 | Residential | HVAC | Mini-Split Heat Pump | Multi-Zone | Electricity | Ductless Mini-Split Heat Pump Multi-Zone | 2023$ | Air Source Heat Pump - Non-ducted, multi-zone | Ductless Mini-Split Air-Source Heat Pump | 1762.2779 | 2937.1299 | 4111.9818 | Cooling Capacity | Tons | 1.5 | 3 | 5 | 5 | 90.3149 | 150.5248 | 210.7348 | SEER1 | Unitless | 16 | 21.9 | 23 | 23 | -756.3151 | -1260.5251 | -1764.7352 | 1 |  |  | 6508.4151 | 10847.3585 | 15186.3019 | 1.5 | 1.5 | -383.1 | 0 | 9379.5226 | 15887.9377 | 22396.3528 | 9762.6226 | 16271.0377 | 22779.4528 | 2030 | Advanced | 15.6333 | Prevailing local wages, Drive time, Local code requirements, Access, Need for condensate line/drain, Condition of existing electrical system, Need for additional wiring/switching, Type of equipment, Condition of existing duct system | 3 | 191 | 0.3385 | 2023 | All multi-zone air-to-air heat pump systems, including multi-splits that are 100% non-ducted, a combination of non-ducted and ducted (central or compact) indoor units, and multiple single-zone non-ducted single-head units serving a single dwelling unit. Note that regression is the same as "Air Source Heat Pump, Non-ducted, single-zone" but is listed in a separate row for convenience.
58 | 2023 | Residential | HVAC | Mini-Split Heat Pump | Multi-Zone | Electricity | Ductless Mini-Split Heat Pump Multi-Zone | 2023$ | Air Source Heat Pump - Non-ducted, multi-zone | Ductless Mini-Split Air-Source Heat Pump | 1653.6443 | 2756.0739 | 3858.5035 | Cooling Capacity | Tons | 1.5 | 3 | 5 | 5 | 84.7475 | 141.2459 | 197.7443 | SEER1 | Unitless | 16 | 21.9 | 23 | 23 | -709.6929 | -1182.8215 | -1655.9501 | 1 |  |  | 6107.2114 | 10178.6857 | 14250.16 | 1.5 | 1.5 | -383.1 | 0 | 8777.7171 | 14884.9285 | 20992.14 | 9160.8171 | 15268.0285 | 21375.24 | 2035 | Advanced | 15.6333 | Prevailing local wages, Drive time, Local code requirements, Access, Need for condensate line/drain, Condition of existing electrical system, Need for additional wiring/switching, Type of equipment, Condition of existing duct system | 3 | 191 | 0.3385 | 2023 | All multi-zone air-to-air heat pump systems, including multi-splits that are 100% non-ducted, a combination of non-ducted and ducted (central or compact) indoor units, and multiple single-zone non-ducted single-head units serving a single dwelling unit. Note that regression is the same as "Air Source Heat Pump, Non-ducted, single-zone" but is listed in a separate row for convenience.
58 | 2023 | Residential | HVAC | Mini-Split Heat Pump | Multi-Zone | Electricity | Ductless Mini-Split Heat Pump Multi-Zone | 2023$ | Air Source Heat Pump - Non-ducted, multi-zone | Ductless Mini-Split Air-Source Heat Pump | 1551.7074 | 2586.1789 | 3620.6505 | Cooling Capacity | Tons | 1.5 | 3 | 5 | 5 | 79.5234 | 132.539 | 185.5546 | SEER1 | Unitless | 16 | 21.9 | 23 | 23 | -665.9447 | -1109.9079 | -1553.871 | 1 |  |  | 5730.7395 | 9551.2325 | 13371.7255 | 1.5 | 1.5 | -383.1 | 0 | 8213.0092 | 13943.7487 | 19674.4882 | 8596.1092 | 14326.8487 | 20057.5882 | 2040 | Advanced | 15.6333 | Prevailing local wages, Drive time, Local code requirements, Access, Need for condensate line/drain, Condition of existing electrical system, Need for additional wiring/switching, Type of equipment, Condition of existing duct system | 3 | 191 | 0.3385 | 2023 | All multi-zone air-to-air heat pump systems, including multi-splits that are 100% non-ducted, a combination of non-ducted and ducted (central or compact) indoor units, and multiple single-zone non-ducted single-head units serving a single dwelling unit. Note that regression is the same as "Air Source Heat Pump, Non-ducted, single-zone" but is listed in a separate row for convenience.
58 | 2023 | Residential | HVAC | Mini-Split Heat Pump | Multi-Zone | Electricity | Ductless Mini-Split Heat Pump Multi-Zone | 2023$ | Air Source Heat Pump - Non-ducted, multi-zone | Ductless Mini-Split Air-Source Heat Pump | 1456.0542 | 2426.757 | 3397.4597 | Cooling Capacity | Tons | 1.5 | 3 | 5 | 5 | 74.6213 | 124.3688 | 174.1163 | SEER1 | Unitless | 16 | 21.9 | 23 | 23 | -624.8933 | -1041.4889 | -1458.0844 | 1 |  |  | 5377.4747 | 8962.4579 | 12547.441 | 1.5 | 1.5 | -383.1 | 0 | 7683.1121 | 13060.5868 | 18438.0615 | 8066.2121 | 13443.6868 | 18821.1615 | 2045 | Advanced | 15.6333 | Prevailing local wages, Drive time, Local code requirements, Access, Need for condensate line/drain, Condition of existing electrical system, Need for additional wiring/switching, Type of equipment, Condition of existing duct system | 3 | 191 | 0.3385 | 2023 | All multi-zone air-to-air heat pump systems, including multi-splits that are 100% non-ducted, a combination of non-ducted and ducted (central or compact) indoor units, and multiple single-zone non-ducted single-head units serving a single dwelling unit. Note that regression is the same as "Air Source Heat Pump, Non-ducted, single-zone" but is listed in a separate row for convenience.
58 | 2023 | Residential | HVAC | Mini-Split Heat Pump | Multi-Zone | Electricity | Ductless Mini-Split Heat Pump Multi-Zone | 2023$ | Air Source Heat Pump - Non-ducted, multi-zone | Ductless Mini-Split Air-Source Heat Pump | 1366.2974 | 2277.1623 | 3188.0273 | Cooling Capacity | Tons | 1.5 | 3 | 5 | 5 | 70.0213 | 116.7022 | 163.3831 | SEER1 | Unitless | 16 | 21.9 | 23 | 23 | -586.3725 | -977.2875 | -1368.2025 | 1 |  |  | 5045.9865 | 8409.9776 | 11773.9686 | 1.5 | 1.5 | -383.1 | 0 | 7185.8798 | 12231.8664 | 17277.8529 | 7568.9798 | 12614.9664 | 17660.9529 | 2050 | Advanced | 15.6333 | Prevailing local wages, Drive time, Local code requirements, Access, Need for condensate line/drain, Condition of existing electrical system, Need for additional wiring/switching, Type of equipment, Condition of existing duct system | 3 | 191 | 0.3385 | 2023 | All multi-zone air-to-air heat pump systems, including multi-splits that are 100% non-ducted, a combination of non-ducted and ducted (central or compact) indoor units, and multiple single-zone non-ducted single-head units serving a single dwelling unit. Note that regression is the same as "Air Source Heat Pump, Non-ducted, single-zone" but is listed in a separate row for convenience.
59 | 2023 | Residential | HVAC | Ductless Mini-Split Heat Pump | Single-Zone | Electricity | Ductless Mini-Split Heat Pump Single Zone | 2023$ | Air Source Heat Pump - Non-ducted, single-zone | Ductless Mini-Split Air-Source Heat Pump | 1878.048 | 3130.08 | 4382.112 | Cooling Capacity | Tons | 0.5 | 1 | 1.5 | 1.5 | 96.248 | 160.4133 | 224.5787 | SEER1 | Unitless | 13 | 21.9 | 28.4 | 28.4 | -961.1826 | -1631.5907 | -2169.7464 | 1 |  |  | 3024.6966 | 5011.5413 | 7130.6384 | 1.5 | 1.5 | -191.55 | 0 | 4345.4948 | 7325.762 | 10504.4076 | 4537.0448 | 7517.312 | 10695.9576 | 2023 | Reference | 15.6333 | Prevailing local wages, Drive time, Local code requirements, Access, Need for condensate line/drain, Condition of existing electrical system, Need for additional wiring/switching, Type of equipment, Condition of existing duct system | 3 | 191 | 0.3385 | 2023 | Non-ducted mini-split heat pumps with a single outdoor unit and single indoor unit (wall, floor, or ceiling mounted) serving a single dwelling unit. Note that regression is the same as "Air Source Heat Pump, Non-ducted, multi-zone" but is listed in a separate row for convenience.
59 | 2023 | Residential | HVAC | Ductless Mini-Split Heat Pump | Single-Zone | Electricity | Ductless Mini-Split Heat Pump Single Zone | 2023$ | Air Source Heat Pump - Non-ducted, single-zone | Ductless Mini-Split Air-Source Heat Pump | 2001.4234 | 3335.7057 | 4669.988 | Cooling Capacity | Tons | 0.5 | 1 | 1.5 | 1.5 | 102.5709 | 170.9514 | 239.332 | SEER1 | Unitless | 13 | 21.9 | 28.4 | 28.4 | -961.1826 | -1631.5907 | -2169.7464 | 1 |  |  | 3286.5426 | 5447.9514 | 7741.6126 | 1.5 | 1.5 | -191.55 | 0 | 4738.264 | 7980.3772 | 11420.8688 | 4929.814 | 8171.9272 | 11612.4188 | 2030 | Reference | 15.6333 | Prevailing local wages, Drive time, Local code requirements, Access, Need for condensate line/drain, Condition of existing electrical system, Need for additional wiring/switching, Type of equipment, Condition of existing duct system | 3 | 191 | 0.3385 | 2023 | Non-ducted mini-split heat pumps with a single outdoor unit and single indoor unit (wall, floor, or ceiling mounted) serving a single dwelling unit. Note that regression is the same as "Air Source Heat Pump, Non-ducted, multi-zone" but is listed in a separate row for convenience.
59 | 2023 | Residential | HVAC | Ductless Mini-Split Heat Pump | Single-Zone | Electricity | Ductless Mini-Split Heat Pump Single Zone | 2023$ | Air Source Heat Pump - Non-ducted, single-zone | Ductless Mini-Split Air-Source Heat Pump | 2143.0767 | 3571.7945 | 5000.5122 | Cooling Capacity | Tons | 0.5 | 1 | 1.5 | 1.5 | 109.8304 | 183.0507 | 256.271 | SEER1 | Unitless | 13 | 21.9 | 28.4 | 28.4 | -961.1826 | -1631.5907 | -2169.7464 | 1 |  |  | 3587.1807 | 5949.0149 | 8443.1014 | 1.5 | 1.5 | -191.55 | 0 | 5189.2211 | 8731.9724 | 12473.1022 | 5380.7711 | 8923.5224 | 12664.6522 | 2035 | Reference | 15.6333 | Prevailing local wages, Drive time, Local code requirements, Access, Need for condensate line/drain, Condition of existing electrical system, Need for additional wiring/switching, Type of equipment, Condition of existing duct system | 3 | 191 | 0.3385 | 2023 | Non-ducted mini-split heat pumps with a single outdoor unit and single indoor unit (wall, floor, or ceiling mounted) serving a single dwelling unit. Note that regression is the same as "Air Source Heat Pump, Non-ducted, multi-zone" but is listed in a separate row for convenience.
59 | 2023 | Residential | HVAC | Ductless Mini-Split Heat Pump | Single-Zone | Electricity | Ductless Mini-Split Heat Pump Single Zone | 2023$ | Air Source Heat Pump - Non-ducted, single-zone | Ductless Mini-Split Air-Source Heat Pump | 2284.7299 | 3807.8832 | 5331.0365 | Cooling Capacity | Tons | 0.5 | 1 | 1.5 | 1.5 | 117.09 | 195.15 | 273.2101 | SEER1 | Unitless | 13 | 21.9 | 28.4 | 28.4 | -961.1826 | -1631.5907 | -2169.7464 | 1 |  |  | 3887.8188 | 6450.0784 | 9144.5903 | 1.5 | 1.5 | -191.55 | 0 | 5640.1782 | 9483.5676 | 13525.3355 | 5831.7282 | 9675.1176 | 13716.8855 | 2040 | Reference | 15.6333 | Prevailing local wages, Drive time, Local code requirements, Access, Need for condensate line/drain, Condition of existing electrical system, Need for additional wiring/switching, Type of equipment, Condition of existing duct system | 3 | 191 | 0.3385 | 2023 | Non-ducted mini-split heat pumps with a single outdoor unit and single indoor unit (wall, floor, or ceiling mounted) serving a single dwelling unit. Note that regression is the same as "Air Source Heat Pump, Non-ducted, multi-zone" but is listed in a separate row for convenience.
59 | 2023 | Residential | HVAC | Ductless Mini-Split Heat Pump | Single-Zone | Electricity | Ductless Mini-Split Heat Pump Single Zone | 2023$ | Air Source Heat Pump - Non-ducted, single-zone | Ductless Mini-Split Air-Source Heat Pump | 2307.5772 | 3845.962 | 5384.3469 | Cooling Capacity | Tons | 0.5 | 1 | 1.5 | 1.5 | 118.2609 | 197.1015 | 275.9422 | SEER1 | Unitless | 13 | 21.9 | 28.4 | 28.4 | -961.1826 | -1631.5907 | -2169.7464 | 1 |  |  | 3936.3088 | 6530.8951 | 9257.7337 | 1.5 | 1.5 | -191.55 | 0 | 5712.9132 | 9604.7927 | 13695.0505 | 5904.4632 | 9796.3427 | 13886.6005 | 2045 | Reference | 15.6333 | Prevailing local wages, Drive time, Local code requirements, Access, Need for condensate line/drain, Condition of existing electrical system, Need for additional wiring/switching, Type of equipment, Condition of existing duct system | 3 | 191 | 0.3385 | 2023 | Non-ducted mini-split heat pumps with a single outdoor unit and single indoor unit (wall, floor, or ceiling mounted) serving a single dwelling unit. Note that regression is the same as "Air Source Heat Pump, Non-ducted, multi-zone" but is listed in a separate row for convenience.
59 | 2023 | Residential | HVAC | Ductless Mini-Split Heat Pump | Single-Zone | Electricity | Ductless Mini-Split Heat Pump Single Zone | 2023$ | Air Source Heat Pump - Non-ducted, single-zone | Ductless Mini-Split Air-Source Heat Pump | 2330.4245 | 3884.0409 | 5437.6572 | Cooling Capacity | Tons | 0.5 | 1 | 1.5 | 1.5 | 119.4318 | 199.053 | 278.6743 | SEER1 | Unitless | 13 | 21.9 | 28.4 | 28.4 | -961.1826 | -1631.5907 | -2169.7464 | 1 |  |  | 3984.7988 | 6611.7118 | 9370.877 | 1.5 | 1.5 | -191.55 | 0 | 5785.6483 | 9726.0177 | 13864.7656 | 5977.1983 | 9917.5677 | 14056.3156 | 2050 | Reference | 15.6333 | Prevailing local wages, Drive time, Local code requirements, Access, Need for condensate line/drain, Condition of existing electrical system, Need for additional wiring/switching, Type of equipment, Condition of existing duct system | 3 | 191 | 0.3385 | 2023 | Non-ducted mini-split heat pumps with a single outdoor unit and single indoor unit (wall, floor, or ceiling mounted) serving a single dwelling unit. Note that regression is the same as "Air Source Heat Pump, Non-ducted, multi-zone" but is listed in a separate row for convenience.
59 | 2023 | Residential | HVAC | Ductless Mini-Split Heat Pump | Single-Zone | Electricity | Ductless Mini-Split Heat Pump Single Zone | 2023$ | Air Source Heat Pump - Non-ducted, single-zone | Ductless Mini-Split Air-Source Heat Pump | 1878.048 | 3130.08 | 4382.112 | Cooling Capacity | Tons | 0.5 | 1 | 1.5 | 1.5 | 96.248 | 160.4133 | 224.5787 | SEER1 | Unitless | 13 | 21.9 | 28.4 | 28.4 | -961.1826 | -1631.5907 | -2169.7464 | 1 |  |  | 3024.6966 | 5011.5413 | 7130.6384 | 1.5 | 1.5 | -191.55 | 0 | 4345.4948 | 7325.762 | 10504.4076 | 4537.0448 | 7517.312 | 10695.9576 | 2023 | Intermediate | 15.6333 | Prevailing local wages, Drive time, Local code requirements, Access, Need for condensate line/drain, Condition of existing electrical system, Need for additional wiring/switching, Type of equipment, Condition of existing duct system | 3 | 191 | 0.3385 | 2023 | Non-ducted mini-split heat pumps with a single outdoor unit and single indoor unit (wall, floor, or ceiling mounted) serving a single dwelling unit. Note that regression is the same as "Air Source Heat Pump, Non-ducted, multi-zone" but is listed in a separate row for convenience.
59 | 2023 | Residential | HVAC | Ductless Mini-Split Heat Pump | Single-Zone | Electricity | Ductless Mini-Split Heat Pump Single Zone | 2023$ | Air Source Heat Pump - Non-ducted, single-zone | Ductless Mini-Split Air-Source Heat Pump | 1881.8507 | 3136.4178 | 4390.9849 | Cooling Capacity | Tons | 0.5 | 1 | 1.5 | 1.5 | 96.4429 | 160.7381 | 225.0334 | SEER1 | Unitless | 13 | 21.9 | 28.4 | 28.4 | -961.1826 | -1631.5907 | -2169.7464 | 1 |  |  | 3032.7672 | 5024.9923 | 7149.4698 | 1.5 | 1.5 | -191.55 | 0 | 4357.6007 | 7345.9385 | 10532.6547 | 4549.1507 | 7537.4885 | 10724.2047 | 2030 | Intermediate | 15.6333 | Prevailing local wages, Drive time, Local code requirements, Access, Need for condensate line/drain, Condition of existing electrical system, Need for additional wiring/switching, Type of equipment, Condition of existing duct system | 3 | 191 | 0.3385 | 2023 | Non-ducted mini-split heat pumps with a single outdoor unit and single indoor unit (wall, floor, or ceiling mounted) serving a single dwelling unit. Note that regression is the same as "Air Source Heat Pump, Non-ducted, multi-zone" but is listed in a separate row for convenience.
59 | 2023 | Residential | HVAC | Ductless Mini-Split Heat Pump | Single-Zone | Electricity | Ductless Mini-Split Heat Pump Single Zone | 2023$ | Air Source Heat Pump - Non-ducted, single-zone | Ductless Mini-Split Air-Source Heat Pump | 1898.3605 | 3163.9342 | 4429.5079 | Cooling Capacity | Tons | 0.5 | 1 | 1.5 | 1.5 | 97.289 | 162.1483 | 227.0077 | SEER1 | Unitless | 13 | 21.9 | 28.4 | 28.4 | -961.1826 | -1631.5907 | -2169.7464 | 1 |  |  | 3067.8069 | 5083.3918 | 7231.2291 | 1.5 | 1.5 | -191.55 | 0 | 4410.1603 | 7433.5377 | 10655.2936 | 4601.7103 | 7625.0877 | 10846.8436 | 2035 | Intermediate | 15.6333 | Prevailing local wages, Drive time, Local code requirements, Access, Need for condensate line/drain, Condition of existing electrical system, Need for additional wiring/switching, Type of equipment, Condition of existing duct system | 3 | 191 | 0.3385 | 2023 | Non-ducted mini-split heat pumps with a single outdoor unit and single indoor unit (wall, floor, or ceiling mounted) serving a single dwelling unit. Note that regression is the same as "Air Source Heat Pump, Non-ducted, multi-zone" but is listed in a separate row for convenience.
59 | 2023 | Residential | HVAC | Ductless Mini-Split Heat Pump | Single-Zone | Electricity | Ductless Mini-Split Heat Pump Single Zone | 2023$ | Air Source Heat Pump - Non-ducted, single-zone | Ductless Mini-Split Air-Source Heat Pump | 1918.2186 | 3197.0311 | 4475.8435 | Cooling Capacity | Tons | 0.5 | 1 | 1.5 | 1.5 | 98.3067 | 163.8445 | 229.3823 | SEER1 | Unitless | 13 | 21.9 | 28.4 | 28.4 | -961.1826 | -1631.5907 | -2169.7464 | 1 |  |  | 3109.9528 | 5153.6351 | 7329.5696 | 1.5 | 1.5 | -191.55 | 0 | 4473.3792 | 7538.9026 | 10802.8045 | 4664.9292 | 7730.4526 | 10994.3545 | 2040 | Intermediate | 15.6333 | Prevailing local wages, Drive time, Local code requirements, Access, Need for condensate line/drain, Condition of existing electrical system, Need for additional wiring/switching, Type of equipment, Condition of existing duct system | 3 | 191 | 0.3385 | 2023 | Non-ducted mini-split heat pumps with a single outdoor unit and single indoor unit (wall, floor, or ceiling mounted) serving a single dwelling unit. Note that regression is the same as "Air Source Heat Pump, Non-ducted, multi-zone" but is listed in a separate row for convenience.
59 | 2023 | Residential | HVAC | Ductless Mini-Split Heat Pump | Single-Zone | Electricity | Ductless Mini-Split Heat Pump Single Zone | 2023$ | Air Source Heat Pump - Non-ducted, single-zone | Ductless Mini-Split Air-Source Heat Pump | 1881.8157 | 3136.3595 | 4390.9033 | Cooling Capacity | Tons | 0.5 | 1 | 1.5 | 1.5 | 96.4411 | 160.7352 | 225.0292 | SEER1 | Unitless | 13 | 21.9 | 28.4 | 28.4 | -961.1826 | -1631.5907 | -2169.7464 | 1 |  |  | 3032.6929 | 5024.8686 | 7149.2966 | 1.5 | 1.5 | -191.55 | 0 | 4357.4894 | 7345.7529 | 10532.3949 | 4549.0394 | 7537.3029 | 10723.9449 | 2045 | Intermediate | 15.6333 | Prevailing local wages, Drive time, Local code requirements, Access, Need for condensate line/drain, Condition of existing electrical system, Need for additional wiring/switching, Type of equipment, Condition of existing duct system | 3 | 191 | 0.3385 | 2023 | Non-ducted mini-split heat pumps with a single outdoor unit and single indoor unit (wall, floor, or ceiling mounted) serving a single dwelling unit. Note that regression is the same as "Air Source Heat Pump, Non-ducted, multi-zone" but is listed in a separate row for convenience.
59 | 2023 | Residential | HVAC | Ductless Mini-Split Heat Pump | Single-Zone | Electricity | Ductless Mini-Split Heat Pump Single Zone | 2023$ | Air Source Heat Pump - Non-ducted, single-zone | Ductless Mini-Split Air-Source Heat Pump | 1848.361 | 3080.6016 | 4312.8423 | Cooling Capacity | Tons | 0.5 | 1 | 1.5 | 1.5 | 94.7266 | 157.8776 | 221.0287 | SEER1 | Unitless | 13 | 21.9 | 28.4 | 28.4 | -961.1826 | -1631.5907 | -2169.7464 | 1 |  |  | 2961.6902 | 4906.5308 | 6983.6236 | 1.5 | 1.5 | -191.55 | 0 | 4250.9853 | 7168.2461 | 10283.8854 | 4442.5353 | 7359.7961 | 10475.4354 | 2050 | Intermediate | 15.6333 | Prevailing local wages, Drive time, Local code requirements, Access, Need for condensate line/drain, Condition of existing electrical system, Need for additional wiring/switching, Type of equipment, Condition of existing duct system | 3 | 191 | 0.3385 | 2023 | Non-ducted mini-split heat pumps with a single outdoor unit and single indoor unit (wall, floor, or ceiling mounted) serving a single dwelling unit. Note that regression is the same as "Air Source Heat Pump, Non-ducted, multi-zone" but is listed in a separate row for convenience.
59 | 2023 | Residential | HVAC | Ductless Mini-Split Heat Pump | Single-Zone | Electricity | Ductless Mini-Split Heat Pump Single Zone | 2023$ | Air Source Heat Pump - Non-ducted, single-zone | Ductless Mini-Split Air-Source Heat Pump | 1878.048 | 3130.08 | 4382.112 | Cooling Capacity | Tons | 0.5 | 1 | 1.5 | 1.5 | 96.248 | 160.4133 | 224.5787 | SEER1 | Unitless | 13 | 21.9 | 28.4 | 28.4 | -961.1826 | -1631.5907 | -2169.7464 | 1 |  |  | 3024.6966 | 5011.5413 | 7130.6384 | 1.5 | 1.5 | -191.55 | 0 | 4345.4948 | 7325.762 | 10504.4076 | 4537.0448 | 7517.312 | 10695.9576 | 2023 | Advanced | 15.6333 | Prevailing local wages, Drive time, Local code requirements, Access, Need for condensate line/drain, Condition of existing electrical system, Need for additional wiring/switching, Type of equipment, Condition of existing duct system | 3 | 191 | 0.3385 | 2023 | Non-ducted mini-split heat pumps with a single outdoor unit and single indoor unit (wall, floor, or ceiling mounted) serving a single dwelling unit. Note that regression is the same as "Air Source Heat Pump, Non-ducted, multi-zone" but is listed in a separate row for convenience.
59 | 2023 | Residential | HVAC | Ductless Mini-Split Heat Pump | Single-Zone | Electricity | Ductless Mini-Split Heat Pump Single Zone | 2023$ | Air Source Heat Pump - Non-ducted, single-zone | Ductless Mini-Split Air-Source Heat Pump | 1762.2779 | 2937.1299 | 4111.9818 | Cooling Capacity | Tons | 0.5 | 1 | 1.5 | 1.5 | 90.3149 | 150.5248 | 210.7348 | SEER1 | Unitless | 13 | 21.9 | 28.4 | 28.4 | -961.1826 | -1631.5907 | -2169.7464 | 1 |  |  | 2778.9917 | 4602.0332 | 6557.327 | 1.5 | 1.5 | -191.55 | 0 | 3976.9375 | 6711.4998 | 9644.4405 | 4168.4875 | 6903.0498 | 9835.9905 | 2030 | Advanced | 15.6333 | Prevailing local wages, Drive time, Local code requirements, Access, Need for condensate line/drain, Condition of existing electrical system, Need for additional wiring/switching, Type of equipment, Condition of existing duct system | 3 | 191 | 0.3385 | 2023 | Non-ducted mini-split heat pumps with a single outdoor unit and single indoor unit (wall, floor, or ceiling mounted) serving a single dwelling unit. Note that regression is the same as "Air Source Heat Pump, Non-ducted, multi-zone" but is listed in a separate row for convenience.
59 | 2023 | Residential | HVAC | Ductless Mini-Split Heat Pump | Single-Zone | Electricity | Ductless Mini-Split Heat Pump Single Zone | 2023$ | Air Source Heat Pump - Non-ducted, single-zone | Ductless Mini-Split Air-Source Heat Pump | 1653.6443 | 2756.0739 | 3858.5035 | Cooling Capacity | Tons | 0.5 | 1 | 1.5 | 1.5 | 84.7475 | 141.2459 | 197.7443 | SEER1 | Unitless | 13 | 21.9 | 28.4 | 28.4 | -961.1826 | -1631.5907 | -2169.7464 | 1 |  |  | 2548.433 | 4217.7687 | 6019.3567 | 1.5 | 1.5 | -191.55 | 0 | 3631.0995 | 6135.103 | 8837.4851 | 3822.6495 | 6326.653 | 9029.0351 | 2035 | Advanced | 15.6333 | Prevailing local wages, Drive time, Local code requirements, Access, Need for condensate line/drain, Condition of existing electrical system, Need for additional wiring/switching, Type of equipment, Condition of existing duct system | 3 | 191 | 0.3385 | 2023 | Non-ducted mini-split heat pumps with a single outdoor unit and single indoor unit (wall, floor, or ceiling mounted) serving a single dwelling unit. Note that regression is the same as "Air Source Heat Pump, Non-ducted, multi-zone" but is listed in a separate row for convenience.
59 | 2023 | Residential | HVAC | Ductless Mini-Split Heat Pump | Single-Zone | Electricity | Ductless Mini-Split Heat Pump Single Zone | 2023$ | Air Source Heat Pump - Non-ducted, single-zone | Ductless Mini-Split Air-Source Heat Pump | 1551.7074 | 2586.1789 | 3620.6505 | Cooling Capacity | Tons | 0.5 | 1 | 1.5 | 1.5 | 79.5234 | 132.539 | 185.5546 | SEER1 | Unitless | 13 | 21.9 | 28.4 | 28.4 | -961.1826 | -1631.5907 | -2169.7464 | 1 |  |  | 2332.0868 | 3857.1917 | 5514.549 | 1.5 | 1.5 | -191.55 | 0 | 3306.5802 | 5594.2376 | 8080.2735 | 3498.1302 | 5785.7876 | 8271.8235 | 2040 | Advanced | 15.6333 | Prevailing local wages, Drive time, Local code requirements, Access, Need for condensate line/drain, Condition of existing electrical system, Need for additional wiring/switching, Type of equipment, Condition of existing duct system | 3 | 191 | 0.3385 | 2023 | Non-ducted mini-split heat pumps with a single outdoor unit and single indoor unit (wall, floor, or ceiling mounted) serving a single dwelling unit. Note that regression is the same as "Air Source Heat Pump, Non-ducted, multi-zone" but is listed in a separate row for convenience.
59 | 2023 | Residential | HVAC | Ductless Mini-Split Heat Pump | Single-Zone | Electricity | Ductless Mini-Split Heat Pump Single Zone | 2023$ | Air Source Heat Pump - Non-ducted, single-zone | Ductless Mini-Split Air-Source Heat Pump | 1456.0542 | 2426.757 | 3397.4597 | Cooling Capacity | Tons | 0.5 | 1 | 1.5 | 1.5 | 74.6213 | 124.3688 | 174.1163 | SEER1 | Unitless | 13 | 21.9 | 28.4 | 28.4 | -961.1826 | -1631.5907 | -2169.7464 | 1 |  |  | 2129.0771 | 3518.8421 | 5040.8595 | 1.5 | 1.5 | -191.55 | 0 | 3002.0656 | 5086.7132 | 7369.7393 | 3193.6156 | 5278.2632 | 7561.2893 | 2045 | Advanced | 15.6333 | Prevailing local wages, Drive time, Local code requirements, Access, Need for condensate line/drain, Condition of existing electrical system, Need for additional wiring/switching, Type of equipment, Condition of existing duct system | 3 | 191 | 0.3385 | 2023 | Non-ducted mini-split heat pumps with a single outdoor unit and single indoor unit (wall, floor, or ceiling mounted) serving a single dwelling unit. Note that regression is the same as "Air Source Heat Pump, Non-ducted, multi-zone" but is listed in a separate row for convenience.
59 | 2023 | Residential | HVAC | Ductless Mini-Split Heat Pump | Single-Zone | Electricity | Ductless Mini-Split Heat Pump Single Zone | 2023$ | Air Source Heat Pump - Non-ducted, single-zone | Ductless Mini-Split Air-Source Heat Pump | 1366.2974 | 2277.1623 | 3188.0273 | Cooling Capacity | Tons | 0.5 | 1 | 1.5 | 1.5 | 70.0213 | 116.7022 | 163.3831 | SEER1 | Unitless | 13 | 21.9 | 28.4 | 28.4 | -961.1826 | -1631.5907 | -2169.7464 | 1 |  |  | 1938.5816 | 3201.3497 | 4596.3701 | 1.5 | 1.5 | -191.55 | 0 | 2716.3224 | 4610.4746 | 6703.0052 | 2907.8724 | 4802.0246 | 6894.5552 | 2050 | Advanced | 15.6333 | Prevailing local wages, Drive time, Local code requirements, Access, Need for condensate line/drain, Condition of existing electrical system, Need for additional wiring/switching, Type of equipment, Condition of existing duct system | 3 | 191 | 0.3385 | 2023 | Non-ducted mini-split heat pumps with a single outdoor unit and single indoor unit (wall, floor, or ceiling mounted) serving a single dwelling unit. Note that regression is the same as "Air Source Heat Pump, Non-ducted, multi-zone" but is listed in a separate row for convenience.
60 | 2023 | Residential | HVAC | Electric Baseboard | Electric Baseboard | Electricity | Electric Baseboard | 2023$ | Electric Baseboard |  | 0.033216 | 0.04298 | 0.04634 | Heating Capacity | Wattage | 350 | 1500 | 2500 | 2500 | 0 | 0 | 0 | N/A | N/A | 0 | 0 | 0 | 0 | 29.69 | 35.53 | 49.32 | 1 |  |  | 79.514 | 100 | 118.83 | 1 | 1 | 296.4259 | 346.4259 | 375.9399 | 396.4259 | 415.2559 | 425.9399 | 446.4259 | 465.2559 | 2023 | Reference | 20 | Prevailing local wages, Drive time, Local code requirements, Condition of existing electrical system, Need for additional wiring/switching, Presence of hazardous materials, Need for controls and/or zoning | 3 | 47 | 0.3845 | 2023 | Electric Baseboards are an established technology. We do not expect significant price changes over the coming decades
60 | 2023 | Residential | HVAC | Electric Baseboard | Electric Baseboard | Electricity | Electric Baseboard | 2023$ | Electric Baseboard |  | 0.033216 | 0.04298 | 0.04634 | Heating Capacity | Wattage | 350 | 1500 | 2500 | 2500 | 0 | 0 | 0 | N/A | N/A | 0 | 0 | 0 | 0 | 29.69 | 35.53 | 49.32 | 1 |  |  | 79.514 | 100 | 118.83 | 1 | 1 | 296.4259 | 346.4259 | 375.9399 | 396.4259 | 415.2559 | 425.9399 | 446.4259 | 465.2559 | 2030 | Reference | 20 | Prevailing local wages, Drive time, Local code requirements, Condition of existing electrical system, Need for additional wiring/switching, Presence of hazardous materials, Need for controls and/or zoning | 3 | 47 | 0.3845 | 2023 | Electric Baseboards are an established technology. We do not expect significant price changes over the coming decades
60 | 2023 | Residential | HVAC | Electric Baseboard | Electric Baseboard | Electricity | Electric Baseboard | 2023$ | Electric Baseboard |  | 0.033216 | 0.04298 | 0.04634 | Heating Capacity | Wattage | 350 | 1500 | 2500 | 2500 | 0 | 0 | 0 | N/A | N/A | 0 | 0 | 0 | 0 | 29.69 | 35.53 | 49.32 | 1 |  |  | 79.514 | 100 | 118.83 | 1 | 1 | 296.4259 | 346.4259 | 375.9399 | 396.4259 | 415.2559 | 425.9399 | 446.4259 | 465.2559 | 2035 | Reference | 20 | Prevailing local wages, Drive time, Local code requirements, Condition of existing electrical system, Need for additional wiring/switching, Presence of hazardous materials, Need for controls and/or zoning | 3 | 47 | 0.3845 | 2023 | Electric Baseboards are an established technology. We do not expect significant price changes over the coming decades
60 | 2023 | Residential | HVAC | Electric Baseboard | Electric Baseboard | Electricity | Electric Baseboard | 2023$ | Electric Baseboard |  | 0.033216 | 0.04298 | 0.04634 | Heating Capacity | Wattage | 350 | 1500 | 2500 | 2500 | 0 | 0 | 0 | N/A | N/A | 0 | 0 | 0 | 0 | 29.69 | 35.53 | 49.32 | 1 |  |  | 79.514 | 100 | 118.83 | 1 | 1 | 296.4259 | 346.4259 | 375.9399 | 396.4259 | 415.2559 | 425.9399 | 446.4259 | 465.2559 | 2040 | Reference | 20 | Prevailing local wages, Drive time, Local code requirements, Condition of existing electrical system, Need for additional wiring/switching, Presence of hazardous materials, Need for controls and/or zoning | 3 | 47 | 0.3845 | 2023 | Electric Baseboards are an established technology. We do not expect significant price changes over the coming decades
60 | 2023 | Residential | HVAC | Electric Baseboard | Electric Baseboard | Electricity | Electric Baseboard | 2023$ | Electric Baseboard |  | 0.033216 | 0.04298 | 0.04634 | Heating Capacity | Wattage | 350 | 1500 | 2500 | 2500 | 0 | 0 | 0 | N/A | N/A | 0 | 0 | 0 | 0 | 29.69 | 35.53 | 49.32 | 1 |  |  | 79.514 | 100 | 118.83 | 1 | 1 | 296.4259 | 346.4259 | 375.9399 | 396.4259 | 415.2559 | 425.9399 | 446.4259 | 465.2559 | 2045 | Reference | 20 | Prevailing local wages, Drive time, Local code requirements, Condition of existing electrical system, Need for additional wiring/switching, Presence of hazardous materials, Need for controls and/or zoning | 3 | 47 | 0.3845 | 2023 | Electric Baseboards are an established technology. We do not expect significant price changes over the coming decades
60 | 2023 | Residential | HVAC | Electric Baseboard | Electric Baseboard | Electricity | Electric Baseboard | 2023$ | Electric Baseboard |  | 0.033216 | 0.04298 | 0.04634 | Heating Capacity | Wattage | 350 | 1500 | 2500 | 2500 | 0 | 0 | 0 | N/A | N/A | 0 | 0 | 0 | 0 | 29.69 | 35.53 | 49.32 | 1 |  |  | 79.514 | 100 | 118.83 | 1 | 1 | 296.4259 | 346.4259 | 375.9399 | 396.4259 | 415.2559 | 425.9399 | 446.4259 | 465.2559 | 2050 | Reference | 20 | Prevailing local wages, Drive time, Local code requirements, Condition of existing electrical system, Need for additional wiring/switching, Presence of hazardous materials, Need for controls and/or zoning | 3 | 47 | 0.3845 | 2023 | Electric Baseboards are an established technology. We do not expect significant price changes over the coming decades
60 | 2023 | Residential | HVAC | Electric Baseboard | Electric Baseboard | Electricity | Electric Baseboard | 2023$ | Electric Baseboard |  | 0.033216 | 0.04298 | 0.04634 | Heating Capacity | Wattage | 350 | 1500 | 2500 | 2500 | 0 | 0 | 0 | N/A | N/A | 0 | 0 | 0 | 0 | 29.69 | 35.53 | 49.32 | 1 |  |  | 79.514 | 100 | 118.83 | 1 | 1 | 296.4259 | 346.4259 | 375.9399 | 396.4259 | 415.2559 | 425.9399 | 446.4259 | 465.2559 | 2023 | Intermediate | 20 | Prevailing local wages, Drive time, Local code requirements, Condition of existing electrical system, Need for additional wiring/switching, Presence of hazardous materials, Need for controls and/or zoning | 3 | 47 | 0.3845 | 2023 | Electric Baseboards are an established technology. We do not expect significant price changes over the coming decades
60 | 2023 | Residential | HVAC | Electric Baseboard | Electric Baseboard | Electricity | Electric Baseboard | 2023$ | Electric Baseboard |  | 0.033216 | 0.04298 | 0.04634 | Heating Capacity | Wattage | 350 | 1500 | 2500 | 2500 | 0 | 0 | 0 | N/A | N/A | 0 | 0 | 0 | 0 | 29.69 | 35.53 | 49.32 | 1 |  |  | 79.514 | 100 | 118.83 | 1 | 1 | 296.4259 | 346.4259 | 375.9399 | 396.4259 | 415.2559 | 425.9399 | 446.4259 | 465.2559 | 2030 | Intermediate | 20 | Prevailing local wages, Drive time, Local code requirements, Condition of existing electrical system, Need for additional wiring/switching, Presence of hazardous materials, Need for controls and/or zoning | 3 | 47 | 0.3845 | 2023 | Electric Baseboards are an established technology. We do not expect significant price changes over the coming decades
60 | 2023 | Residential | HVAC | Electric Baseboard | Electric Baseboard | Electricity | Electric Baseboard | 2023$ | Electric Baseboard |  | 0.033216 | 0.04298 | 0.04634 | Heating Capacity | Wattage | 350 | 1500 | 2500 | 2500 | 0 | 0 | 0 | N/A | N/A | 0 | 0 | 0 | 0 | 29.69 | 35.53 | 49.32 | 1 |  |  | 79.514 | 100 | 118.83 | 1 | 1 | 296.4259 | 346.4259 | 375.9399 | 396.4259 | 415.2559 | 425.9399 | 446.4259 | 465.2559 | 2035 | Intermediate | 20 | Prevailing local wages, Drive time, Local code requirements, Condition of existing electrical system, Need for additional wiring/switching, Presence of hazardous materials, Need for controls and/or zoning | 3 | 47 | 0.3845 | 2023 | Electric Baseboards are an established technology. We do not expect significant price changes over the coming decades
60 | 2023 | Residential | HVAC | Electric Baseboard | Electric Baseboard | Electricity | Electric Baseboard | 2023$ | Electric Baseboard |  | 0.033216 | 0.04298 | 0.04634 | Heating Capacity | Wattage | 350 | 1500 | 2500 | 2500 | 0 | 0 | 0 | N/A | N/A | 0 | 0 | 0 | 0 | 29.69 | 35.53 | 49.32 | 1 |  |  | 79.514 | 100 | 118.83 | 1 | 1 | 296.4259 | 346.4259 | 375.9399 | 396.4259 | 415.2559 | 425.9399 | 446.4259 | 465.2559 | 2040 | Intermediate | 20 | Prevailing local wages, Drive time, Local code requirements, Condition of existing electrical system, Need for additional wiring/switching, Presence of hazardous materials, Need for controls and/or zoning | 3 | 47 | 0.3845 | 2023 | Electric Baseboards are an established technology. We do not expect significant price changes over the coming decades
60 | 2023 | Residential | HVAC | Electric Baseboard | Electric Baseboard | Electricity | Electric Baseboard | 2023$ | Electric Baseboard |  | 0.033216 | 0.04298 | 0.04634 | Heating Capacity | Wattage | 350 | 1500 | 2500 | 2500 | 0 | 0 | 0 | N/A | N/A | 0 | 0 | 0 | 0 | 29.69 | 35.53 | 49.32 | 1 |  |  | 79.514 | 100 | 118.83 | 1 | 1 | 296.4259 | 346.4259 | 375.9399 | 396.4259 | 415.2559 | 425.9399 | 446.4259 | 465.2559 | 2045 | Intermediate | 20 | Prevailing local wages, Drive time, Local code requirements, Condition of existing electrical system, Need for additional wiring/switching, Presence of hazardous materials, Need for controls and/or zoning | 3 | 47 | 0.3845 | 2023 | Electric Baseboards are an established technology. We do not expect significant price changes over the coming decades
60 | 2023 | Residential | HVAC | Electric Baseboard | Electric Baseboard | Electricity | Electric Baseboard | 2023$ | Electric Baseboard |  | 0.033216 | 0.04298 | 0.04634 | Heating Capacity | Wattage | 350 | 1500 | 2500 | 2500 | 0 | 0 | 0 | N/A | N/A | 0 | 0 | 0 | 0 | 29.69 | 35.53 | 49.32 | 1 |  |  | 79.514 | 100 | 118.83 | 1 | 1 | 296.4259 | 346.4259 | 375.9399 | 396.4259 | 415.2559 | 425.9399 | 446.4259 | 465.2559 | 2050 | Intermediate | 20 | Prevailing local wages, Drive time, Local code requirements, Condition of existing electrical system, Need for additional wiring/switching, Presence of hazardous materials, Need for controls and/or zoning | 3 | 47 | 0.3845 | 2023 | Electric Baseboards are an established technology. We do not expect significant price changes over the coming decades
60 | 2023 | Residential | HVAC | Electric Baseboard | Electric Baseboard | Electricity | Electric Baseboard | 2023$ | Electric Baseboard |  | 0.033216 | 0.04298 | 0.04634 | Heating Capacity | Wattage | 350 | 1500 | 2500 | 2500 | 0 | 0 | 0 | N/A | N/A | 0 | 0 | 0 | 0 | 29.69 | 35.53 | 49.32 | 1 |  |  | 79.514 | 100 | 118.83 | 1 | 1 | 296.4259 | 346.4259 | 375.9399 | 396.4259 | 415.2559 | 425.9399 | 446.4259 | 465.2559 | 2023 | Advanced | 20 | Prevailing local wages, Drive time, Local code requirements, Condition of existing electrical system, Need for additional wiring/switching, Presence of hazardous materials, Need for controls and/or zoning | 3 | 47 | 0.3845 | 2023 | Electric Baseboards are an established technology. We do not expect significant price changes over the coming decades
60 | 2023 | Residential | HVAC | Electric Baseboard | Electric Baseboard | Electricity | Electric Baseboard | 2023$ | Electric Baseboard |  | 0.033216 | 0.04298 | 0.04634 | Heating Capacity | Wattage | 350 | 1500 | 2500 | 2500 | 0 | 0 | 0 | N/A | N/A | 0 | 0 | 0 | 0 | 29.69 | 35.53 | 49.32 | 1 |  |  | 79.514 | 100 | 118.83 | 1 | 1 | 296.4259 | 346.4259 | 375.9399 | 396.4259 | 415.2559 | 425.9399 | 446.4259 | 465.2559 | 2030 | Advanced | 20 | Prevailing local wages, Drive time, Local code requirements, Condition of existing electrical system, Need for additional wiring/switching, Presence of hazardous materials, Need for controls and/or zoning | 3 | 47 | 0.3845 | 2023 | Electric Baseboards are an established technology. We do not expect significant price changes over the coming decades
60 | 2023 | Residential | HVAC | Electric Baseboard | Electric Baseboard | Electricity | Electric Baseboard | 2023$ | Electric Baseboard |  | 0.033216 | 0.04298 | 0.04634 | Heating Capacity | Wattage | 350 | 1500 | 2500 | 2500 | 0 | 0 | 0 | N/A | N/A | 0 | 0 | 0 | 0 | 29.69 | 35.53 | 49.32 | 1 |  |  | 79.514 | 100 | 118.83 | 1 | 1 | 296.4259 | 346.4259 | 375.9399 | 396.4259 | 415.2559 | 425.9399 | 446.4259 | 465.2559 | 2035 | Advanced | 20 | Prevailing local wages, Drive time, Local code requirements, Condition of existing electrical system, Need for additional wiring/switching, Presence of hazardous materials, Need for controls and/or zoning | 3 | 47 | 0.3845 | 2023 | Electric Baseboards are an established technology. We do not expect significant price changes over the coming decades
60 | 2023 | Residential | HVAC | Electric Baseboard | Electric Baseboard | Electricity | Electric Baseboard | 2023$ | Electric Baseboard |  | 0.033216 | 0.04298 | 0.04634 | Heating Capacity | Wattage | 350 | 1500 | 2500 | 2500 | 0 | 0 | 0 | N/A | N/A | 0 | 0 | 0 | 0 | 29.69 | 35.53 | 49.32 | 1 |  |  | 79.514 | 100 | 118.83 | 1 | 1 | 296.4259 | 346.4259 | 375.9399 | 396.4259 | 415.2559 | 425.9399 | 446.4259 | 465.2559 | 2040 | Advanced | 20 | Prevailing local wages, Drive time, Local code requirements, Condition of existing electrical system, Need for additional wiring/switching, Presence of hazardous materials, Need for controls and/or zoning | 3 | 47 | 0.3845 | 2023 | Electric Baseboards are an established technology. We do not expect significant price changes over the coming decades
60 | 2023 | Residential | HVAC | Electric Baseboard | Electric Baseboard | Electricity | Electric Baseboard | 2023$ | Electric Baseboard |  | 0.033216 | 0.04298 | 0.04634 | Heating Capacity | Wattage | 350 | 1500 | 2500 | 2500 | 0 | 0 | 0 | N/A | N/A | 0 | 0 | 0 | 0 | 29.69 | 35.53 | 49.32 | 1 |  |  | 79.514 | 100 | 118.83 | 1 | 1 | 296.4259 | 346.4259 | 375.9399 | 396.4259 | 415.2559 | 425.9399 | 446.4259 | 465.2559 | 2045 | Advanced | 20 | Prevailing local wages, Drive time, Local code requirements, Condition of existing electrical system, Need for additional wiring/switching, Presence of hazardous materials, Need for controls and/or zoning | 3 | 47 | 0.3845 | 2023 | Electric Baseboards are an established technology. We do not expect significant price changes over the coming decades
60 | 2023 | Residential | HVAC | Electric Baseboard | Electric Baseboard | Electricity | Electric Baseboard | 2023$ | Electric Baseboard |  | 0.033216 | 0.04298 | 0.04634 | Heating Capacity | Wattage | 350 | 1500 | 2500 | 2500 | 0 | 0 | 0 | N/A | N/A | 0 | 0 | 0 | 0 | 29.69 | 35.53 | 49.32 | 1 |  |  | 79.514 | 100 | 118.83 | 1 | 1 | 296.4259 | 346.4259 | 375.9399 | 396.4259 | 415.2559 | 425.9399 | 446.4259 | 465.2559 | 2050 | Advanced | 20 | Prevailing local wages, Drive time, Local code requirements, Condition of existing electrical system, Need for additional wiring/switching, Presence of hazardous materials, Need for controls and/or zoning | 3 | 47 | 0.3845 | 2023 | Electric Baseboards are an established technology. We do not expect significant price changes over the coming decades
61 | 2023 | Residential | Cooking | Cooktop | Electric | Electricity | Electric Cooktops | 2023$ | Residential Electric Cooktops |  | 0 | 0 | 0 | Capacity | kW | 2.45 | 2.45 | 3.7 | 3.7 | 0 | 0 | 0 | Annual Energy Consumption | kWh/yr | 155 | 155 | 119 | 119 | 388 | 485 | 582 | 1 |  |  | 388 | 485 | 582 | 1 | 1 | 1.5 | 82.3 | 389.5 | 486.5 | 583.5 | 470.3 | 567.3 | 664.3 | 2023 | Reference | 17 | Prevailing local wages, Drive time, Local code requirements, Access, Incentive programs, Existing construction and materials, Moisture issues present, Brand recognition, Engineering and design fees, Condition of existing electrical system, Need for additional wiring / switching, Site assessment, Ceiling height | 2 | 5 | 0 | 2023
61 | 2023 | Residential | Cooking | Cooktop | Electric | Electricity | Electric Cooktops | 2023$ | Residential Electric Cooktops |  | 0 | 0 | 0 | Capacity | kW | 2.45 | 2.45 | 3.7 | 3.7 | 0 | 0 | 0 | Annual Energy Consumption | kWh/yr | 155 | 155 | 119 | 119 | 388 | 485 | 582 | 1 |  |  | 388 | 485 | 582 | 1 | 1 | 1.5 | 82.3 | 389.5 | 486.5 | 583.5 | 470.3 | 567.3 | 664.3 | 2030 | Reference | 17 | Prevailing local wages, Drive time, Local code requirements, Access, Incentive programs, Existing construction and materials, Moisture issues present, Brand recognition, Engineering and design fees, Condition of existing electrical system, Need for additional wiring / switching, Site assessment, Ceiling height | 2 | 5 | 0 | 2023 | 0
61 | 2023 | Residential | Cooking | Cooktop | Electric | Electricity | Electric Cooktops | 2023$ | Residential Electric Cooktops |  | 0 | 0 | 0 | Capacity | kW | 2.45 | 2.45 | 3.7 | 3.7 | 0 | 0 | 0 | Annual Energy Consumption | kWh/yr | 155 | 155 | 119 | 119 | 388 | 485 | 582 | 1 |  |  | 388 | 485 | 582 | 1 | 1 | 1.5 | 82.3 | 389.5 | 486.5 | 583.5 | 470.3 | 567.3 | 664.3 | 2035 | Reference | 17 | Prevailing local wages, Drive time, Local code requirements, Access, Incentive programs, Existing construction and materials, Moisture issues present, Brand recognition, Engineering and design fees, Condition of existing electrical system, Need for additional wiring / switching, Site assessment, Ceiling height | 2 | 5 | 0 | 2023 | 0
61 | 2023 | Residential | Cooking | Cooktop | Electric | Electricity | Electric Cooktops | 2023$ | Residential Electric Cooktops |  | 0 | 0 | 0 | Capacity | kW | 2.45 | 2.45 | 3.7 | 3.7 | 0 | 0 | 0 | Annual Energy Consumption | kWh/yr | 155 | 155 | 119 | 119 | 388 | 485 | 582 | 1 |  |  | 388 | 485 | 582 | 1 | 1 | 1.5 | 82.3 | 389.5 | 486.5 | 583.5 | 470.3 | 567.3 | 664.3 | 2040 | Reference | 17 | Prevailing local wages, Drive time, Local code requirements, Access, Incentive programs, Existing construction and materials, Moisture issues present, Brand recognition, Engineering and design fees, Condition of existing electrical system, Need for additional wiring / switching, Site assessment, Ceiling height | 2 | 5 | 0 | 2023 | 0
61 | 2023 | Residential | Cooking | Cooktop | Electric | Electricity | Electric Cooktops | 2023$ | Residential Electric Cooktops |  | 0 | 0 | 0 | Capacity | kW | 2.45 | 2.45 | 3.7 | 3.7 | 0 | 0 | 0 | Annual Energy Consumption | kWh/yr | 155 | 155 | 119 | 119 | 388 | 485 | 582 | 1 |  |  | 388 | 485 | 582 | 1 | 1 | 1.5 | 82.3 | 389.5 | 486.5 | 583.5 | 470.3 | 567.3 | 664.3 | 2045 | Reference | 17 | Prevailing local wages, Drive time, Local code requirements, Access, Incentive programs, Existing construction and materials, Moisture issues present, Brand recognition, Engineering and design fees, Condition of existing electrical system, Need for additional wiring / switching, Site assessment, Ceiling height | 2 | 5 | 0 | 2023 | 0
61 | 2023 | Residential | Cooking | Cooktop | Electric | Electricity | Electric Cooktops | 2023$ | Residential Electric Cooktops |  | 0 | 0 | 0 | Capacity | kW | 2.45 | 2.45 | 3.7 | 3.7 | 0 | 0 | 0 | Annual Energy Consumption | kWh/yr | 155 | 155 | 119 | 119 | 388 | 485 | 582 | 1 |  |  | 388 | 485 | 582 | 1 | 1 | 1.5 | 82.3 | 389.5 | 486.5 | 583.5 | 470.3 | 567.3 | 664.3 | 2050 | Reference | 17 | Prevailing local wages, Drive time, Local code requirements, Access, Incentive programs, Existing construction and materials, Moisture issues present, Brand recognition, Engineering and design fees, Condition of existing electrical system, Need for additional wiring / switching, Site assessment, Ceiling height | 2 | 5 | 0 | 2023 | 0
61 | 2023 | Residential | Cooking | Cooktop | Electric | Electricity | Electric Cooktops | 2023$ | Residential Electric Cooktops |  | 0 | 0 | 0 | Capacity | kW | 2.45 | 2.45 | 3.7 | 3.7 | 0 | 0 | 0 | Annual Energy Consumption | kWh/yr | 155 | 155 | 119 | 119 | 388 | 485 | 582 | 1 |  |  | 388 | 485 | 582 | 1 | 1 | 1.5 | 82.3 | 389.5 | 486.5 | 583.5 | 470.3 | 567.3 | 664.3 | 2023 | Intermediate | 17 | Prevailing local wages, Drive time, Local code requirements, Access, Incentive programs, Existing construction and materials, Moisture issues present, Brand recognition, Engineering and design fees, Condition of existing electrical system, Need for additional wiring / switching, Site assessment, Ceiling height | 2 | 5 | 0 | 2023 | 0
61 | 2023 | Residential | Cooking | Cooktop | Electric | Electricity | Electric Cooktops | 2023$ | Residential Electric Cooktops |  | 0 | 0 | 0 | Capacity | kW | 2.45 | 2.45 | 3.7 | 3.7 | 0 | 0 | 0 | Annual Energy Consumption | kWh/yr | 155 | 155 | 119 | 119 | 388 | 485 | 582 | 1 |  |  | 388 | 485 | 582 | 1 | 1 | 1.5 | 82.3 | 389.5 | 486.5 | 583.5 | 470.3 | 567.3 | 664.3 | 2030 | Intermediate | 17 | Prevailing local wages, Drive time, Local code requirements, Access, Incentive programs, Existing construction and materials, Moisture issues present, Brand recognition, Engineering and design fees, Condition of existing electrical system, Need for additional wiring / switching, Site assessment, Ceiling height | 2 | 5 | 0 | 2023 | 0
61 | 2023 | Residential | Cooking | Cooktop | Electric | Electricity | Electric Cooktops | 2023$ | Residential Electric Cooktops |  | 0 | 0 | 0 | Capacity | kW | 2.45 | 2.45 | 3.7 | 3.7 | 0 | 0 | 0 | Annual Energy Consumption | kWh/yr | 155 | 155 | 119 | 119 | 388 | 485 | 582 | 1 |  |  | 388 | 485 | 582 | 1 | 1 | 1.5 | 82.3 | 389.5 | 486.5 | 583.5 | 470.3 | 567.3 | 664.3 | 2035 | Intermediate | 17 | Prevailing local wages, Drive time, Local code requirements, Access, Incentive programs, Existing construction and materials, Moisture issues present, Brand recognition, Engineering and design fees, Condition of existing electrical system, Need for additional wiring / switching, Site assessment, Ceiling height | 2 | 5 | 0 | 2023 | 0
61 | 2023 | Residential | Cooking | Cooktop | Electric | Electricity | Electric Cooktops | 2023$ | Residential Electric Cooktops |  | 0 | 0 | 0 | Capacity | kW | 2.45 | 2.45 | 3.7 | 3.7 | 0 | 0 | 0 | Annual Energy Consumption | kWh/yr | 155 | 155 | 119 | 119 | 388 | 485 | 582 | 1 |  |  | 388 | 485 | 582 | 1 | 1 | 1.5 | 82.3 | 389.5 | 486.5 | 583.5 | 470.3 | 567.3 | 664.3 | 2040 | Intermediate | 17 | Prevailing local wages, Drive time, Local code requirements, Access, Incentive programs, Existing construction and materials, Moisture issues present, Brand recognition, Engineering and design fees, Condition of existing electrical system, Need for additional wiring / switching, Site assessment, Ceiling height | 2 | 5 | 0 | 2023 | 0
61 | 2023 | Residential | Cooking | Cooktop | Electric | Electricity | Electric Cooktops | 2023$ | Residential Electric Cooktops |  | 0 | 0 | 0 | Capacity | kW | 2.45 | 2.45 | 3.7 | 3.7 | 0 | 0 | 0 | Annual Energy Consumption | kWh/yr | 155 | 155 | 119 | 119 | 388 | 485 | 582 | 1 |  |  | 388 | 485 | 582 | 1 | 1 | 1.5 | 82.3 | 389.5 | 486.5 | 583.5 | 470.3 | 567.3 | 664.3 | 2045 | Intermediate | 17 | Prevailing local wages, Drive time, Local code requirements, Access, Incentive programs, Existing construction and materials, Moisture issues present, Brand recognition, Engineering and design fees, Condition of existing electrical system, Need for additional wiring / switching, Site assessment, Ceiling height | 2 | 5 | 0 | 2023 | 0
61 | 2023 | Residential | Cooking | Cooktop | Electric | Electricity | Electric Cooktops | 2023$ | Residential Electric Cooktops |  | 0 | 0 | 0 | Capacity | kW | 2.45 | 2.45 | 3.7 | 3.7 | 0 | 0 | 0 | Annual Energy Consumption | kWh/yr | 155 | 155 | 119 | 119 | 388 | 485 | 582 | 1 |  |  | 388 | 485 | 582 | 1 | 1 | 1.5 | 82.3 | 389.5 | 486.5 | 583.5 | 470.3 | 567.3 | 664.3 | 2050 | Intermediate | 17 | Prevailing local wages, Drive time, Local code requirements, Access, Incentive programs, Existing construction and materials, Moisture issues present, Brand recognition, Engineering and design fees, Condition of existing electrical system, Need for additional wiring / switching, Site assessment, Ceiling height | 2 | 5 | 0 | 2023 | 0
61 | 2023 | Residential | Cooking | Cooktop | Electric | Electricity | Electric Cooktops | 2023$ | Residential Electric Cooktops |  | 0 | 0 | 0 | Capacity | kW | 2.45 | 2.45 | 3.7 | 3.7 | 0 | 0 | 0 | Annual Energy Consumption | kWh/yr | 155 | 155 | 119 | 119 | 388 | 485 | 582 | 1 |  |  | 388 | 485 | 582 | 1 | 1 | 1.5 | 82.3 | 389.5 | 486.5 | 583.5 | 470.3 | 567.3 | 664.3 | 2023 | Advanced | 17 | Prevailing local wages, Drive time, Local code requirements, Access, Incentive programs, Existing construction and materials, Moisture issues present, Brand recognition, Engineering and design fees, Condition of existing electrical system, Need for additional wiring / switching, Site assessment, Ceiling height | 2 | 5 | 0 | 2023 | 0
61 | 2023 | Residential | Cooking | Cooktop | Electric | Electricity | Electric Cooktops | 2023$ | Residential Electric Cooktops |  | 0 | 0 | 0 | Capacity | kW | 2.45 | 2.45 | 3.7 | 3.7 | 0 | 0 | 0 | Annual Energy Consumption | kWh/yr | 155 | 155 | 119 | 119 | 388 | 485 | 582 | 1 |  |  | 388 | 485 | 582 | 1 | 1 | 1.5 | 82.3 | 389.5 | 486.5 | 583.5 | 470.3 | 567.3 | 664.3 | 2030 | Advanced | 17 | Prevailing local wages, Drive time, Local code requirements, Access, Incentive programs, Existing construction and materials, Moisture issues present, Brand recognition, Engineering and design fees, Condition of existing electrical system, Need for additional wiring / switching, Site assessment, Ceiling height | 2 | 5 | 0 | 2023 | 0
61 | 2023 | Residential | Cooking | Cooktop | Electric | Electricity | Electric Cooktops | 2023$ | Residential Electric Cooktops |  | 0 | 0 | 0 | Capacity | kW | 2.45 | 2.45 | 3.7 | 3.7 | 0 | 0 | 0 | Annual Energy Consumption | kWh/yr | 155 | 155 | 119 | 119 | 388 | 485 | 582 | 1 |  |  | 388 | 485 | 582 | 1 | 1 | 1.5 | 82.3 | 389.5 | 486.5 | 583.5 | 470.3 | 567.3 | 664.3 | 2035 | Advanced | 17 | Prevailing local wages, Drive time, Local code requirements, Access, Incentive programs, Existing construction and materials, Moisture issues present, Brand recognition, Engineering and design fees, Condition of existing electrical system, Need for additional wiring / switching, Site assessment, Ceiling height | 2 | 5 | 0 | 2023 | 0
61 | 2023 | Residential | Cooking | Cooktop | Electric | Electricity | Electric Cooktops | 2023$ | Residential Electric Cooktops |  | 0 | 0 | 0 | Capacity | kW | 2.45 | 2.45 | 3.7 | 3.7 | 0 | 0 | 0 | Annual Energy Consumption | kWh/yr | 155 | 155 | 119 | 119 | 388 | 485 | 582 | 1 |  |  | 388 | 485 | 582 | 1 | 1 | 1.5 | 82.3 | 389.5 | 486.5 | 583.5 | 470.3 | 567.3 | 664.3 | 2040 | Advanced | 17 | Prevailing local wages, Drive time, Local code requirements, Access, Incentive programs, Existing construction and materials, Moisture issues present, Brand recognition, Engineering and design fees, Condition of existing electrical system, Need for additional wiring / switching, Site assessment, Ceiling height | 2 | 5 | 0 | 2023 | 0
61 | 2023 | Residential | Cooking | Cooktop | Electric | Electricity | Electric Cooktops | 2023$ | Residential Electric Cooktops |  | 0 | 0 | 0 | Capacity | kW | 2.45 | 2.45 | 3.7 | 3.7 | 0 | 0 | 0 | Annual Energy Consumption | kWh/yr | 155 | 155 | 119 | 119 | 388 | 485 | 582 | 1 |  |  | 388 | 485 | 582 | 1 | 1 | 1.5 | 82.3 | 389.5 | 486.5 | 583.5 | 470.3 | 567.3 | 664.3 | 2045 | Advanced | 17 | Prevailing local wages, Drive time, Local code requirements, Access, Incentive programs, Existing construction and materials, Moisture issues present, Brand recognition, Engineering and design fees, Condition of existing electrical system, Need for additional wiring / switching, Site assessment, Ceiling height | 2 | 5 | 0 | 2023 | 0
61 | 2023 | Residential | Cooking | Cooktop | Electric | Electricity | Electric Cooktops | 2023$ | Residential Electric Cooktops |  | 0 | 0 | 0 | Capacity | kW | 2.45 | 2.45 | 3.7 | 3.7 | 0 | 0 | 0 | Annual Energy Consumption | kWh/yr | 155 | 155 | 119 | 119 | 388 | 485 | 582 | 1 |  |  | 388 | 485 | 582 | 1 | 1 | 1.5 | 82.3 | 389.5 | 486.5 | 583.5 | 470.3 | 567.3 | 664.3 | 2050 | Advanced | 17 | Prevailing local wages, Drive time, Local code requirements, Access, Incentive programs, Existing construction and materials, Moisture issues present, Brand recognition, Engineering and design fees, Condition of existing electrical system, Need for additional wiring / switching, Site assessment, Ceiling height | 2 | 5 | 0 | 2023 | 0
62 | 2023 | Residential | Cooking | Oven | Electric | Electricity | Electric Oven | 2023$ |  | Residential Electric Oven | 0 | 0 | 0 | Capacity | kW | 2.7 | 2.7 | 3.4 | 3.4 | 0 | 0 | 0 | Annual Energy Consumption | kWh/yr | 355 | 355 | 278 | 278 | 520 | 650 | 780 | 1 |  |  | 520 | 650 | 780 | 1 | 1 | 255.44 | 336.24 | 775.44 | 905.44 | 1035.44 | 856.24 | 986.24 | 1116.24 | 2023 | Reference | 17 | Prevailing local wages, Drive time, Local code requirements, Access, Incentive programs, Existing construction and materials, Moisture issues present, Brand recognition, Engineering and design fees, Condition of existing electrical system, Need for additional wiring / switching, Site assessment, Ceiling height | 2 | 13 | 0 | 2023 | 1) Range demolition cost data was used for demolition cost
62 | 2023 | Residential | Cooking | Oven | Electric | Electricity | Electric Oven | 2023$ |  | Residential Electric Oven | 0 | 0 | 0 | Capacity | kW | 2.7 | 2.7 | 3.4 | 3.4 | 0 | 0 | 0 | Annual Energy Consumption | kWh/yr | 355 | 355 | 278 | 278 | 520 | 650 | 780 | 1 |  |  | 520 | 650 | 780 | 1 | 1 | 255.44 | 336.24 | 775.44 | 905.44 | 1035.44 | 856.24 | 986.24 | 1116.24 | 2030 | Reference | 17 | Prevailing local wages, Drive time, Local code requirements, Access, Incentive programs, Existing construction and materials, Moisture issues present, Brand recognition, Engineering and design fees, Condition of existing electrical system, Need for additional wiring / switching, Site assessment, Ceiling height | 2 | 13 | 0 | 2023 | 1) Range demolition cost data was used for demolition cost
62 | 2023 | Residential | Cooking | Oven | Electric | Electricity | Electric Oven | 2023$ |  | Residential Electric Oven | 0 | 0 | 0 | Capacity | kW | 2.7 | 2.7 | 3.4 | 3.4 | 0 | 0 | 0 | Annual Energy Consumption | kWh/yr | 355 | 355 | 278 | 278 | 520 | 650 | 780 | 1 |  |  | 520 | 650 | 780 | 1 | 1 | 255.44 | 336.24 | 775.44 | 905.44 | 1035.44 | 856.24 | 986.24 | 1116.24 | 2035 | Reference | 17 | Prevailing local wages, Drive time, Local code requirements, Access, Incentive programs, Existing construction and materials, Moisture issues present, Brand recognition, Engineering and design fees, Condition of existing electrical system, Need for additional wiring / switching, Site assessment, Ceiling height | 2 | 13 | 0 | 2023 | 1) Range demolition cost data was used for demolition cost
62 | 2023 | Residential | Cooking | Oven | Electric | Electricity | Electric Oven | 2023$ |  | Residential Electric Oven | 0 | 0 | 0 | Capacity | kW | 2.7 | 2.7 | 3.4 | 3.4 | 0 | 0 | 0 | Annual Energy Consumption | kWh/yr | 355 | 355 | 278 | 278 | 520 | 650 | 780 | 1 |  |  | 520 | 650 | 780 | 1 | 1 | 255.44 | 336.24 | 775.44 | 905.44 | 1035.44 | 856.24 | 986.24 | 1116.24 | 2040 | Reference | 17 | Prevailing local wages, Drive time, Local code requirements, Access, Incentive programs, Existing construction and materials, Moisture issues present, Brand recognition, Engineering and design fees, Condition of existing electrical system, Need for additional wiring / switching, Site assessment, Ceiling height | 2 | 13 | 0 | 2023 | 1) Range demolition cost data was used for demolition cost
62 | 2023 | Residential | Cooking | Oven | Electric | Electricity | Electric Oven | 2023$ |  | Residential Electric Oven | 0 | 0 | 0 | Capacity | kW | 2.7 | 2.7 | 3.4 | 3.4 | 0 | 0 | 0 | Annual Energy Consumption | kWh/yr | 355 | 355 | 278 | 278 | 520 | 650 | 780 | 1 |  |  | 520 | 650 | 780 | 1 | 1 | 255.44 | 336.24 | 775.44 | 905.44 | 1035.44 | 856.24 | 986.24 | 1116.24 | 2045 | Reference | 17 | Prevailing local wages, Drive time, Local code requirements, Access, Incentive programs, Existing construction and materials, Moisture issues present, Brand recognition, Engineering and design fees, Condition of existing electrical system, Need for additional wiring / switching, Site assessment, Ceiling height | 2 | 13 | 0 | 2023 | 1) Range demolition cost data was used for demolition cost
62 | 2023 | Residential | Cooking | Oven | Electric | Electricity | Electric Oven | 2023$ |  | Residential Electric Oven | 0 | 0 | 0 | Capacity | kW | 2.7 | 2.7 | 3.4 | 3.4 | 0 | 0 | 0 | Annual Energy Consumption | kWh/yr | 355 | 355 | 278 | 278 | 520 | 650 | 780 | 1 |  |  | 520 | 650 | 780 | 1 | 1 | 255.44 | 336.24 | 775.44 | 905.44 | 1035.44 | 856.24 | 986.24 | 1116.24 | 2050 | Reference | 17 | Prevailing local wages, Drive time, Local code requirements, Access, Incentive programs, Existing construction and materials, Moisture issues present, Brand recognition, Engineering and design fees, Condition of existing electrical system, Need for additional wiring / switching, Site assessment, Ceiling height | 2 | 13 | 0 | 2023 | 1) Range demolition cost data was used for demolition cost
62 | 2023 | Residential | Cooking | Oven | Electric | Electricity | Electric Oven | 2023$ |  | Residential Electric Oven | 0 | 0 | 0 | Capacity | kW | 2.7 | 2.7 | 3.4 | 3.4 | 0 | 0 | 0 | Annual Energy Consumption | kWh/yr | 355 | 355 | 278 | 278 | 520 | 650 | 780 | 1 |  |  | 520 | 650 | 780 | 1 | 1 | 255.44 | 336.24 | 775.44 | 905.44 | 1035.44 | 856.24 | 986.24 | 1116.24 | 2023 | Intermediate | 17 | Prevailing local wages, Drive time, Local code requirements, Access, Incentive programs, Existing construction and materials, Moisture issues present, Brand recognition, Engineering and design fees, Condition of existing electrical system, Need for additional wiring / switching, Site assessment, Ceiling height | 2 | 13 | 0 | 2023 | 1) Range demolition cost data was used for demolition cost
62 | 2023 | Residential | Cooking | Oven | Electric | Electricity | Electric Oven | 2023$ |  | Residential Electric Oven | 0 | 0 | 0 | Capacity | kW | 2.7 | 2.7 | 3.4 | 3.4 | 0 | 0 | 0 | Annual Energy Consumption | kWh/yr | 355 | 355 | 278 | 278 | 520 | 650 | 780 | 1 |  |  | 520 | 650 | 780 | 1 | 1 | 255.44 | 336.24 | 775.44 | 905.44 | 1035.44 | 856.24 | 986.24 | 1116.24 | 2030 | Intermediate | 17 | Prevailing local wages, Drive time, Local code requirements, Access, Incentive programs, Existing construction and materials, Moisture issues present, Brand recognition, Engineering and design fees, Condition of existing electrical system, Need for additional wiring / switching, Site assessment, Ceiling height | 2 | 13 | 0 | 2023 | 1) Range demolition cost data was used for demolition cost
62 | 2023 | Residential | Cooking | Oven | Electric | Electricity | Electric Oven | 2023$ |  | Residential Electric Oven | 0 | 0 | 0 | Capacity | kW | 2.7 | 2.7 | 3.4 | 3.4 | 0 | 0 | 0 | Annual Energy Consumption | kWh/yr | 355 | 355 | 278 | 278 | 520 | 650 | 780 | 1 |  |  | 520 | 650 | 780 | 1 | 1 | 255.44 | 336.24 | 775.44 | 905.44 | 1035.44 | 856.24 | 986.24 | 1116.24 | 2035 | Intermediate | 17 | Prevailing local wages, Drive time, Local code requirements, Access, Incentive programs, Existing construction and materials, Moisture issues present, Brand recognition, Engineering and design fees, Condition of existing electrical system, Need for additional wiring / switching, Site assessment, Ceiling height | 2 | 13 | 0 | 2023 | 1) Range demolition cost data was used for demolition cost
62 | 2023 | Residential | Cooking | Oven | Electric | Electricity | Electric Oven | 2023$ |  | Residential Electric Oven | 0 | 0 | 0 | Capacity | kW | 2.7 | 2.7 | 3.4 | 3.4 | 0 | 0 | 0 | Annual Energy Consumption | kWh/yr | 355 | 355 | 278 | 278 | 520 | 650 | 780 | 1 |  |  | 520 | 650 | 780 | 1 | 1 | 255.44 | 336.24 | 775.44 | 905.44 | 1035.44 | 856.24 | 986.24 | 1116.24 | 2040 | Intermediate | 17 | Prevailing local wages, Drive time, Local code requirements, Access, Incentive programs, Existing construction and materials, Moisture issues present, Brand recognition, Engineering and design fees, Condition of existing electrical system, Need for additional wiring / switching, Site assessment, Ceiling height | 2 | 13 | 0 | 2023 | 1) Range demolition cost data was used for demolition cost
62 | 2023 | Residential | Cooking | Oven | Electric | Electricity | Electric Oven | 2023$ |  | Residential Electric Oven | 0 | 0 | 0 | Capacity | kW | 2.7 | 2.7 | 3.4 | 3.4 | 0 | 0 | 0 | Annual Energy Consumption | kWh/yr | 355 | 355 | 278 | 278 | 520 | 650 | 780 | 1 |  |  | 520 | 650 | 780 | 1 | 1 | 255.44 | 336.24 | 775.44 | 905.44 | 1035.44 | 856.24 | 986.24 | 1116.24 | 2045 | Intermediate | 17 | Prevailing local wages, Drive time, Local code requirements, Access, Incentive programs, Existing construction and materials, Moisture issues present, Brand recognition, Engineering and design fees, Condition of existing electrical system, Need for additional wiring / switching, Site assessment, Ceiling height | 2 | 13 | 0 | 2023 | 1) Range demolition cost data was used for demolition cost
62 | 2023 | Residential | Cooking | Oven | Electric | Electricity | Electric Oven | 2023$ |  | Residential Electric Oven | 0 | 0 | 0 | Capacity | kW | 2.7 | 2.7 | 3.4 | 3.4 | 0 | 0 | 0 | Annual Energy Consumption | kWh/yr | 355 | 355 | 278 | 278 | 520 | 650 | 780 | 1 |  |  | 520 | 650 | 780 | 1 | 1 | 255.44 | 336.24 | 775.44 | 905.44 | 1035.44 | 856.24 | 986.24 | 1116.24 | 2050 | Intermediate | 17 | Prevailing local wages, Drive time, Local code requirements, Access, Incentive programs, Existing construction and materials, Moisture issues present, Brand recognition, Engineering and design fees, Condition of existing electrical system, Need for additional wiring / switching, Site assessment, Ceiling height | 2 | 13 | 0 | 2023 | 1) Range demolition cost data was used for demolition cost
62 | 2023 | Residential | Cooking | Oven | Electric | Electricity | Electric Oven | 2023$ |  | Residential Electric Oven | 0 | 0 | 0 | Capacity | kW | 2.7 | 2.7 | 3.4 | 3.4 | 0 | 0 | 0 | Annual Energy Consumption | kWh/yr | 355 | 355 | 278 | 278 | 520 | 650 | 780 | 1 |  |  | 520 | 650 | 780 | 1 | 1 | 255.44 | 336.24 | 775.44 | 905.44 | 1035.44 | 856.24 | 986.24 | 1116.24 | 2023 | Advanced | 17 | Prevailing local wages, Drive time, Local code requirements, Access, Incentive programs, Existing construction and materials, Moisture issues present, Brand recognition, Engineering and design fees, Condition of existing electrical system, Need for additional wiring / switching, Site assessment, Ceiling height | 2 | 13 | 0 | 2023 | 1) Range demolition cost data was used for demolition cost
62 | 2023 | Residential | Cooking | Oven | Electric | Electricity | Electric Oven | 2023$ |  | Residential Electric Oven | 0 | 0 | 0 | Capacity | kW | 2.7 | 2.7 | 3.4 | 3.4 | 0 | 0 | 0 | Annual Energy Consumption | kWh/yr | 355 | 355 | 278 | 278 | 520 | 650 | 780 | 1 |  |  | 520 | 650 | 780 | 1 | 1 | 255.44 | 336.24 | 775.44 | 905.44 | 1035.44 | 856.24 | 986.24 | 1116.24 | 2030 | Advanced | 17 | Prevailing local wages, Drive time, Local code requirements, Access, Incentive programs, Existing construction and materials, Moisture issues present, Brand recognition, Engineering and design fees, Condition of existing electrical system, Need for additional wiring / switching, Site assessment, Ceiling height | 2 | 13 | 0 | 2023 | 1) Range demolition cost data was used for demolition cost
62 | 2023 | Residential | Cooking | Oven | Electric | Electricity | Electric Oven | 2023$ |  | Residential Electric Oven | 0 | 0 | 0 | Capacity | kW | 2.7 | 2.7 | 3.4 | 3.4 | 0 | 0 | 0 | Annual Energy Consumption | kWh/yr | 355 | 355 | 278 | 278 | 520 | 650 | 780 | 1 |  |  | 520 | 650 | 780 | 1 | 1 | 255.44 | 336.24 | 775.44 | 905.44 | 1035.44 | 856.24 | 986.24 | 1116.24 | 2035 | Advanced | 17 | Prevailing local wages, Drive time, Local code requirements, Access, Incentive programs, Existing construction and materials, Moisture issues present, Brand recognition, Engineering and design fees, Condition of existing electrical system, Need for additional wiring / switching, Site assessment, Ceiling height | 2 | 13 | 0 | 2023 | 1) Range demolition cost data was used for demolition cost
62 | 2023 | Residential | Cooking | Oven | Electric | Electricity | Electric Oven | 2023$ |  | Residential Electric Oven | 0 | 0 | 0 | Capacity | kW | 2.7 | 2.7 | 3.4 | 3.4 | 0 | 0 | 0 | Annual Energy Consumption | kWh/yr | 355 | 355 | 278 | 278 | 520 | 650 | 780 | 1 |  |  | 520 | 650 | 780 | 1 | 1 | 255.44 | 336.24 | 775.44 | 905.44 | 1035.44 | 856.24 | 986.24 | 1116.24 | 2040 | Advanced | 17 | Prevailing local wages, Drive time, Local code requirements, Access, Incentive programs, Existing construction and materials, Moisture issues present, Brand recognition, Engineering and design fees, Condition of existing electrical system, Need for additional wiring / switching, Site assessment, Ceiling height | 2 | 13 | 0 | 2023 | 1) Range demolition cost data was used for demolition cost
62 | 2023 | Residential | Cooking | Oven | Electric | Electricity | Electric Oven | 2023$ |  | Residential Electric Oven | 0 | 0 | 0 | Capacity | kW | 2.7 | 2.7 | 3.4 | 3.4 | 0 | 0 | 0 | Annual Energy Consumption | kWh/yr | 355 | 355 | 278 | 278 | 520 | 650 | 780 | 1 |  |  | 520 | 650 | 780 | 1 | 1 | 255.44 | 336.24 | 775.44 | 905.44 | 1035.44 | 856.24 | 986.24 | 1116.24 | 2045 | Advanced | 17 | Prevailing local wages, Drive time, Local code requirements, Access, Incentive programs, Existing construction and materials, Moisture issues present, Brand recognition, Engineering and design fees, Condition of existing electrical system, Need for additional wiring / switching, Site assessment, Ceiling height | 2 | 13 | 0 | 2023 | 1) Range demolition cost data was used for demolition cost
62 | 2023 | Residential | Cooking | Oven | Electric | Electricity | Electric Oven | 2023$ |  | Residential Electric Oven | 0 | 0 | 0 | Capacity | kW | 2.7 | 2.7 | 3.4 | 3.4 | 0 | 0 | 0 | Annual Energy Consumption | kWh/yr | 355 | 355 | 278 | 278 | 520 | 650 | 780 | 1 |  |  | 520 | 650 | 780 | 1 | 1 | 255.44 | 336.24 | 775.44 | 905.44 | 1035.44 | 856.24 | 986.24 | 1116.24 | 2050 | Advanced | 17 | Prevailing local wages, Drive time, Local code requirements, Access, Incentive programs, Existing construction and materials, Moisture issues present, Brand recognition, Engineering and design fees, Condition of existing electrical system, Need for additional wiring / switching, Site assessment, Ceiling height | 2 | 13 | 0 | 2023 | 1) Range demolition cost data was used for demolition cost
63 | 2023 | Residential |  | Electric Panel 100-150 A | Electric Panel 100-150 A | Electricity | Electric Panel 100-150 A | 2023$ | Electric Panel 100-150 A |  | 0 | 0 | 0 | N/A | N/A | 0 | 0 | 0 | 0 | 0 | 0 | 0 | N/A | N/A | 0 | 0 | 0 | 0 | 77.442 | 114 | 154.8 | 1 |  |  | 77.442 | 114 | 154.8 | 6.6291 | 6.6291 | 0 | 0 | 513.3675 | 755.7126 | 1026.1781 | 513.3675 | 755.7126 | 1026.1781 | 2023 | Reference | 40 | Prevailing local wages, Drive time, Local code requirements, Access, Existing construction and materials, Condition of existing electrical system, Need for additional wiring/switching | 3 | 53 | 0 | 2023
63 | 2023 | Residential | Electrification | Electric Panel 100-150 A | Electric Panel 100-150 A | Electricity | Electric Panel 100-150 A | 2023$ | Electric Panel 100-150 A |  | 0 | 0 | 0 | N/A | N/A | 0 | 0 | 0 | 0 | 0 | 0 | 0 | N/A | N/A | 0 | 0 | 0 | 0 | 77.442 | 114 | 154.8 | 1 |  |  | 77.442 | 114 | 154.8 | 6.6291 | 6.6291 | 0 | 0 | 513.3675 | 755.7126 | 1026.1781 | 513.3675 | 755.7126 | 1026.1781 | 2030 | Reference | 40 | Prevailing local wages, Drive time, Local code requirements, Condition of existing electrical system, Need for additional wiring/switching, Presence of hazardous materials, Need for controls and/or zoning | 3 | 53 | 0 | 2023
63 | 2023 | Residential | Electrification | Electric Panel 100-150 A | Electric Panel 100-150 A | Electricity | Electric Panel 100-150 A | 2023$ | Electric Panel 100-150 A |  | 0 | 0 | 0 | N/A | N/A | 0 | 0 | 0 | 0 | 0 | 0 | 0 | N/A | N/A | 0 | 0 | 0 | 0 | 77.442 | 114 | 154.8 | 1 |  |  | 77.442 | 114 | 154.8 | 6.6291 | 6.6291 | 0 | 0 | 513.3675 | 755.7126 | 1026.1781 | 513.3675 | 755.7126 | 1026.1781 | 2035 | Reference | 40 | Prevailing local wages, Drive time, Local code requirements, Condition of existing electrical system, Need for additional wiring/switching, Presence of hazardous materials, Need for controls and/or zoning | 3 | 53 | 0 | 2023
63 | 2023 | Residential | Electrification | Electric Panel 100-150 A | Electric Panel 100-150 A | Electricity | Electric Panel 100-150 A | 2023$ | Electric Panel 100-150 A |  | 0 | 0 | 0 | N/A | N/A | 0 | 0 | 0 | 0 | 0 | 0 | 0 | N/A | N/A | 0 | 0 | 0 | 0 | 77.442 | 114 | 154.8 | 1 |  |  | 77.442 | 114 | 154.8 | 6.6291 | 6.6291 | 0 | 0 | 513.3675 | 755.7126 | 1026.1781 | 513.3675 | 755.7126 | 1026.1781 | 2040 | Reference | 40 | Prevailing local wages, Drive time, Local code requirements, Condition of existing electrical system, Need for additional wiring/switching, Presence of hazardous materials, Need for controls and/or zoning | 3 | 53 | 0 | 2023
63 | 2023 | Residential | Electrification | Electric Panel 100-150 A | Electric Panel 100-150 A | Electricity | Electric Panel 100-150 A | 2023$ | Electric Panel 100-150 A |  | 0 | 0 | 0 | N/A | N/A | 0 | 0 | 0 | 0 | 0 | 0 | 0 | N/A | N/A | 0 | 0 | 0 | 0 | 77.442 | 114 | 154.8 | 1 |  |  | 77.442 | 114 | 154.8 | 6.6291 | 6.6291 | 0 | 0 | 513.3675 | 755.7126 | 1026.1781 | 513.3675 | 755.7126 | 1026.1781 | 2045 | Reference | 40 | Prevailing local wages, Drive time, Local code requirements, Condition of existing electrical system, Need for additional wiring/switching, Presence of hazardous materials, Need for controls and/or zoning | 3 | 53 | 0 | 2023
63 | 2023 | Residential | Electrification | Electric Panel 100-150 A | Electric Panel 100-150 A | Electricity | Electric Panel 100-150 A | 2023$ | Electric Panel 100-150 A |  | 0 | 0 | 0 | N/A | N/A | 0 | 0 | 0 | 0 | 0 | 0 | 0 | N/A | N/A | 0 | 0 | 0 | 0 | 77.442 | 114 | 154.8 | 1 |  |  | 77.442 | 114 | 154.8 | 6.6291 | 6.6291 | 0 | 0 | 513.3675 | 755.7126 | 1026.1781 | 513.3675 | 755.7126 | 1026.1781 | 2050 | Reference | 40 | Prevailing local wages, Drive time, Local code requirements, Condition of existing electrical system, Need for additional wiring/switching, Presence of hazardous materials, Need for controls and/or zoning | 3 | 53 | 0 | 2023
63 | 2023 | Residential | Electrification | Electric Panel 100-150 A | Electric Panel 100-150 A | Electricity | Electric Panel 100-150 A | 2023$ | Electric Panel 100-150 A |  | 0 | 0 | 0 | N/A | N/A | 0 | 0 | 0 | 0 | 0 | 0 | 0 | N/A | N/A | 0 | 0 | 0 | 0 | 77.442 | 114 | 154.8 | 1 |  |  | 77.442 | 114 | 154.8 | 6.6291 | 6.6291 | 0 | 0 | 513.3675 | 755.7126 | 1026.1781 | 513.3675 | 755.7126 | 1026.1781 | 2023 | Intermediate | 40 | Prevailing local wages, Drive time, Local code requirements, Condition of existing electrical system, Need for additional wiring/switching, Presence of hazardous materials, Need for controls and/or zoning | 3 | 53 | 0 | 2023
63 | 2023 | Residential | Electrification | Electric Panel 100-150 A | Electric Panel 100-150 A | Electricity | Electric Panel 100-150 A | 2023$ | Electric Panel 100-150 A |  | 0 | 0 | 0 | N/A | N/A | 0 | 0 | 0 | 0 | 0 | 0 | 0 | N/A | N/A | 0 | 0 | 0 | 0 | 77.442 | 114 | 154.8 | 1 |  |  | 77.442 | 114 | 154.8 | 6.6291 | 6.6291 | 0 | 0 | 513.3675 | 755.7126 | 1026.1781 | 513.3675 | 755.7126 | 1026.1781 | 2030 | Intermediate | 40 | Prevailing local wages, Drive time, Local code requirements, Condition of existing electrical system, Need for additional wiring/switching, Presence of hazardous materials, Need for controls and/or zoning | 3 | 53 | 0 | 2023
63 | 2023 | Residential | Electrification | Electric Panel 100-150 A | Electric Panel 100-150 A | Electricity | Electric Panel 100-150 A | 2023$ | Electric Panel 100-150 A |  | 0 | 0 | 0 | N/A | N/A | 0 | 0 | 0 | 0 | 0 | 0 | 0 | N/A | N/A | 0 | 0 | 0 | 0 | 77.442 | 114 | 154.8 | 1 |  |  | 77.442 | 114 | 154.8 | 6.6291 | 6.6291 | 0 | 0 | 513.3675 | 755.7126 | 1026.1781 | 513.3675 | 755.7126 | 1026.1781 | 2035 | Intermediate | 40 | Prevailing local wages, Drive time, Local code requirements, Condition of existing electrical system, Need for additional wiring/switching, Presence of hazardous materials, Need for controls and/or zoning | 3 | 53 | 0 | 2023
63 | 2023 | Residential | Electrification | Electric Panel 100-150 A | Electric Panel 100-150 A | Electricity | Electric Panel 100-150 A | 2023$ | Electric Panel 100-150 A |  | 0 | 0 | 0 | N/A | N/A | 0 | 0 | 0 | 0 | 0 | 0 | 0 | N/A | N/A | 0 | 0 | 0 | 0 | 77.442 | 114 | 154.8 | 1 |  |  | 77.442 | 114 | 154.8 | 6.6291 | 6.6291 | 0 | 0 | 513.3675 | 755.7126 | 1026.1781 | 513.3675 | 755.7126 | 1026.1781 | 2040 | Intermediate | 40 | Prevailing local wages, Drive time, Local code requirements, Condition of existing electrical system, Need for additional wiring/switching, Presence of hazardous materials, Need for controls and/or zoning | 3 | 53 | 0 | 2023
63 | 2023 | Residential | Electrification | Electric Panel 100-150 A | Electric Panel 100-150 A | Electricity | Electric Panel 100-150 A | 2023$ | Electric Panel 100-150 A |  | 0 | 0 | 0 | N/A | N/A | 0 | 0 | 0 | 0 | 0 | 0 | 0 | N/A | N/A | 0 | 0 | 0 | 0 | 77.442 | 114 | 154.8 | 1 |  |  | 77.442 | 114 | 154.8 | 6.6291 | 6.6291 | 0 | 0 | 513.3675 | 755.7126 | 1026.1781 | 513.3675 | 755.7126 | 1026.1781 | 2045 | Intermediate | 40 | Prevailing local wages, Drive time, Local code requirements, Condition of existing electrical system, Need for additional wiring/switching, Presence of hazardous materials, Need for controls and/or zoning | 3 | 53 | 0 | 2023
63 | 2023 | Residential | Electrification | Electric Panel 100-150 A | Electric Panel 100-150 A | Electricity | Electric Panel 100-150 A | 2023$ | Electric Panel 100-150 A |  | 0 | 0 | 0 | N/A | N/A | 0 | 0 | 0 | 0 | 0 | 0 | 0 | N/A | N/A | 0 | 0 | 0 | 0 | 77.442 | 114 | 154.8 | 1 |  |  | 77.442 | 114 | 154.8 | 6.6291 | 6.6291 | 0 | 0 | 513.3675 | 755.7126 | 1026.1781 | 513.3675 | 755.7126 | 1026.1781 | 2050 | Intermediate | 40 | Prevailing local wages, Drive time, Local code requirements, Condition of existing electrical system, Need for additional wiring/switching, Presence of hazardous materials, Need for controls and/or zoning | 3 | 53 | 0 | 2023
63 | 2023 | Residential | Electrification | Electric Panel 100-150 A | Electric Panel 100-150 A | Electricity | Electric Panel 100-150 A | 2023$ | Electric Panel 100-150 A |  | 0 | 0 | 0 | N/A | N/A | 0 | 0 | 0 | 0 | 0 | 0 | 0 | N/A | N/A | 0 | 0 | 0 | 0 | 77.442 | 114 | 154.8 | 1 |  |  | 77.442 | 114 | 154.8 | 6.6291 | 6.6291 | 0 | 0 | 513.3675 | 755.7126 | 1026.1781 | 513.3675 | 755.7126 | 1026.1781 | 2023 | Advanced | 40 | Prevailing local wages, Drive time, Local code requirements, Condition of existing electrical system, Need for additional wiring/switching, Presence of hazardous materials, Need for controls and/or zoning | 3 | 53 | 0 | 2023
63 | 2023 | Residential | Electrification | Electric Panel 100-150 A | Electric Panel 100-150 A | Electricity | Electric Panel 100-150 A | 2023$ | Electric Panel 100-150 A |  | 0 | 0 | 0 | N/A | N/A | 0 | 0 | 0 | 0 | 0 | 0 | 0 | N/A | N/A | 0 | 0 | 0 | 0 | 77.442 | 114 | 154.8 | 1 |  |  | 77.442 | 114 | 154.8 | 6.6291 | 6.6291 | 0 | 0 | 513.3675 | 755.7126 | 1026.1781 | 513.3675 | 755.7126 | 1026.1781 | 2030 | Advanced | 40 | Prevailing local wages, Drive time, Local code requirements, Condition of existing electrical system, Need for additional wiring/switching, Presence of hazardous materials, Need for controls and/or zoning | 3 | 53 | 0 | 2023
63 | 2023 | Residential | Electrification | Electric Panel 100-150 A | Electric Panel 100-150 A | Electricity | Electric Panel 100-150 A | 2023$ | Electric Panel 100-150 A |  | 0 | 0 | 0 | N/A | N/A | 0 | 0 | 0 | 0 | 0 | 0 | 0 | N/A | N/A | 0 | 0 | 0 | 0 | 77.442 | 114 | 154.8 | 1 |  |  | 77.442 | 114 | 154.8 | 6.6291 | 6.6291 | 0 | 0 | 513.3675 | 755.7126 | 1026.1781 | 513.3675 | 755.7126 | 1026.1781 | 2035 | Advanced | 40 | Prevailing local wages, Drive time, Local code requirements, Condition of existing electrical system, Need for additional wiring/switching, Presence of hazardous materials, Need for controls and/or zoning | 3 | 53 | 0 | 2023
63 | 2023 | Residential | Electrification | Electric Panel 100-150 A | Electric Panel 100-150 A | Electricity | Electric Panel 100-150 A | 2023$ | Electric Panel 100-150 A |  | 0 | 0 | 0 | N/A | N/A | 0 | 0 | 0 | 0 | 0 | 0 | 0 | N/A | N/A | 0 | 0 | 0 | 0 | 77.442 | 114 | 154.8 | 1 |  |  | 77.442 | 114 | 154.8 | 6.6291 | 6.6291 | 0 | 0 | 513.3675 | 755.7126 | 1026.1781 | 513.3675 | 755.7126 | 1026.1781 | 2040 | Advanced | 40 | Prevailing local wages, Drive time, Local code requirements, Condition of existing electrical system, Need for additional wiring/switching, Presence of hazardous materials, Need for controls and/or zoning | 3 | 53 | 0 | 2023
63 | 2023 | Residential | Electrification | Electric Panel 100-150 A | Electric Panel 100-150 A | Electricity | Electric Panel 100-150 A | 2023$ | Electric Panel 100-150 A |  | 0 | 0 | 0 | N/A | N/A | 0 | 0 | 0 | 0 | 0 | 0 | 0 | N/A | N/A | 0 | 0 | 0 | 0 | 77.442 | 114 | 154.8 | 1 |  |  | 77.442 | 114 | 154.8 | 6.6291 | 6.6291 | 0 | 0 | 513.3675 | 755.7126 | 1026.1781 | 513.3675 | 755.7126 | 1026.1781 | 2045 | Advanced | 40 | Prevailing local wages, Drive time, Local code requirements, Condition of existing electrical system, Need for additional wiring/switching, Presence of hazardous materials, Need for controls and/or zoning | 3 | 53 | 0 | 2023
63 | 2023 | Residential | Electrification | Electric Panel 100-150 A | Electric Panel 100-150 A | Electricity | Electric Panel 100-150 A | 2023$ | Electric Panel 100-150 A |  | 0 | 0 | 0 | N/A | N/A | 0 | 0 | 0 | 0 | 0 | 0 | 0 | N/A | N/A | 0 | 0 | 0 | 0 | 77.442 | 114 | 154.8 | 1 |  |  | 77.442 | 114 | 154.8 | 6.6291 | 6.6291 | 0 | 0 | 513.3675 | 755.7126 | 1026.1781 | 513.3675 | 755.7126 | 1026.1781 | 2050 | Advanced | 40 | Prevailing local wages, Drive time, Local code requirements, Condition of existing electrical system, Need for additional wiring/switching, Presence of hazardous materials, Need for controls and/or zoning | 3 | 53 | 0 | 2023
64 | 2023 | Residential | Electrification | Electric Panel 200-225 A | Electric Panel 200-225 A | Electricity | Electric Panel 200-225 A | 2023$ | Electric Panel 200-225 A |  | 0 | 0 | 0 | N/A | N/A | 0 | 0 | 0 | 0 | 0 | 0 | 0 | N/A | N/A | 0 | 0 | 0 | 0 | 152.2 | 225.09 | 470.738 | 1 |  |  | 152.2 | 225.09 | 470.738 | 6.6291 | 6.6291 | 0 | 0 | 1008.9426 | 1492.1346 | 3120.5493 | 1008.9426 | 1492.1346 | 3120.5493 | 2023 | Reference | 40 | Prevailing local wages, Drive time, Local code requirements, Access, Existing construction and materials, Condition of existing electrical system, Need for additional wiring/switching | 3 | 98 | 0 | 2023
64 | 2023 | Residential | Electrification | Electric Panel 200-225 A | Electric Panel 200-225 A | Electricity | Electric Panel 200-225 A | 2023$ | Electric Panel 200-225 A |  | 0 | 0 | 0 | N/A | N/A | 0 | 0 | 0 | 0 | 0 | 0 | 0 | N/A | N/A | 0 | 0 | 0 | 0 | 152.2 | 225.09 | 470.738 | 1 |  |  | 152.2 | 225.09 | 470.738 | 6.6291 | 6.6291 | 0 | 0 | 1008.9426 | 1492.1346 | 3120.5493 | 1008.9426 | 1492.1346 | 3120.5493 | 2030 | Reference | 40 | Prevailing local wages, Drive time, Local code requirements, Condition of existing electrical system, Need for additional wiring/switching, Presence of hazardous materials, Need for controls and/or zoning | 3 | 98 | 0 | 2023
64 | 2023 | Residential | Electrification | Electric Panel 200-225 A | Electric Panel 200-225 A | Electricity | Electric Panel 200-225 A | 2023$ | Electric Panel 200-225 A |  | 0 | 0 | 0 | N/A | N/A | 0 | 0 | 0 | 0 | 0 | 0 | 0 | N/A | N/A | 0 | 0 | 0 | 0 | 152.2 | 225.09 | 470.738 | 1 |  |  | 152.2 | 225.09 | 470.738 | 6.6291 | 6.6291 | 0 | 0 | 1008.9426 | 1492.1346 | 3120.5493 | 1008.9426 | 1492.1346 | 3120.5493 | 2035 | Reference | 40 | Prevailing local wages, Drive time, Local code requirements, Condition of existing electrical system, Need for additional wiring/switching, Presence of hazardous materials, Need for controls and/or zoning | 3 | 98 | 0 | 2023
64 | 2023 | Residential | Electrification | Electric Panel 200-225 A | Electric Panel 200-225 A | Electricity | Electric Panel 200-225 A | 2023$ | Electric Panel 200-225 A |  | 0 | 0 | 0 | N/A | N/A | 0 | 0 | 0 | 0 | 0 | 0 | 0 | N/A | N/A | 0 | 0 | 0 | 0 | 152.2 | 225.09 | 470.738 | 1 |  |  | 152.2 | 225.09 | 470.738 | 6.6291 | 6.6291 | 0 | 0 | 1008.9426 | 1492.1346 | 3120.5493 | 1008.9426 | 1492.1346 | 3120.5493 | 2040 | Reference | 40 | Prevailing local wages, Drive time, Local code requirements, Condition of existing electrical system, Need for additional wiring/switching, Presence of hazardous materials, Need for controls and/or zoning | 3 | 98 | 0 | 2023
64 | 2023 | Residential | Electrification | Electric Panel 200-225 A | Electric Panel 200-225 A | Electricity | Electric Panel 200-225 A | 2023$ | Electric Panel 200-225 A |  | 0 | 0 | 0 | N/A | N/A | 0 | 0 | 0 | 0 | 0 | 0 | 0 | N/A | N/A | 0 | 0 | 0 | 0 | 152.2 | 225.09 | 470.738 | 1 |  |  | 152.2 | 225.09 | 470.738 | 6.6291 | 6.6291 | 0 | 0 | 1008.9426 | 1492.1346 | 3120.5493 | 1008.9426 | 1492.1346 | 3120.5493 | 2045 | Reference | 40 | Prevailing local wages, Drive time, Local code requirements, Condition of existing electrical system, Need for additional wiring/switching, Presence of hazardous materials, Need for controls and/or zoning | 3 | 98 | 0 | 2023
64 | 2023 | Residential | Electrification | Electric Panel 200-225 A | Electric Panel 200-225 A | Electricity | Electric Panel 200-225 A | 2023$ | Electric Panel 200-225 A |  | 0 | 0 | 0 | N/A | N/A | 0 | 0 | 0 | 0 | 0 | 0 | 0 | N/A | N/A | 0 | 0 | 0 | 0 | 152.2 | 225.09 | 470.738 | 1 |  |  | 152.2 | 225.09 | 470.738 | 6.6291 | 6.6291 | 0 | 0 | 1008.9426 | 1492.1346 | 3120.5493 | 1008.9426 | 1492.1346 | 3120.5493 | 2050 | Reference | 40 | Prevailing local wages, Drive time, Local code requirements, Condition of existing electrical system, Need for additional wiring/switching, Presence of hazardous materials, Need for controls and/or zoning | 3 | 98 | 0 | 2023
64 | 2023 | Residential | Electrification | Electric Panel 200-225 A | Electric Panel 200-225 A | Electricity | Electric Panel 200-225 A | 2023$ | Electric Panel 200-225 A |  | 0 | 0 | 0 | N/A | N/A | 0 | 0 | 0 | 0 | 0 | 0 | 0 | N/A | N/A | 0 | 0 | 0 | 0 | 152.2 | 225.09 | 470.738 | 1 |  |  | 152.2 | 225.09 | 470.738 | 6.6291 | 6.6291 | 0 | 0 | 1008.9426 | 1492.1346 | 3120.5493 | 1008.9426 | 1492.1346 | 3120.5493 | 2023 | Intermediate | 40 | Prevailing local wages, Drive time, Local code requirements, Condition of existing electrical system, Need for additional wiring/switching, Presence of hazardous materials, Need for controls and/or zoning | 3 | 98 | 0 | 2023
64 | 2023 | Residential | Electrification | Electric Panel 200-225 A | Electric Panel 200-225 A | Electricity | Electric Panel 200-225 A | 2023$ | Electric Panel 200-225 A |  | 0 | 0 | 0 | N/A | N/A | 0 | 0 | 0 | 0 | 0 | 0 | 0 | N/A | N/A | 0 | 0 | 0 | 0 | 152.2 | 225.09 | 470.738 | 1 |  |  | 152.2 | 225.09 | 470.738 | 6.6291 | 6.6291 | 0 | 0 | 1008.9426 | 1492.1346 | 3120.5493 | 1008.9426 | 1492.1346 | 3120.5493 | 2030 | Intermediate | 40 | Prevailing local wages, Drive time, Local code requirements, Condition of existing electrical system, Need for additional wiring/switching, Presence of hazardous materials, Need for controls and/or zoning | 3 | 98 | 0 | 2023
64 | 2023 | Residential | Electrification | Electric Panel 200-225 A | Electric Panel 200-225 A | Electricity | Electric Panel 200-225 A | 2023$ | Electric Panel 200-225 A |  | 0 | 0 | 0 | N/A | N/A | 0 | 0 | 0 | 0 | 0 | 0 | 0 | N/A | N/A | 0 | 0 | 0 | 0 | 152.2 | 225.09 | 470.738 | 1 |  |  | 152.2 | 225.09 | 470.738 | 6.6291 | 6.6291 | 0 | 0 | 1008.9426 | 1492.1346 | 3120.5493 | 1008.9426 | 1492.1346 | 3120.5493 | 2035 | Intermediate | 40 | Prevailing local wages, Drive time, Local code requirements, Condition of existing electrical system, Need for additional wiring/switching, Presence of hazardous materials, Need for controls and/or zoning | 3 | 98 | 0 | 2023
64 | 2023 | Residential | Electrification | Electric Panel 200-225 A | Electric Panel 200-225 A | Electricity | Electric Panel 200-225 A | 2023$ | Electric Panel 200-225 A |  | 0 | 0 | 0 | N/A | N/A | 0 | 0 | 0 | 0 | 0 | 0 | 0 | N/A | N/A | 0 | 0 | 0 | 0 | 152.2 | 225.09 | 470.738 | 1 |  |  | 152.2 | 225.09 | 470.738 | 6.6291 | 6.6291 | 0 | 0 | 1008.9426 | 1492.1346 | 3120.5493 | 1008.9426 | 1492.1346 | 3120.5493 | 2040 | Intermediate | 40 | Prevailing local wages, Drive time, Local code requirements, Condition of existing electrical system, Need for additional wiring/switching, Presence of hazardous materials, Need for controls and/or zoning | 3 | 98 | 0 | 2023
64 | 2023 | Residential | Electrification | Electric Panel 200-225 A | Electric Panel 200-225 A | Electricity | Electric Panel 200-225 A | 2023$ | Electric Panel 200-225 A |  | 0 | 0 | 0 | N/A | N/A | 0 | 0 | 0 | 0 | 0 | 0 | 0 | N/A | N/A | 0 | 0 | 0 | 0 | 152.2 | 225.09 | 470.738 | 1 |  |  | 152.2 | 225.09 | 470.738 | 6.6291 | 6.6291 | 0 | 0 | 1008.9426 | 1492.1346 | 3120.5493 | 1008.9426 | 1492.1346 | 3120.5493 | 2045 | Intermediate | 40 | Prevailing local wages, Drive time, Local code requirements, Condition of existing electrical system, Need for additional wiring/switching, Presence of hazardous materials, Need for controls and/or zoning | 3 | 98 | 0 | 2023
64 | 2023 | Residential | Electrification | Electric Panel 200-225 A | Electric Panel 200-225 A | Electricity | Electric Panel 200-225 A | 2023$ | Electric Panel 200-225 A |  | 0 | 0 | 0 | N/A | N/A | 0 | 0 | 0 | 0 | 0 | 0 | 0 | N/A | N/A | 0 | 0 | 0 | 0 | 152.2 | 225.09 | 470.738 | 1 |  |  | 152.2 | 225.09 | 470.738 | 6.6291 | 6.6291 | 0 | 0 | 1008.9426 | 1492.1346 | 3120.5493 | 1008.9426 | 1492.1346 | 3120.5493 | 2050 | Intermediate | 40 | Prevailing local wages, Drive time, Local code requirements, Condition of existing electrical system, Need for additional wiring/switching, Presence of hazardous materials, Need for controls and/or zoning | 3 | 98 | 0 | 2023
64 | 2023 | Residential | Electrification | Electric Panel 200-225 A | Electric Panel 200-225 A | Electricity | Electric Panel 200-225 A | 2023$ | Electric Panel 200-225 A |  | 0 | 0 | 0 | N/A | N/A | 0 | 0 | 0 | 0 | 0 | 0 | 0 | N/A | N/A | 0 | 0 | 0 | 0 | 152.2 | 225.09 | 470.738 | 1 |  |  | 152.2 | 225.09 | 470.738 | 6.6291 | 6.6291 | 0 | 0 | 1008.9426 | 1492.1346 | 3120.5493 | 1008.9426 | 1492.1346 | 3120.5493 | 2023 | Advanced | 40 | Prevailing local wages, Drive time, Local code requirements, Condition of existing electrical system, Need for additional wiring/switching, Presence of hazardous materials, Need for controls and/or zoning | 3 | 98 | 0 | 2023
64 | 2023 | Residential | Electrification | Electric Panel 200-225 A | Electric Panel 200-225 A | Electricity | Electric Panel 200-225 A | 2023$ | Electric Panel 200-225 A |  | 0 | 0 | 0 | N/A | N/A | 0 | 0 | 0 | 0 | 0 | 0 | 0 | N/A | N/A | 0 | 0 | 0 | 0 | 152.2 | 225.09 | 470.738 | 1 |  |  | 152.2 | 225.09 | 470.738 | 6.6291 | 6.6291 | 0 | 0 | 1008.9426 | 1492.1346 | 3120.5493 | 1008.9426 | 1492.1346 | 3120.5493 | 2030 | Advanced | 40 | Prevailing local wages, Drive time, Local code requirements, Condition of existing electrical system, Need for additional wiring/switching, Presence of hazardous materials, Need for controls and/or zoning | 3 | 98 | 0 | 2023
64 | 2023 | Residential | Electrification | Electric Panel 200-225 A | Electric Panel 200-225 A | Electricity | Electric Panel 200-225 A | 2023$ | Electric Panel 200-225 A |  | 0 | 0 | 0 | N/A | N/A | 0 | 0 | 0 | 0 | 0 | 0 | 0 | N/A | N/A | 0 | 0 | 0 | 0 | 152.2 | 225.09 | 470.738 | 1 |  |  | 152.2 | 225.09 | 470.738 | 6.6291 | 6.6291 | 0 | 0 | 1008.9426 | 1492.1346 | 3120.5493 | 1008.9426 | 1492.1346 | 3120.5493 | 2035 | Advanced | 40 | Prevailing local wages, Drive time, Local code requirements, Condition of existing electrical system, Need for additional wiring/switching, Presence of hazardous materials, Need for controls and/or zoning | 3 | 98 | 0 | 2023
64 | 2023 | Residential | Electrification | Electric Panel 200-225 A | Electric Panel 200-225 A | Electricity | Electric Panel 200-225 A | 2023$ | Electric Panel 200-225 A |  | 0 | 0 | 0 | N/A | N/A | 0 | 0 | 0 | 0 | 0 | 0 | 0 | N/A | N/A | 0 | 0 | 0 | 0 | 152.2 | 225.09 | 470.738 | 1 |  |  | 152.2 | 225.09 | 470.738 | 6.6291 | 6.6291 | 0 | 0 | 1008.9426 | 1492.1346 | 3120.5493 | 1008.9426 | 1492.1346 | 3120.5493 | 2040 | Advanced | 40 | Prevailing local wages, Drive time, Local code requirements, Condition of existing electrical system, Need for additional wiring/switching, Presence of hazardous materials, Need for controls and/or zoning | 3 | 98 | 0 | 2023
64 | 2023 | Residential | Electrification | Electric Panel 200-225 A | Electric Panel 200-225 A | Electricity | Electric Panel 200-225 A | 2023$ | Electric Panel 200-225 A |  | 0 | 0 | 0 | N/A | N/A | 0 | 0 | 0 | 0 | 0 | 0 | 0 | N/A | N/A | 0 | 0 | 0 | 0 | 152.2 | 225.09 | 470.738 | 1 |  |  | 152.2 | 225.09 | 470.738 | 6.6291 | 6.6291 | 0 | 0 | 1008.9426 | 1492.1346 | 3120.5493 | 1008.9426 | 1492.1346 | 3120.5493 | 2045 | Advanced | 40 | Prevailing local wages, Drive time, Local code requirements, Condition of existing electrical system, Need for additional wiring/switching, Presence of hazardous materials, Need for controls and/or zoning | 3 | 98 | 0 | 2023
64 | 2023 | Residential | Electrification | Electric Panel 200-225 A | Electric Panel 200-225 A | Electricity | Electric Panel 200-225 A | 2023$ | Electric Panel 200-225 A |  | 0 | 0 | 0 | N/A | N/A | 0 | 0 | 0 | 0 | 0 | 0 | 0 | N/A | N/A | 0 | 0 | 0 | 0 | 152.2 | 225.09 | 470.738 | 1 |  |  | 152.2 | 225.09 | 470.738 | 6.6291 | 6.6291 | 0 | 0 | 1008.9426 | 1492.1346 | 3120.5493 | 1008.9426 | 1492.1346 | 3120.5493 | 2050 | Advanced | 40 | Prevailing local wages, Drive time, Local code requirements, Condition of existing electrical system, Need for additional wiring/switching, Presence of hazardous materials, Need for controls and/or zoning | 3 | 98 | 0 | 2023
65 | 2023 | Residential | Electrification | EV Charger |  | Electricity | EV Charger | 2023$ | EV Charger |  | 20.2652 | 53.0116 | 52.0833 | Max Power | kW | 1.65 | 9.6 | 14.4 | 14.4 | 0 | 0 | 0 | N/A | N/A | 0 | 0 | 0 | 0 | 38.1718 | 12.8611 | 149 | 1 |  |  | 232.7173 | 521.7722 | 649 | 1.8574 | 0 | 0 | 0 | 432.2582 | 969.1602 | 1205.478 | 0 | 0 | 0 | 2023 | Reference | 10 | Prevailing local wages, Drive time, Local code requirements, Access, Existing construction and materials, Condition of existing electrical system, Need for additional wiring/switching | 4 | 61 | 0.3508 | 2023 | No retrofit scenario, relatively new product market and removal costs are not available. The projected manufacturing cost declines both increase driving range and lower EV purchase prices through 2050. Advanced case assumes an increased demand for EV's due to incentives and decreasing costs as more technology developments occur due to new EV infrastructure.
65 | 2023 | Residential | Electrification | EV Charger |  | Electricity | EV Charger | 2023$ | EV Charger |  | 20.2652 | 53.0116 | 52.0833 | Max Power | kW | 1.65 | 9.6 | 14.4 | 14.4 | 0 | 0 | 0 | N/A | N/A | 0 | 0 | 0 | 0 | 38.1718 | 12.8611 | 149 | 1 |  |  | 232.7173 | 521.7722 | 649 | 1.8574 | 0 | 0 | 0 | 432.2582 | 969.1602 | 1205.478 | 0 | 0 | 0 | 2030 | Reference | 10 | Prevailing local wages, Drive time, Local code requirements, Access, Existing construction and materials, Condition of existing electrical system, Need for additional wiring/switching | 4 | 61 | 0.3508 | 2023 | No retrofit scenario, relatively new product market and removal costs are not available. The projected manufacturing cost declines both increase driving range and lower EV purchase prices through 2050. Advanced case assumes an increased demand for EV's due to incentives and decreasing costs as more technology developments occur due to new EV infrastructure.
65 | 2023 | Residential | Electrification | EV Charger |  | Electricity | EV Charger | 2023$ | EV Charger |  | 20.2652 | 53.0116 | 52.0833 | Max Power | kW | 1.65 | 9.6 | 14.4 | 14.4 | 0 | 0 | 0 | N/A | N/A | 0 | 0 | 0 | 0 | 38.1718 | 12.8611 | 149 | 1 |  |  | 232.7173 | 521.7722 | 649 | 1.8574 | 0 | 0 | 0 | 432.2582 | 969.1602 | 1205.478 | 0 | 0 | 0 | 2035 | Reference | 10 | Prevailing local wages, Drive time, Local code requirements, Access, Existing construction and materials, Condition of existing electrical system, Need for additional wiring/switching | 4 | 61 | 0.3508 | 2023 | No retrofit scenario, relatively new product market and removal costs are not available. The projected manufacturing cost declines both increase driving range and lower EV purchase prices through 2050. Advanced case assumes an increased demand for EV's due to incentives and decreasing costs as more technology developments occur due to new EV infrastructure.
65 | 2023 | Residential | Electrification | EV Charger |  | Electricity | EV Charger | 2023$ | EV Charger |  | 20.2652 | 53.0116 | 52.0833 | Max Power | kW | 1.65 | 9.6 | 14.4 | 14.4 | 0 | 0 | 0 | N/A | N/A | 0 | 0 | 0 | 0 | 38.1718 | 12.8611 | 149 | 1 |  |  | 232.7173 | 521.7722 | 649 | 1.8574 | 0 | 0 | 0 | 432.2582 | 969.1602 | 1205.478 | 0 | 0 | 0 | 2040 | Reference | 10 | Prevailing local wages, Drive time, Local code requirements, Access, Existing construction and materials, Condition of existing electrical system, Need for additional wiring/switching | 4 | 61 | 0.3508 | 2023 | No retrofit scenario, relatively new product market and removal costs are not available. The projected manufacturing cost declines both increase driving range and lower EV purchase prices through 2050. Advanced case assumes an increased demand for EV's due to incentives and decreasing costs as more technology developments occur due to new EV infrastructure.
65 | 2023 | Residential | Electrification | EV Charger |  | Electricity | EV Charger | 2023$ | EV Charger |  | 20.2652 | 53.0116 | 52.0833 | Max Power | kW | 1.65 | 9.6 | 14.4 | 14.4 | 0 | 0 | 0 | N/A | N/A | 0 | 0 | 0 | 0 | 38.1718 | 12.8611 | 149 | 1 |  |  | 232.7173 | 521.7722 | 649 | 1.8574 | 0 | 0 | 0 | 432.2582 | 969.1602 | 1205.478 | 0 | 0 | 0 | 2045 | Reference | 10 | Prevailing local wages, Drive time, Local code requirements, Access, Existing construction and materials, Condition of existing electrical system, Need for additional wiring/switching | 4 | 61 | 0.3508 | 2023 | No retrofit scenario, relatively new product market and removal costs are not available. The projected manufacturing cost declines both increase driving range and lower EV purchase prices through 2050. Advanced case assumes an increased demand for EV's due to incentives and decreasing costs as more technology developments occur due to new EV infrastructure.
65 | 2023 | Residential | Electrification | EV Charger |  | Electricity | EV Charger | 2023$ | EV Charger |  | 20.2652 | 53.0116 | 52.0833 | Max Power | kW | 1.65 | 9.6 | 14.4 | 14.4 | 0 | 0 | 0 | N/A | N/A | 0 | 0 | 0 | 0 | 38.1718 | 12.8611 | 149 | 1 |  |  | 232.7173 | 521.7722 | 649 | 1.8574 | 0 | 0 | 0 | 432.2582 | 969.1602 | 1205.478 | 0 | 0 | 0 | 2050 | Reference | 10 | Prevailing local wages, Drive time, Local code requirements, Access, Existing construction and materials, Condition of existing electrical system, Need for additional wiring/switching | 4 | 61 | 0.3508 | 2023 | No retrofit scenario, relatively new product market and removal costs are not available. The projected manufacturing cost declines both increase driving range and lower EV purchase prices through 2050. Advanced case assumes an increased demand for EV's due to incentives and decreasing costs as more technology developments occur due to new EV infrastructure.
65 | 2023 | Residential | Electrification | EV Charger |  | Electricity | EV Charger | 2023$ | EV Charger |  | 20.2652 | 53.0116 | 52.0833 | Max Power | kW | 1.65 | 9.6 | 14.4 | 14.4 | 0 | 0 | 0 | N/A | N/A | 0 | 0 | 0 | 0 | 38.1718 | 12.8611 | 149 | 1 |  |  | 232.7173 | 521.7722 | 649 | 1.8574 | 0 | 0 | 0 | 432.2582 | 969.1602 | 1205.478 | 0 | 0 | 0 | 2023 | Intermediate | 10 | Prevailing local wages, Drive time, Local code requirements, Access, Existing construction and materials, Condition of existing electrical system, Need for additional wiring/switching | 4 | 61 | 0.3508 | 2023 | No retrofit scenario, relatively new product market and removal costs are not available. The projected manufacturing cost declines both increase driving range and lower EV purchase prices through 2050. Advanced case assumes an increased demand for EV's due to incentives and decreasing costs as more technology developments occur due to new EV infrastructure.
65 | 2023 | Residential | Electrification | EV Charger |  | Electricity | EV Charger | 2023$ | EV Charger |  | 19.2519 | 50.361 | 49.4792 | Max Power | kW | 1.65 | 9.6 | 14.4 | 14.4 | 0 | 0 | 0 | N/A | N/A | 0 | 0 | 0 | 0 | 36.2632 | 12.2181 | 141.55 | 1 |  |  | 221.0814 | 495.6836 | 616.55 | 1.8574 | 0 | 0 | 0 | 410.6453 | 920.7022 | 1145.2041 | 0 | 0 | 0 | 2030 | Intermediate | 10 | Prevailing local wages, Drive time, Local code requirements, Access, Existing construction and materials, Condition of existing electrical system, Need for additional wiring/switching | 4 | 61 | 0.3508 | 2023 | No retrofit scenario, relatively new product market and removal costs are not available. The projected manufacturing cost declines both increase driving range and lower EV purchase prices through 2050. Advanced case assumes an increased demand for EV's due to incentives and decreasing costs as more technology developments occur due to new EV infrastructure.
65 | 2023 | Residential | Electrification | EV Charger |  | Electricity | EV Charger | 2023$ | EV Charger |  | 18.7453 | 49.0357 | 48.1771 | Max Power | kW | 1.65 | 9.6 | 14.4 | 14.4 | 0 | 0 | 0 | N/A | N/A | 0 | 0 | 0 | 0 | 35.3089 | 11.8965 | 137.825 | 1 |  |  | 215.2635 | 482.6393 | 600.325 | 1.8574 | 0 | 0 | 0 | 399.8388 | 896.4732 | 1115.0672 | 0 | 0 | 0 | 2035 | Intermediate | 10 | Prevailing local wages, Drive time, Local code requirements, Access, Existing construction and materials, Condition of existing electrical system, Need for additional wiring/switching | 4 | 61 | 0.3508 | 2023 | No retrofit scenario, relatively new product market and removal costs are not available. The projected manufacturing cost declines both increase driving range and lower EV purchase prices through 2050. Advanced case assumes an increased demand for EV's due to incentives and decreasing costs as more technology developments occur due to new EV infrastructure.
65 | 2023 | Residential | Electrification | EV Charger |  | Electricity | EV Charger | 2023$ | EV Charger |  | 18.2386 | 47.7104 | 46.875 | Max Power | kW | 1.65 | 9.6 | 14.4 | 14.4 | 0 | 0 | 0 | N/A | N/A | 0 | 0 | 0 | 0 | 34.3546 | 11.575 | 134.1 | 1 |  |  | 209.4456 | 469.595 | 584.1 | 1.8574 | 0 | 0 | 0 | 389.0324 | 872.2442 | 1084.9302 | 0 | 0 | 0 | 2040 | Intermediate | 10 | Prevailing local wages, Drive time, Local code requirements, Access, Existing construction and materials, Condition of existing electrical system, Need for additional wiring/switching | 4 | 61 | 0.3508 | 2023 | No retrofit scenario, relatively new product market and removal costs are not available. The projected manufacturing cost declines both increase driving range and lower EV purchase prices through 2050. Advanced case assumes an increased demand for EV's due to incentives and decreasing costs as more technology developments occur due to new EV infrastructure.
65 | 2023 | Residential | Electrification | EV Charger |  | Electricity | EV Charger | 2023$ | EV Charger |  | 17.732 | 46.3851 | 45.5729 | Max Power | kW | 1.65 | 9.6 | 14.4 | 14.4 | 0 | 0 | 0 | N/A | N/A | 0 | 0 | 0 | 0 | 33.4003 | 11.2535 | 130.375 | 1 |  |  | 203.6276 | 456.5507 | 567.875 | 1.8574 | 0 | 0 | 0 | 378.2259 | 848.0152 | 1054.7933 | 0 | 0 | 0 | 2045 | Intermediate | 10 | Prevailing local wages, Drive time, Local code requirements, Access, Existing construction and materials, Condition of existing electrical system, Need for additional wiring/switching | 4 | 61 | 0.3508 | 2023 | No retrofit scenario, relatively new product market and removal costs are not available. The projected manufacturing cost declines both increase driving range and lower EV purchase prices through 2050. Advanced case assumes an increased demand for EV's due to incentives and decreasing costs as more technology developments occur due to new EV infrastructure.
65 | 2023 | Residential | Electrification | EV Charger |  | Electricity | EV Charger | 2023$ | EV Charger |  | 17.2254 | 45.0598 | 44.2708 | Max Power | kW | 1.65 | 9.6 | 14.4 | 14.4 | 0 | 0 | 0 | N/A | N/A | 0 | 0 | 0 | 0 | 32.446 | 10.9319 | 126.65 | 1 |  |  | 197.8097 | 443.5064 | 551.65 | 1.8574 | 0 | 0 | 0 | 367.4195 | 823.7862 | 1024.6563 | 0 | 0 | 0 | 2050 | Intermediate | 10 | Prevailing local wages, Drive time, Local code requirements, Access, Existing construction and materials, Condition of existing electrical system, Need for additional wiring/switching | 4 | 61 | 0.3508 | 2023 | No retrofit scenario, relatively new product market and removal costs are not available. The projected manufacturing cost declines both increase driving range and lower EV purchase prices through 2050. Advanced case assumes an increased demand for EV's due to incentives and decreasing costs as more technology developments occur due to new EV infrastructure.
65 | 2023 | Residential | Electrification | EV Charger |  | Electricity | EV Charger | 2023$ | EV Charger |  | 20.2652 | 53.0116 | 52.0833 | Max Power | kW | 1.65 | 9.6 | 14.4 | 14.4 | 0 | 0 | 0 | N/A | N/A | 0 | 0 | 0 | 0 | 38.1718 | 12.8611 | 149 | 1 |  |  | 232.7173 | 521.7722 | 649 | 1.8574 | 0 | 0 | 0 | 432.2582 | 969.1602 | 1205.478 | 0 | 0 | 0 | 2023 | Advanced | 10 | Prevailing local wages, Drive time, Local code requirements, Access, Existing construction and materials, Condition of existing electrical system, Need for additional wiring/switching | 4 | 61 | 0.3508 | 2023 | No retrofit scenario, relatively new product market and removal costs are not available. The projected manufacturing cost declines both increase driving range and lower EV purchase prices through 2050. Advanced case assumes an increased demand for EV's due to incentives and decreasing costs as more technology developments occur due to new EV infrastructure.
65 | 2023 | Residential | Electrification | EV Charger |  | Electricity | EV Charger | 2023$ | EV Charger |  | 18.2386 | 47.7104 | 46.875 | Max Power | kW | 1.65 | 9.6 | 14.4 | 14.4 | 0 | 0 | 0 | N/A | N/A | 0 | 0 | 0 | 0 | 34.3546 | 11.575 | 134.1 | 1 |  |  | 209.4456 | 469.595 | 584.1 | 1.8574 | 0 | 0 | 0 | 389.0324 | 872.2442 | 1084.9302 | 0 | 0 | 0 | 2030 | Advanced | 10 | Prevailing local wages, Drive time, Local code requirements, Access, Existing construction and materials, Condition of existing electrical system, Need for additional wiring/switching | 4 | 61 | 0.3508 | 2023 | No retrofit scenario, relatively new product market and removal costs are not available. The projected manufacturing cost declines both increase driving range and lower EV purchase prices through 2050. Advanced case assumes an increased demand for EV's due to incentives and decreasing costs as more technology developments occur due to new EV infrastructure.
65 | 2023 | Residential | Electrification | EV Charger |  | Electricity | EV Charger | 2023$ | EV Charger |  | 17.2254 | 45.0598 | 44.2708 | Max Power | kW | 1.65 | 9.6 | 14.4 | 14.4 | 0 | 0 | 0 | N/A | N/A | 0 | 0 | 0 | 0 | 32.446 | 10.9319 | 126.65 | 1 |  |  | 197.8097 | 443.5064 | 551.65 | 1.8574 | 0 | 0 | 0 | 367.4195 | 823.7862 | 1024.6563 | 0 | 0 | 0 | 2035 | Advanced | 10 | Prevailing local wages, Drive time, Local code requirements, Access, Existing construction and materials, Condition of existing electrical system, Need for additional wiring/switching | 4 | 61 | 0.3508 | 2023 | No retrofit scenario, relatively new product market and removal costs are not available. The projected manufacturing cost declines both increase driving range and lower EV purchase prices through 2050. Advanced case assumes an increased demand for EV's due to incentives and decreasing costs as more technology developments occur due to new EV infrastructure.
65 | 2023 | Residential | Electrification | EV Charger |  | Electricity | EV Charger | 2023$ | EV Charger |  | 16.2121 | 42.4093 | 41.6667 | Max Power | kW | 1.65 | 9.6 | 14.4 | 14.4 | 0 | 0 | 0 | N/A | N/A | 0 | 0 | 0 | 0 | 30.5374 | 10.2889 | 119.2 | 1 |  |  | 186.1738 | 417.4178 | 519.2 | 1.8574 | 0 | 0 | 0 | 345.8066 | 775.3281 | 964.3824 | 0 | 0 | 0 | 2040 | Advanced | 10 | Prevailing local wages, Drive time, Local code requirements, Access, Existing construction and materials, Condition of existing electrical system, Need for additional wiring/switching | 4 | 61 | 0.3508 | 2023 | No retrofit scenario, relatively new product market and removal costs are not available. The projected manufacturing cost declines both increase driving range and lower EV purchase prices through 2050. Advanced case assumes an increased demand for EV's due to incentives and decreasing costs as more technology developments occur due to new EV infrastructure.
65 | 2023 | Residential | Electrification | EV Charger |  | Electricity | EV Charger | 2023$ | EV Charger |  | 15.1989 | 39.7587 | 39.0625 | Max Power | kW | 1.65 | 9.6 | 14.4 | 14.4 | 0 | 0 | 0 | N/A | N/A | 0 | 0 | 0 | 0 | 28.6289 | 9.6458 | 111.75 | 1 |  |  | 174.538 | 391.3292 | 486.75 | 1.8574 | 0 | 0 | 0 | 324.1937 | 726.8701 | 904.1085 | 0 | 0 | 0 | 2045 | Advanced | 10 | Prevailing local wages, Drive time, Local code requirements, Access, Existing construction and materials, Condition of existing electrical system, Need for additional wiring/switching | 4 | 61 | 0.3508 | 2023 | No retrofit scenario, relatively new product market and removal costs are not available. The projected manufacturing cost declines both increase driving range and lower EV purchase prices through 2050. Advanced case assumes an increased demand for EV's due to incentives and decreasing costs as more technology developments occur due to new EV infrastructure.
65 | 2023 | Residential | Electrification | EV Charger |  | Electricity | EV Charger | 2023$ | EV Charger |  | 14.1856 | 37.1081 | 36.4583 | Max Power | kW | 1.65 | 9.6 | 14.4 | 14.4 | 0 | 0 | 0 | N/A | N/A | 0 | 0 | 0 | 0 | 26.7203 | 9.0028 | 104.3 | 1 |  |  | 162.9021 | 365.2406 | 454.3 | 1.8574 | 0 | 0 | 0 | 302.5807 | 678.4121 | 843.8346 | 0 | 0 | 0 | 2050 | Advanced | 10 | Prevailing local wages, Drive time, Local code requirements, Access, Existing construction and materials, Condition of existing electrical system, Need for additional wiring/switching | 4 | 61 | 0.3508 | 2023 | No retrofit scenario, relatively new product market and removal costs are not available. The projected manufacturing cost declines both increase driving range and lower EV purchase prices through 2050. Advanced case assumes an increased demand for EV's due to incentives and decreasing costs as more technology developments occur due to new EV infrastructure.
66 | 2023 | Residential | HVAC | Evaporative Cooler |  | Electricity | Evaporative Cooler | 2023$ |  | Swamp Coolers | 0.13754 | 0.17862 | 0.17731 | Air Volume | CFM | 10 | 3800 | 4700 | 24000 | -0.16665 | -0.12897 | 0.35915 | Cooling Area | sqft | 45 | 1100 | 6500 | 6500 | 176.0465 | 207.2414 | 356.1046 | 1 |  |  | 515.3699 | 744.1386 | 1424.9351 | 1 | 1 | 400 | 600 | 915.3699 | 1144.1386 | 1824.9351 | 1115.3699 | 1344.1386 | 2024.9351 | 2023 | Reference | 11 | Prevailing local wages, Drive time, Local code requirements, Access, Incentive programs, Existing construction and materials, Moisture issues present, Need for additional structural support, Brand recognition, Engineering and design fees, Condition of existing electrical system, Need for additional wiring / switching, Need for condensate line / drain, Need for controls and / or zoning, Electrical infrastructure upgrades, Site assessment, Ceiling height | 3 | 73 | 0.4505 | 2023
66 | 2023 | Residential | HVAC | Evaporative Cooler |  | Electricity | Evaporative Cooler | 2023$ |  | Swamp Coolers | 0.13754 | 0.17862 | 0.17731 | Air Volume | CFM | 10 | 3800 | 4700 | 24000 | -0.16665 | -0.12897 | 0.35915 | Cooling Area | sqft | 45 | 1100 | 6500 | 6500 | 176.0465 | 207.2414 | 356.1046 | 1 |  |  | 515.3699 | 744.1386 | 1424.9351 | 1 | 1 | 400 | 600 | 915.3699 | 1144.1386 | 1824.9351 | 1115.3699 | 1344.1386 | 2024.9351 | 2030 | Reference | 11 | Prevailing local wages, Drive time, Local code requirements, Access, Incentive programs, Existing construction and materials, Moisture issues present, Need for additional structural support, Brand recognition, Engineering and design fees, Condition of existing electrical system, Need for additional wiring / switching, Need for condensate line / drain, Need for controls and / or zoning, Electrical infrastructure upgrades, Site assessment, Ceiling height | 3 | 73 | 0.4505 | 2023 | 0
66 | 2023 | Residential | HVAC | Evaporative Cooler |  | Electricity | Evaporative Cooler | 2023$ |  | Swamp Coolers | 0.13754 | 0.17862 | 0.17731 | Air Volume | CFM | 10 | 3800 | 4700 | 24000 | -0.16665 | -0.12897 | 0.35915 | Cooling Area | sqft | 45 | 1100 | 6500 | 6500 | 176.0465 | 207.2414 | 356.1046 | 1 |  |  | 515.3699 | 744.1386 | 1424.9351 | 1 | 1 | 400 | 600 | 915.3699 | 1144.1386 | 1824.9351 | 1115.3699 | 1344.1386 | 2024.9351 | 2035 | Reference | 11 | Prevailing local wages, Drive time, Local code requirements, Access, Incentive programs, Existing construction and materials, Moisture issues present, Need for additional structural support, Brand recognition, Engineering and design fees, Condition of existing electrical system, Need for additional wiring / switching, Need for condensate line / drain, Need for controls and / or zoning, Electrical infrastructure upgrades, Site assessment, Ceiling height | 3 | 73 | 0.4505 | 2023 | 0
66 | 2023 | Residential | HVAC | Evaporative Cooler |  | Electricity | Evaporative Cooler | 2023$ |  | Swamp Coolers | 0.13754 | 0.17862 | 0.17731 | Air Volume | CFM | 10 | 3800 | 4700 | 24000 | -0.16665 | -0.12897 | 0.35915 | Cooling Area | sqft | 45 | 1100 | 6500 | 6500 | 176.0465 | 207.2414 | 356.1046 | 1 |  |  | 515.3699 | 744.1386 | 1424.9351 | 1 | 1 | 400 | 600 | 915.3699 | 1144.1386 | 1824.9351 | 1115.3699 | 1344.1386 | 2024.9351 | 2040 | Reference | 11 | Prevailing local wages, Drive time, Local code requirements, Access, Incentive programs, Existing construction and materials, Moisture issues present, Need for additional structural support, Brand recognition, Engineering and design fees, Condition of existing electrical system, Need for additional wiring / switching, Need for condensate line / drain, Need for controls and / or zoning, Electrical infrastructure upgrades, Site assessment, Ceiling height | 3 | 73 | 0.4505 | 2023 | 0
66 | 2023 | Residential | HVAC | Evaporative Cooler |  | Electricity | Evaporative Cooler | 2023$ |  | Swamp Coolers | 0.13754 | 0.17862 | 0.17731 | Air Volume | CFM | 10 | 3800 | 4700 | 24000 | -0.16665 | -0.12897 | 0.35915 | Cooling Area | sqft | 45 | 1100 | 6500 | 6500 | 176.0465 | 207.2414 | 356.1046 | 1 |  |  | 515.3699 | 744.1386 | 1424.9351 | 1 | 1 | 400 | 600 | 915.3699 | 1144.1386 | 1824.9351 | 1115.3699 | 1344.1386 | 2024.9351 | 2045 | Reference | 11 | Prevailing local wages, Drive time, Local code requirements, Access, Incentive programs, Existing construction and materials, Moisture issues present, Need for additional structural support, Brand recognition, Engineering and design fees, Condition of existing electrical system, Need for additional wiring / switching, Need for condensate line / drain, Need for controls and / or zoning, Electrical infrastructure upgrades, Site assessment, Ceiling height | 3 | 73 | 0.4505 | 2023 | 0
66 | 2023 | Residential | HVAC | Evaporative Cooler |  | Electricity | Evaporative Cooler | 2023$ |  | Swamp Coolers | 0.13754 | 0.17862 | 0.17731 | Air Volume | CFM | 10 | 3800 | 4700 | 24000 | -0.16665 | -0.12897 | 0.35915 | Cooling Area | sqft | 45 | 1100 | 6500 | 6500 | 176.0465 | 207.2414 | 356.1046 | 1 |  |  | 515.3699 | 744.1386 | 1424.9351 | 1 | 1 | 400 | 600 | 915.3699 | 1144.1386 | 1824.9351 | 1115.3699 | 1344.1386 | 2024.9351 | 2050 | Reference | 11 | Prevailing local wages, Drive time, Local code requirements, Access, Incentive programs, Existing construction and materials, Moisture issues present, Need for additional structural support, Brand recognition, Engineering and design fees, Condition of existing electrical system, Need for additional wiring / switching, Need for condensate line / drain, Need for controls and / or zoning, Electrical infrastructure upgrades, Site assessment, Ceiling height | 3 | 73 | 0.4505 | 2023 | 0
66 | 2023 | Residential | HVAC | Evaporative Cooler |  | Electricity | Evaporative Cooler | 2023$ |  | Swamp Coolers | 0.13754 | 0.17862 | 0.17731 | Air Volume | CFM | 10 | 3800 | 4700 | 24000 | -0.16665 | -0.12897 | 0.35915 | Cooling Area | sqft | 45 | 1100 | 6500 | 6500 | 176.0465 | 207.2414 | 356.1046 | 1 |  |  | 515.3699 | 744.1386 | 1424.9351 | 1 | 1 | 400 | 600 | 915.3699 | 1144.1386 | 1824.9351 | 1115.3699 | 1344.1386 | 2024.9351 | 2023 | Intermediate | 11 | Prevailing local wages, Drive time, Local code requirements, Access, Incentive programs, Existing construction and materials, Moisture issues present, Need for additional structural support, Brand recognition, Engineering and design fees, Condition of existing electrical system, Need for additional wiring / switching, Need for condensate line / drain, Need for controls and / or zoning, Electrical infrastructure upgrades, Site assessment, Ceiling height | 3 | 73 | 0.4505 | 2023 | 0
66 | 2023 | Residential | HVAC | Evaporative Cooler |  | Electricity | Evaporative Cooler | 2023$ |  | Swamp Coolers | 0.13754 | 0.17862 | 0.17731 | Air Volume | CFM | 10 | 3800 | 4700 | 24000 | -0.16665 | -0.12897 | 0.35915 | Cooling Area | sqft | 45 | 1100 | 6500 | 6500 | 176.0465 | 207.2414 | 356.1046 | 1 |  |  | 515.3699 | 744.1386 | 1424.9351 | 1 | 1 | 400 | 600 | 915.3699 | 1144.1386 | 1824.9351 | 1115.3699 | 1344.1386 | 2024.9351 | 2030 | Intermediate | 11 | Prevailing local wages, Drive time, Local code requirements, Access, Incentive programs, Existing construction and materials, Moisture issues present, Need for additional structural support, Brand recognition, Engineering and design fees, Condition of existing electrical system, Need for additional wiring / switching, Need for condensate line / drain, Need for controls and / or zoning, Electrical infrastructure upgrades, Site assessment, Ceiling height | 3 | 73 | 0.4505 | 2023 | 0
66 | 2023 | Residential | HVAC | Evaporative Cooler |  | Electricity | Evaporative Cooler | 2023$ |  | Swamp Coolers | 0.13754 | 0.17862 | 0.17731 | Air Volume | CFM | 10 | 3800 | 4700 | 24000 | -0.16665 | -0.12897 | 0.35915 | Cooling Area | sqft | 45 | 1100 | 6500 | 6500 | 176.0465 | 207.2414 | 356.1046 | 1 |  |  | 515.3699 | 744.1386 | 1424.9351 | 1 | 1 | 400 | 600 | 915.3699 | 1144.1386 | 1824.9351 | 1115.3699 | 1344.1386 | 2024.9351 | 2035 | Intermediate | 11 | Prevailing local wages, Drive time, Local code requirements, Access, Incentive programs, Existing construction and materials, Moisture issues present, Need for additional structural support, Brand recognition, Engineering and design fees, Condition of existing electrical system, Need for additional wiring / switching, Need for condensate line / drain, Need for controls and / or zoning, Electrical infrastructure upgrades, Site assessment, Ceiling height | 3 | 73 | 0.4505 | 2023 | 0
66 | 2023 | Residential | HVAC | Evaporative Cooler |  | Electricity | Evaporative Cooler | 2023$ |  | Swamp Coolers | 0.13754 | 0.17862 | 0.17731 | Air Volume | CFM | 10 | 3800 | 4700 | 24000 | -0.16665 | -0.12897 | 0.35915 | Cooling Area | sqft | 45 | 1100 | 6500 | 6500 | 176.0465 | 207.2414 | 356.1046 | 1 |  |  | 515.3699 | 744.1386 | 1424.9351 | 1 | 1 | 400 | 600 | 915.3699 | 1144.1386 | 1824.9351 | 1115.3699 | 1344.1386 | 2024.9351 | 2040 | Intermediate | 11 | Prevailing local wages, Drive time, Local code requirements, Access, Incentive programs, Existing construction and materials, Moisture issues present, Need for additional structural support, Brand recognition, Engineering and design fees, Condition of existing electrical system, Need for additional wiring / switching, Need for condensate line / drain, Need for controls and / or zoning, Electrical infrastructure upgrades, Site assessment, Ceiling height | 3 | 73 | 0.4505 | 2023 | 0
66 | 2023 | Residential | HVAC | Evaporative Cooler |  | Electricity | Evaporative Cooler | 2023$ |  | Swamp Coolers | 0.13754 | 0.17862 | 0.17731 | Air Volume | CFM | 10 | 3800 | 4700 | 24000 | -0.16665 | -0.12897 | 0.35915 | Cooling Area | sqft | 45 | 1100 | 6500 | 6500 | 176.0465 | 207.2414 | 356.1046 | 1 |  |  | 515.3699 | 744.1386 | 1424.9351 | 1 | 1 | 400 | 600 | 915.3699 | 1144.1386 | 1824.9351 | 1115.3699 | 1344.1386 | 2024.9351 | 2045 | Intermediate | 11 | Prevailing local wages, Drive time, Local code requirements, Access, Incentive programs, Existing construction and materials, Moisture issues present, Need for additional structural support, Brand recognition, Engineering and design fees, Condition of existing electrical system, Need for additional wiring / switching, Need for condensate line / drain, Need for controls and / or zoning, Electrical infrastructure upgrades, Site assessment, Ceiling height | 3 | 73 | 0.4505 | 2023 | 0
66 | 2023 | Residential | HVAC | Evaporative Cooler |  | Electricity | Evaporative Cooler | 2023$ |  | Swamp Coolers | 0.13754 | 0.17862 | 0.17731 | Air Volume | CFM | 10 | 3800 | 4700 | 24000 | -0.16665 | -0.12897 | 0.35915 | Cooling Area | sqft | 45 | 1100 | 6500 | 6500 | 176.0465 | 207.2414 | 356.1046 | 1 |  |  | 515.3699 | 744.1386 | 1424.9351 | 1 | 1 | 400 | 600 | 915.3699 | 1144.1386 | 1824.9351 | 1115.3699 | 1344.1386 | 2024.9351 | 2050 | Intermediate | 11 | Prevailing local wages, Drive time, Local code requirements, Access, Incentive programs, Existing construction and materials, Moisture issues present, Need for additional structural support, Brand recognition, Engineering and design fees, Condition of existing electrical system, Need for additional wiring / switching, Need for condensate line / drain, Need for controls and / or zoning, Electrical infrastructure upgrades, Site assessment, Ceiling height | 3 | 73 | 0.4505 | 2023 | 0
66 | 2023 | Residential | HVAC | Evaporative Cooler |  | Electricity | Evaporative Cooler | 2023$ |  | Swamp Coolers | 0.13754 | 0.17862 | 0.17731 | Air Volume | CFM | 10 | 3800 | 4700 | 24000 | -0.16665 | -0.12897 | 0.35915 | Cooling Area | sqft | 45 | 1100 | 6500 | 6500 | 176.0465 | 207.2414 | 356.1046 | 1 |  |  | 515.3699 | 744.1386 | 1424.9351 | 1 | 1 | 400 | 600 | 915.3699 | 1144.1386 | 1824.9351 | 1115.3699 | 1344.1386 | 2024.9351 | 2023 | Advanced | 11 | Prevailing local wages, Drive time, Local code requirements, Access, Incentive programs, Existing construction and materials, Moisture issues present, Need for additional structural support, Brand recognition, Engineering and design fees, Condition of existing electrical system, Need for additional wiring / switching, Need for condensate line / drain, Need for controls and / or zoning, Electrical infrastructure upgrades, Site assessment, Ceiling height | 3 | 73 | 0.4505 | 2023 | 0
66 | 2023 | Residential | HVAC | Evaporative Cooler |  | Electricity | Evaporative Cooler | 2023$ |  | Swamp Coolers | 0.13754 | 0.17862 | 0.17731 | Air Volume | CFM | 10 | 3800 | 4700 | 24000 | -0.16665 | -0.12897 | 0.35915 | Cooling Area | sqft | 45 | 1100 | 6500 | 6500 | 176.0465 | 207.2414 | 356.1046 | 1 |  |  | 515.3699 | 744.1386 | 1424.9351 | 1 | 1 | 400 | 600 | 915.3699 | 1144.1386 | 1824.9351 | 1115.3699 | 1344.1386 | 2024.9351 | 2030 | Advanced | 11 | Prevailing local wages, Drive time, Local code requirements, Access, Incentive programs, Existing construction and materials, Moisture issues present, Need for additional structural support, Brand recognition, Engineering and design fees, Condition of existing electrical system, Need for additional wiring / switching, Need for condensate line / drain, Need for controls and / or zoning, Electrical infrastructure upgrades, Site assessment, Ceiling height | 3 | 73 | 0.4505 | 2023 | 0
66 | 2023 | Residential | HVAC | Evaporative Cooler |  | Electricity | Evaporative Cooler | 2023$ |  | Swamp Coolers | 0.13754 | 0.17862 | 0.17731 | Air Volume | CFM | 10 | 3800 | 4700 | 24000 | -0.16665 | -0.12897 | 0.35915 | Cooling Area | sqft | 45 | 1100 | 6500 | 6500 | 176.0465 | 207.2414 | 356.1046 | 1 |  |  | 515.3699 | 744.1386 | 1424.9351 | 1 | 1 | 400 | 600 | 915.3699 | 1144.1386 | 1824.9351 | 1115.3699 | 1344.1386 | 2024.9351 | 2035 | Advanced | 11 | Prevailing local wages, Drive time, Local code requirements, Access, Incentive programs, Existing construction and materials, Moisture issues present, Need for additional structural support, Brand recognition, Engineering and design fees, Condition of existing electrical system, Need for additional wiring / switching, Need for condensate line / drain, Need for controls and / or zoning, Electrical infrastructure upgrades, Site assessment, Ceiling height | 3 | 73 | 0.4505 | 2023 | 0
66 | 2023 | Residential | HVAC | Evaporative Cooler |  | Electricity | Evaporative Cooler | 2023$ |  | Swamp Coolers | 0.13754 | 0.17862 | 0.17731 | Air Volume | CFM | 10 | 3800 | 4700 | 24000 | -0.16665 | -0.12897 | 0.35915 | Cooling Area | sqft | 45 | 1100 | 6500 | 6500 | 176.0465 | 207.2414 | 356.1046 | 1 |  |  | 515.3699 | 744.1386 | 1424.9351 | 1 | 1 | 400 | 600 | 915.3699 | 1144.1386 | 1824.9351 | 1115.3699 | 1344.1386 | 2024.9351 | 2040 | Advanced | 11 | Prevailing local wages, Drive time, Local code requirements, Access, Incentive programs, Existing construction and materials, Moisture issues present, Need for additional structural support, Brand recognition, Engineering and design fees, Condition of existing electrical system, Need for additional wiring / switching, Need for condensate line / drain, Need for controls and / or zoning, Electrical infrastructure upgrades, Site assessment, Ceiling height | 3 | 73 | 0.4505 | 2023 | 0
66 | 2023 | Residential | HVAC | Evaporative Cooler |  | Electricity | Evaporative Cooler | 2023$ |  | Swamp Coolers | 0.13754 | 0.17862 | 0.17731 | Air Volume | CFM | 10 | 3800 | 4700 | 24000 | -0.16665 | -0.12897 | 0.35915 | Cooling Area | sqft | 45 | 1100 | 6500 | 6500 | 176.0465 | 207.2414 | 356.1046 | 1 |  |  | 515.3699 | 744.1386 | 1424.9351 | 1 | 1 | 400 | 600 | 915.3699 | 1144.1386 | 1824.9351 | 1115.3699 | 1344.1386 | 2024.9351 | 2045 | Advanced | 11 | Prevailing local wages, Drive time, Local code requirements, Access, Incentive programs, Existing construction and materials, Moisture issues present, Need for additional structural support, Brand recognition, Engineering and design fees, Condition of existing electrical system, Need for additional wiring / switching, Need for condensate line / drain, Need for controls and / or zoning, Electrical infrastructure upgrades, Site assessment, Ceiling height | 3 | 73 | 0.4505 | 2023 | 0
66 | 2023 | Residential | HVAC | Evaporative Cooler |  | Electricity | Evaporative Cooler | 2023$ |  | Swamp Coolers | 0.13754 | 0.17862 | 0.17731 | Air Volume | CFM | 10 | 3800 | 4700 | 24000 | -0.16665 | -0.12897 | 0.35915 | Cooling Area | sqft | 45 | 1100 | 6500 | 6500 | 176.0465 | 207.2414 | 356.1046 | 1 |  |  | 515.3699 | 744.1386 | 1424.9351 | 1 | 1 | 400 | 600 | 915.3699 | 1144.1386 | 1824.9351 | 1115.3699 | 1344.1386 | 2024.9351 | 2050 | Advanced | 11 | Prevailing local wages, Drive time, Local code requirements, Access, Incentive programs, Existing construction and materials, Moisture issues present, Need for additional structural support, Brand recognition, Engineering and design fees, Condition of existing electrical system, Need for additional wiring / switching, Need for condensate line / drain, Need for controls and / or zoning, Electrical infrastructure upgrades, Site assessment, Ceiling height | 3 | 73 | 0.4505 | 2023 | 0
67 | 2023 | Residential | Envelope | Exterior Finish | Aluminum |  | Exterior Finish Aluminum | 2023$/sqft | Exterior Finish Aluminum |  | 0 | 0 | 0 | N/A | N/A | 0 | 0 | 0 | 0 | 0 | 0 | 0 | Square Feet | ft2 | 0 | 100 | 0 | 0 | 1.075 | 1.125 | 24.94 | 100 | Square Feet | ft2 | 107.5 | 112.5 | 2494 | 3.2497 | 3.5445 | 0 | 0 | 349.3417 | 365.5901 | 8104.727 | 381.0333 | 398.7557 | 8839.9716 | 2023 | Reference | 30 | Prevailing local wages, Drive time, Local code requirements, Access, Moisture issues present, Existing construction and materials | 2 | 36 | 0 | 2023 | Assumes the 100 sqft for typical exterior finish area
67 | 2023 | Residential | Envelope | Exterior Finish | Aluminum |  | Exterior Finish Aluminum | 2023$/sqft | Exterior Finish Aluminum |  | 0 | 0 | 0 | N/A | N/A | 0 | 0 | 0 | 0 | 0 | 0 | 0 | Square Feet | ft2 | 0 | 100 | 0 | 0 | 1.075 | 1.125 | 24.94 | 100 | Square Feet | ft2 | 107.5 | 112.5 | 2494 | 3.2497 | 3.5445 | 0 | 0 | 349.3417 | 365.5901 | 8104.727 | 381.0333 | 398.7557 | 8839.9716 | 2030 | Reference | 30 | Prevailing local wages, Drive time, Local code requirements, Access, Moisture issues present, Existing construction and materials | 2 | 36 | 0 | 2023 | Assumes the 100 sqft for typical exterior finish area
67 | 2023 | Residential | Envelope | Exterior Finish | Aluminum |  | Exterior Finish Aluminum | 2023$/sqft | Exterior Finish Aluminum |  | 0 | 0 | 0 | N/A | N/A | 0 | 0 | 0 | 0 | 0 | 0 | 0 | Square Feet | ft2 | 0 | 100 | 0 | 0 | 1.075 | 1.125 | 24.94 | 100 | Square Feet | ft2 | 107.5 | 112.5 | 2494 | 3.2497 | 3.5445 | 0 | 0 | 349.3417 | 365.5901 | 8104.727 | 381.0333 | 398.7557 | 8839.9716 | 2035 | Reference | 30 | Prevailing local wages, Drive time, Local code requirements, Access, Moisture issues present, Existing construction and materials | 2 | 36 | 0 | 2023 | Assumes the 100 sqft for typical exterior finish area
67 | 2023 | Residential | Envelope | Exterior Finish | Aluminum |  | Exterior Finish Aluminum | 2023$/sqft | Exterior Finish Aluminum |  | 0 | 0 | 0 | N/A | N/A | 0 | 0 | 0 | 0 | 0 | 0 | 0 | Square Feet | ft2 | 0 | 100 | 0 | 0 | 1.075 | 1.125 | 24.94 | 100 | Square Feet | ft2 | 107.5 | 112.5 | 2494 | 3.2497 | 3.5445 | 0 | 0 | 349.3417 | 365.5901 | 8104.727 | 381.0333 | 398.7557 | 8839.9716 | 2040 | Reference | 30 | Prevailing local wages, Drive time, Local code requirements, Access, Moisture issues present, Existing construction and materials | 2 | 36 | 0 | 2023 | Assumes the 100 sqft for typical exterior finish area
67 | 2023 | Residential | Envelope | Exterior Finish | Aluminum |  | Exterior Finish Aluminum | 2023$/sqft | Exterior Finish Aluminum |  | 0 | 0 | 0 | N/A | N/A | 0 | 0 | 0 | 0 | 0 | 0 | 0 | Square Feet | ft2 | 0 | 100 | 0 | 0 | 1.075 | 1.125 | 24.94 | 100 | Square Feet | ft2 | 107.5 | 112.5 | 2494 | 3.2497 | 3.5445 | 0 | 0 | 349.3417 | 365.5901 | 8104.727 | 381.0333 | 398.7557 | 8839.9716 | 2045 | Reference | 30 | Prevailing local wages, Drive time, Local code requirements, Access, Moisture issues present, Existing construction and materials | 2 | 36 | 0 | 2023 | Assumes the 100 sqft for typical exterior finish area
67 | 2023 | Residential | Envelope | Exterior Finish | Aluminum |  | Exterior Finish Aluminum | 2023$/sqft | Exterior Finish Aluminum |  | 0 | 0 | 0 | N/A | N/A | 0 | 0 | 0 | 0 | 0 | 0 | 0 | Square Feet | ft2 | 0 | 100 | 0 | 0 | 1.075 | 1.125 | 24.94 | 100 | Square Feet | ft2 | 107.5 | 112.5 | 2494 | 3.2497 | 3.5445 | 0 | 0 | 349.3417 | 365.5901 | 8104.727 | 381.0333 | 398.7557 | 8839.9716 | 2050 | Reference | 30 | Prevailing local wages, Drive time, Local code requirements, Access, Moisture issues present, Existing construction and materials | 2 | 36 | 0 | 2023 | Assumes the 100 sqft for typical exterior finish area
67 | 2023 | Residential | Envelope | Exterior Finish | Aluminum |  | Exterior Finish Aluminum | 2023$/sqft | Exterior Finish Aluminum |  | 0 | 0 | 0 | N/A | N/A | 0 | 0 | 0 | 0 | 0 | 0 | 0 | Square Feet | ft2 | 0 | 100 | 0 | 0 | 1.075 | 1.125 | 24.94 | 100 | Square Feet | ft2 | 107.5 | 112.5 | 2494 | 3.2497 | 3.5445 | 0 | 0 | 349.3417 | 365.5901 | 8104.727 | 381.0333 | 398.7557 | 8839.9716 | 2023 | Intermediate | 30 | Prevailing local wages, Drive time, Local code requirements, Access, Moisture issues present, Existing construction and materials | 2 | 36 | 0 | 2023 | Assumes the 100 sqft for typical exterior finish area
67 | 2023 | Residential | Envelope | Exterior Finish | Aluminum |  | Exterior Finish Aluminum | 2023$/sqft | Exterior Finish Aluminum |  | 0 | 0 | 0 | N/A | N/A | 0 | 0 | 0 | 0 | 0 | 0 | 0 | Square Feet | ft2 | 0 | 100 | 0 | 0 | 1.075 | 1.125 | 24.94 | 100 | Square Feet | ft2 | 107.5 | 112.5 | 2494 | 3.2497 | 3.5445 | 0 | 0 | 349.3417 | 365.5901 | 8104.727 | 381.0333 | 398.7557 | 8839.9716 | 2030 | Intermediate | 30 | Prevailing local wages, Drive time, Local code requirements, Access, Moisture issues present, Existing construction and materials | 2 | 36 | 0 | 2023 | Assumes the 100 sqft for typical exterior finish area
67 | 2023 | Residential | Envelope | Exterior Finish | Aluminum |  | Exterior Finish Aluminum | 2023$/sqft | Exterior Finish Aluminum |  | 0 | 0 | 0 | N/A | N/A | 0 | 0 | 0 | 0 | 0 | 0 | 0 | Square Feet | ft2 | 0 | 100 | 0 | 0 | 1.075 | 1.125 | 24.94 | 100 | Square Feet | ft2 | 107.5 | 112.5 | 2494 | 3.2497 | 3.5445 | 0 | 0 | 349.3417 | 365.5901 | 8104.727 | 381.0333 | 398.7557 | 8839.9716 | 2035 | Intermediate | 30 | Prevailing local wages, Drive time, Local code requirements, Access, Moisture issues present, Existing construction and materials | 2 | 36 | 0 | 2023 | Assumes the 100 sqft for typical exterior finish area
67 | 2023 | Residential | Envelope | Exterior Finish | Aluminum |  | Exterior Finish Aluminum | 2023$/sqft | Exterior Finish Aluminum |  | 0 | 0 | 0 | N/A | N/A | 0 | 0 | 0 | 0 | 0 | 0 | 0 | Square Feet | ft2 | 0 | 100 | 0 | 0 | 1.075 | 1.125 | 24.94 | 100 | Square Feet | ft2 | 107.5 | 112.5 | 2494 | 3.2497 | 3.5445 | 0 | 0 | 349.3417 | 365.5901 | 8104.727 | 381.0333 | 398.7557 | 8839.9716 | 2040 | Intermediate | 30 | Prevailing local wages, Drive time, Local code requirements, Access, Moisture issues present, Existing construction and materials | 2 | 36 | 0 | 2023 | Assumes the 100 sqft for typical exterior finish area
67 | 2023 | Residential | Envelope | Exterior Finish | Aluminum |  | Exterior Finish Aluminum | 2023$/sqft | Exterior Finish Aluminum |  | 0 | 0 | 0 | N/A | N/A | 0 | 0 | 0 | 0 | 0 | 0 | 0 | Square Feet | ft2 | 0 | 100 | 0 | 0 | 1.075 | 1.125 | 24.94 | 100 | Square Feet | ft2 | 107.5 | 112.5 | 2494 | 3.2497 | 3.5445 | 0 | 0 | 349.3417 | 365.5901 | 8104.727 | 381.0333 | 398.7557 | 8839.9716 | 2045 | Intermediate | 30 | Prevailing local wages, Drive time, Local code requirements, Access, Moisture issues present, Existing construction and materials | 2 | 36 | 0 | 2023 | Assumes the 100 sqft for typical exterior finish area
67 | 2023 | Residential | Envelope | Exterior Finish | Aluminum |  | Exterior Finish Aluminum | 2023$/sqft | Exterior Finish Aluminum |  | 0 | 0 | 0 | N/A | N/A | 0 | 0 | 0 | 0 | 0 | 0 | 0 | Square Feet | ft2 | 0 | 100 | 0 | 0 | 1.075 | 1.125 | 24.94 | 100 | Square Feet | ft2 | 107.5 | 112.5 | 2494 | 3.2497 | 3.5445 | 0 | 0 | 349.3417 | 365.5901 | 8104.727 | 381.0333 | 398.7557 | 8839.9716 | 2050 | Intermediate | 30 | Prevailing local wages, Drive time, Local code requirements, Access, Moisture issues present, Existing construction and materials | 2 | 36 | 0 | 2023 | Assumes the 100 sqft for typical exterior finish area
67 | 2023 | Residential | Envelope | Exterior Finish | Aluminum |  | Exterior Finish Aluminum | 2023$/sqft | Exterior Finish Aluminum |  | 0 | 0 | 0 | N/A | N/A | 0 | 0 | 0 | 0 | 0 | 0 | 0 | Square Feet | ft2 | 0 | 100 | 0 | 0 | 1.075 | 1.125 | 24.94 | 100 | Square Feet | ft2 | 107.5 | 112.5 | 2494 | 3.2497 | 3.5445 | 0 | 0 | 349.3417 | 365.5901 | 8104.727 | 381.0333 | 398.7557 | 8839.9716 | 2023 | Advanced | 30 | Prevailing local wages, Drive time, Local code requirements, Access, Moisture issues present, Existing construction and materials | 2 | 36 | 0 | 2023 | Assumes the 100 sqft for typical exterior finish area
67 | 2023 | Residential | Envelope | Exterior Finish | Aluminum |  | Exterior Finish Aluminum | 2023$/sqft | Exterior Finish Aluminum |  | 0 | 0 | 0 | N/A | N/A | 0 | 0 | 0 | 0 | 0 | 0 | 0 | Square Feet | ft2 | 0 | 100 | 0 | 0 | 1.075 | 1.125 | 24.94 | 100 | Square Feet | ft2 | 107.5 | 112.5 | 2494 | 3.2497 | 3.5445 | 0 | 0 | 349.3417 | 365.5901 | 8104.727 | 381.0333 | 398.7557 | 8839.9716 | 2030 | Advanced | 30 | Prevailing local wages, Drive time, Local code requirements, Access, Moisture issues present, Existing construction and materials | 2 | 36 | 0 | 2023 | Assumes the 100 sqft for typical exterior finish area
67 | 2023 | Residential | Envelope | Exterior Finish | Aluminum |  | Exterior Finish Aluminum | 2023$/sqft | Exterior Finish Aluminum |  | 0 | 0 | 0 | N/A | N/A | 0 | 0 | 0 | 0 | 0 | 0 | 0 | Square Feet | ft2 | 0 | 100 | 0 | 0 | 1.075 | 1.125 | 24.94 | 100 | Square Feet | ft2 | 107.5 | 112.5 | 2494 | 3.2497 | 3.5445 | 0 | 0 | 349.3417 | 365.5901 | 8104.727 | 381.0333 | 398.7557 | 8839.9716 | 2035 | Advanced | 30 | Prevailing local wages, Drive time, Local code requirements, Access, Moisture issues present, Existing construction and materials | 2 | 36 | 0 | 2023 | Assumes the 100 sqft for typical exterior finish area
67 | 2023 | Residential | Envelope | Exterior Finish | Aluminum |  | Exterior Finish Aluminum | 2023$/sqft | Exterior Finish Aluminum |  | 0 | 0 | 0 | N/A | N/A | 0 | 0 | 0 | 0 | 0 | 0 | 0 | Square Feet | ft2 | 0 | 100 | 0 | 0 | 1.075 | 1.125 | 24.94 | 100 | Square Feet | ft2 | 107.5 | 112.5 | 2494 | 3.2497 | 3.5445 | 0 | 0 | 349.3417 | 365.5901 | 8104.727 | 381.0333 | 398.7557 | 8839.9716 | 2040 | Advanced | 30 | Prevailing local wages, Drive time, Local code requirements, Access, Moisture issues present, Existing construction and materials | 2 | 36 | 0 | 2023 | Assumes the 100 sqft for typical exterior finish area
67 | 2023 | Residential | Envelope | Exterior Finish | Aluminum |  | Exterior Finish Aluminum | 2023$/sqft | Exterior Finish Aluminum |  | 0 | 0 | 0 | N/A | N/A | 0 | 0 | 0 | 0 | 0 | 0 | 0 | Square Feet | ft2 | 0 | 100 | 0 | 0 | 1.075 | 1.125 | 24.94 | 100 | Square Feet | ft2 | 107.5 | 112.5 | 2494 | 3.2497 | 3.5445 | 0 | 0 | 349.3417 | 365.5901 | 8104.727 | 381.0333 | 398.7557 | 8839.9716 | 2045 | Advanced | 30 | Prevailing local wages, Drive time, Local code requirements, Access, Moisture issues present, Existing construction and materials | 2 | 36 | 0 | 2023 | Assumes the 100 sqft for typical exterior finish area
67 | 2023 | Residential | Envelope | Exterior Finish | Aluminum |  | Exterior Finish Aluminum | 2023$/sqft | Exterior Finish Aluminum |  | 0 | 0 | 0 | N/A | N/A | 0 | 0 | 0 | 0 | 0 | 0 | 0 | Square Feet | ft2 | 0 | 100 | 0 | 0 | 1.075 | 1.125 | 24.94 | 100 | Square Feet | ft2 | 107.5 | 112.5 | 2494 | 3.2497 | 3.5445 | 0 | 0 | 349.3417 | 365.5901 | 8104.727 | 381.0333 | 398.7557 | 8839.9716 | 2050 | Advanced | 30 | Prevailing local wages, Drive time, Local code requirements, Access, Moisture issues present, Existing construction and materials | 2 | 36 | 0 | 2023 | Assumes the 100 sqft for typical exterior finish area
68 | 2023 | Residential | Envelope | Exterior Finish | Brick Veneer |  | Exterior Finish Brick Veneer | 2023$/sqft | Exterior Finish Brick Veneer |  | 0 | 0 | 0 | N/A | N/A | 0 | 0 | 0 | 0 | 0 | 0 | 0 | Square Feet | ft2 | 0 | 100 | 0 | 0 | 4.49 | 11.4055 | 15.9973 | 100 | Square Feet | ft2 | 449 | 1140.548 | 1599.733 | 2.7232 | 2.8588 | 0 | 0 | 1222.7169 | 3105.9407 | 4356.3934 | 1283.6049 | 3260.6081 | 4573.3299 | 2023 | Reference | 50 | Prevailing local wages, Drive time, Local code requirements, Access, Moisture issues present, Existing construction and materials | 2 | 31 | 0 | 2023 | Assumes the 100 sqft for typical exterior finish area
68 | 2023 | Residential | Envelope | Exterior Finish | Brick Veneer |  | Exterior Finish Brick Veneer | 2023$/sqft | Exterior Finish Brick Veneer |  | 0 | 0 | 0 | N/A | N/A | 0 | 0 | 0 | 0 | 0 | 0 | 0 | Square Feet | ft2 | 0 | 100 | 0 | 0 | 4.49 | 11.4055 | 15.9973 | 100 | Square Feet | ft2 | 449 | 1140.548 | 1599.733 | 2.7232 | 2.8588 | 0 | 0 | 1222.7169 | 3105.9407 | 4356.3934 | 1283.6049 | 3260.6081 | 4573.3299 | 2030 | Reference | 50 | Prevailing local wages, Drive time, Local code requirements, Access, Moisture issues present, Existing construction and materials | 2 | 31 | 0 | 2023 | Assumes the 100 sqft for typical exterior finish area
68 | 2023 | Residential | Envelope | Exterior Finish | Brick Veneer |  | Exterior Finish Brick Veneer | 2023$/sqft | Exterior Finish Brick Veneer |  | 0 | 0 | 0 | N/A | N/A | 0 | 0 | 0 | 0 | 0 | 0 | 0 | Square Feet | ft2 | 0 | 100 | 0 | 0 | 4.49 | 11.4055 | 15.9973 | 100 | Square Feet | ft2 | 449 | 1140.548 | 1599.733 | 2.7232 | 2.8588 | 0 | 0 | 1222.7169 | 3105.9407 | 4356.3934 | 1283.6049 | 3260.6081 | 4573.3299 | 2035 | Reference | 50 | Prevailing local wages, Drive time, Local code requirements, Access, Moisture issues present, Existing construction and materials | 2 | 31 | 0 | 2023 | Assumes the 100 sqft for typical exterior finish area
68 | 2023 | Residential | Envelope | Exterior Finish | Brick Veneer |  | Exterior Finish Brick Veneer | 2023$/sqft | Exterior Finish Brick Veneer |  | 0 | 0 | 0 | N/A | N/A | 0 | 0 | 0 | 0 | 0 | 0 | 0 | Square Feet | ft2 | 0 | 100 | 0 | 0 | 4.49 | 11.4055 | 15.9973 | 100 | Square Feet | ft2 | 449 | 1140.548 | 1599.733 | 2.7232 | 2.8588 | 0 | 0 | 1222.7169 | 3105.9407 | 4356.3934 | 1283.6049 | 3260.6081 | 4573.3299 | 2040 | Reference | 50 | Prevailing local wages, Drive time, Local code requirements, Access, Moisture issues present, Existing construction and materials | 2 | 31 | 0 | 2023 | Assumes the 100 sqft for typical exterior finish area
68 | 2023 | Residential | Envelope | Exterior Finish | Brick Veneer |  | Exterior Finish Brick Veneer | 2023$/sqft | Exterior Finish Brick Veneer |  | 0 | 0 | 0 | N/A | N/A | 0 | 0 | 0 | 0 | 0 | 0 | 0 | Square Feet | ft2 | 0 | 100 | 0 | 0 | 4.49 | 11.4055 | 15.9973 | 100 | Square Feet | ft2 | 449 | 1140.548 | 1599.733 | 2.7232 | 2.8588 | 0 | 0 | 1222.7169 | 3105.9407 | 4356.3934 | 1283.6049 | 3260.6081 | 4573.3299 | 2045 | Reference | 50 | Prevailing local wages, Drive time, Local code requirements, Access, Moisture issues present, Existing construction and materials | 2 | 31 | 0 | 2023 | Assumes the 100 sqft for typical exterior finish area
68 | 2023 | Residential | Envelope | Exterior Finish | Brick Veneer |  | Exterior Finish Brick Veneer | 2023$/sqft | Exterior Finish Brick Veneer |  | 0 | 0 | 0 | N/A | N/A | 0 | 0 | 0 | 0 | 0 | 0 | 0 | Square Feet | ft2 | 0 | 100 | 0 | 0 | 4.49 | 11.4055 | 15.9973 | 100 | Square Feet | ft2 | 449 | 1140.548 | 1599.733 | 2.7232 | 2.8588 | 0 | 0 | 1222.7169 | 3105.9407 | 4356.3934 | 1283.6049 | 3260.6081 | 4573.3299 | 2050 | Reference | 50 | Prevailing local wages, Drive time, Local code requirements, Access, Moisture issues present, Existing construction and materials | 2 | 31 | 0 | 2023 | Assumes the 100 sqft for typical exterior finish area
68 | 2023 | Residential | Envelope | Exterior Finish | Brick Veneer |  | Exterior Finish Brick Veneer | 2023$/sqft | Exterior Finish Brick Veneer |  | 0 | 0 | 0 | N/A | N/A | 0 | 0 | 0 | 0 | 0 | 0 | 0 | Square Feet | ft2 | 0 | 100 | 0 | 0 | 4.49 | 11.4055 | 15.9973 | 100 | Square Feet | ft2 | 449 | 1140.548 | 1599.733 | 2.7232 | 2.8588 | 0 | 0 | 1222.7169 | 3105.9407 | 4356.3934 | 1283.6049 | 3260.6081 | 4573.3299 | 2023 | Intermediate | 50 | Prevailing local wages, Drive time, Local code requirements, Access, Moisture issues present, Existing construction and materials | 2 | 31 | 0 | 2023 | Assumes the 100 sqft for typical exterior finish area
68 | 2023 | Residential | Envelope | Exterior Finish | Brick Veneer |  | Exterior Finish Brick Veneer | 2023$/sqft | Exterior Finish Brick Veneer |  | 0 | 0 | 0 | N/A | N/A | 0 | 0 | 0 | 0 | 0 | 0 | 0 | Square Feet | ft2 | 0 | 100 | 0 | 0 | 4.49 | 11.4055 | 15.9973 | 100 | Square Feet | ft2 | 449 | 1140.548 | 1599.733 | 2.7232 | 2.8588 | 0 | 0 | 1222.7169 | 3105.9407 | 4356.3934 | 1283.6049 | 3260.6081 | 4573.3299 | 2030 | Intermediate | 50 | Prevailing local wages, Drive time, Local code requirements, Access, Moisture issues present, Existing construction and materials | 2 | 31 | 0 | 2023 | Assumes the 100 sqft for typical exterior finish area
68 | 2023 | Residential | Envelope | Exterior Finish | Brick Veneer |  | Exterior Finish Brick Veneer | 2023$/sqft | Exterior Finish Brick Veneer |  | 0 | 0 | 0 | N/A | N/A | 0 | 0 | 0 | 0 | 0 | 0 | 0 | Square Feet | ft2 | 0 | 100 | 0 | 0 | 4.49 | 11.4055 | 15.9973 | 100 | Square Feet | ft2 | 449 | 1140.548 | 1599.733 | 2.7232 | 2.8588 | 0 | 0 | 1222.7169 | 3105.9407 | 4356.3934 | 1283.6049 | 3260.6081 | 4573.3299 | 2035 | Intermediate | 50 | Prevailing local wages, Drive time, Local code requirements, Access, Moisture issues present, Existing construction and materials | 2 | 31 | 0 | 2023 | Assumes the 100 sqft for typical exterior finish area
68 | 2023 | Residential | Envelope | Exterior Finish | Brick Veneer |  | Exterior Finish Brick Veneer | 2023$/sqft | Exterior Finish Brick Veneer |  | 0 | 0 | 0 | N/A | N/A | 0 | 0 | 0 | 0 | 0 | 0 | 0 | Square Feet | ft2 | 0 | 100 | 0 | 0 | 4.49 | 11.4055 | 15.9973 | 100 | Square Feet | ft2 | 449 | 1140.548 | 1599.733 | 2.7232 | 2.8588 | 0 | 0 | 1222.7169 | 3105.9407 | 4356.3934 | 1283.6049 | 3260.6081 | 4573.3299 | 2040 | Intermediate | 50 | Prevailing local wages, Drive time, Local code requirements, Access, Moisture issues present, Existing construction and materials | 2 | 31 | 0 | 2023 | Assumes the 100 sqft for typical exterior finish area
68 | 2023 | Residential | Envelope | Exterior Finish | Brick Veneer |  | Exterior Finish Brick Veneer | 2023$/sqft | Exterior Finish Brick Veneer |  | 0 | 0 | 0 | N/A | N/A | 0 | 0 | 0 | 0 | 0 | 0 | 0 | Square Feet | ft2 | 0 | 100 | 0 | 0 | 4.49 | 11.4055 | 15.9973 | 100 | Square Feet | ft2 | 449 | 1140.548 | 1599.733 | 2.7232 | 2.8588 | 0 | 0 | 1222.7169 | 3105.9407 | 4356.3934 | 1283.6049 | 3260.6081 | 4573.3299 | 2045 | Intermediate | 50 | Prevailing local wages, Drive time, Local code requirements, Access, Moisture issues present, Existing construction and materials | 2 | 31 | 0 | 2023 | Assumes the 100 sqft for typical exterior finish area
68 | 2023 | Residential | Envelope | Exterior Finish | Brick Veneer |  | Exterior Finish Brick Veneer | 2023$/sqft | Exterior Finish Brick Veneer |  | 0 | 0 | 0 | N/A | N/A | 0 | 0 | 0 | 0 | 0 | 0 | 0 | Square Feet | ft2 | 0 | 100 | 0 | 0 | 4.49 | 11.4055 | 15.9973 | 100 | Square Feet | ft2 | 449 | 1140.548 | 1599.733 | 2.7232 | 2.8588 | 0 | 0 | 1222.7169 | 3105.9407 | 4356.3934 | 1283.6049 | 3260.6081 | 4573.3299 | 2050 | Intermediate | 50 | Prevailing local wages, Drive time, Local code requirements, Access, Moisture issues present, Existing construction and materials | 2 | 31 | 0 | 2023 | Assumes the 100 sqft for typical exterior finish area
68 | 2023 | Residential | Envelope | Exterior Finish | Brick Veneer |  | Exterior Finish Brick Veneer | 2023$/sqft | Exterior Finish Brick Veneer |  | 0 | 0 | 0 | N/A | N/A | 0 | 0 | 0 | 0 | 0 | 0 | 0 | Square Feet | ft2 | 0 | 100 | 0 | 0 | 4.49 | 11.4055 | 15.9973 | 100 | Square Feet | ft2 | 449 | 1140.548 | 1599.733 | 2.7232 | 2.8588 | 0 | 0 | 1222.7169 | 3105.9407 | 4356.3934 | 1283.6049 | 3260.6081 | 4573.3299 | 2023 | Advanced | 50 | Prevailing local wages, Drive time, Local code requirements, Access, Moisture issues present, Existing construction and materials | 2 | 31 | 0 | 2023 | Assumes the 100 sqft for typical exterior finish area
68 | 2023 | Residential | Envelope | Exterior Finish | Brick Veneer |  | Exterior Finish Brick Veneer | 2023$/sqft | Exterior Finish Brick Veneer |  | 0 | 0 | 0 | N/A | N/A | 0 | 0 | 0 | 0 | 0 | 0 | 0 | Square Feet | ft2 | 0 | 100 | 0 | 0 | 4.49 | 11.4055 | 15.9973 | 100 | Square Feet | ft2 | 449 | 1140.548 | 1599.733 | 2.7232 | 2.8588 | 0 | 0 | 1222.7169 | 3105.9407 | 4356.3934 | 1283.6049 | 3260.6081 | 4573.3299 | 2030 | Advanced | 50 | Prevailing local wages, Drive time, Local code requirements, Access, Moisture issues present, Existing construction and materials | 2 | 31 | 0 | 2023 | Assumes the 100 sqft for typical exterior finish area
68 | 2023 | Residential | Envelope | Exterior Finish | Brick Veneer |  | Exterior Finish Brick Veneer | 2023$/sqft | Exterior Finish Brick Veneer |  | 0 | 0 | 0 | N/A | N/A | 0 | 0 | 0 | 0 | 0 | 0 | 0 | Square Feet | ft2 | 0 | 100 | 0 | 0 | 4.49 | 11.4055 | 15.9973 | 100 | Square Feet | ft2 | 449 | 1140.548 | 1599.733 | 2.7232 | 2.8588 | 0 | 0 | 1222.7169 | 3105.9407 | 4356.3934 | 1283.6049 | 3260.6081 | 4573.3299 | 2035 | Advanced | 50 | Prevailing local wages, Drive time, Local code requirements, Access, Moisture issues present, Existing construction and materials | 2 | 31 | 0 | 2023 | Assumes the 100 sqft for typical exterior finish area
68 | 2023 | Residential | Envelope | Exterior Finish | Brick Veneer |  | Exterior Finish Brick Veneer | 2023$/sqft | Exterior Finish Brick Veneer |  | 0 | 0 | 0 | N/A | N/A | 0 | 0 | 0 | 0 | 0 | 0 | 0 | Square Feet | ft2 | 0 | 100 | 0 | 0 | 4.49 | 11.4055 | 15.9973 | 100 | Square Feet | ft2 | 449 | 1140.548 | 1599.733 | 2.7232 | 2.8588 | 0 | 0 | 1222.7169 | 3105.9407 | 4356.3934 | 1283.6049 | 3260.6081 | 4573.3299 | 2040 | Advanced | 50 | Prevailing local wages, Drive time, Local code requirements, Access, Moisture issues present, Existing construction and materials | 2 | 31 | 0 | 2023 | Assumes the 100 sqft for typical exterior finish area
68 | 2023 | Residential | Envelope | Exterior Finish | Brick Veneer |  | Exterior Finish Brick Veneer | 2023$/sqft | Exterior Finish Brick Veneer |  | 0 | 0 | 0 | N/A | N/A | 0 | 0 | 0 | 0 | 0 | 0 | 0 | Square Feet | ft2 | 0 | 100 | 0 | 0 | 4.49 | 11.4055 | 15.9973 | 100 | Square Feet | ft2 | 449 | 1140.548 | 1599.733 | 2.7232 | 2.8588 | 0 | 0 | 1222.7169 | 3105.9407 | 4356.3934 | 1283.6049 | 3260.6081 | 4573.3299 | 2045 | Advanced | 50 | Prevailing local wages, Drive time, Local code requirements, Access, Moisture issues present, Existing construction and materials | 2 | 31 | 0 | 2023 | Assumes the 100 sqft for typical exterior finish area
68 | 2023 | Residential | Envelope | Exterior Finish | Brick Veneer |  | Exterior Finish Brick Veneer | 2023$/sqft | Exterior Finish Brick Veneer |  | 0 | 0 | 0 | N/A | N/A | 0 | 0 | 0 | 0 | 0 | 0 | 0 | Square Feet | ft2 | 0 | 100 | 0 | 0 | 4.49 | 11.4055 | 15.9973 | 100 | Square Feet | ft2 | 449 | 1140.548 | 1599.733 | 2.7232 | 2.8588 | 0 | 0 | 1222.7169 | 3105.9407 | 4356.3934 | 1283.6049 | 3260.6081 | 4573.3299 | 2050 | Advanced | 50 | Prevailing local wages, Drive time, Local code requirements, Access, Moisture issues present, Existing construction and materials | 2 | 31 | 0 | 2023 | Assumes the 100 sqft for typical exterior finish area
69 | 2023 | Residential | Envelope | Exterior Finish | Cement |  | Exterior Finish Cement | 2023$/sqft | Exterior Finish Cement |  | 0 | 0 | 0 | N/A | N/A | 0 | 0 | 0 | 0 | 0 | 0 | 0 | Square Feet | ft2 | 0 | 100 | 0 | 0 | 4.8644 | 11.3569 | 25.3097 | 100 | Square Feet | ft2 | 486.4377 | 1135.688 | 2530.971 | 3.1296 | 3.4106 | 0 | 0 | 1522.3545 | 3554.2471 | 7920.9221 | 1659.0251 | 3873.3324 | 8632.0292 | 2023 | Reference | 50 | Prevailing local wages, Drive time, Local code requirements, Access, Moisture issues present, Existing construction and materials | 2 | 70 | 0 | 2023 | Assumes the 100 sqft for typical exterior finish area
69 | 2023 | Residential | Envelope | Exterior Finish | Cement |  | Exterior Finish Cement | 2023$/sqft | Exterior Finish Cement |  | 0 | 0 | 0 | N/A | N/A | 0 | 0 | 0 | 0 | 0 | 0 | 0 | Square Feet | ft2 | 0 | 100 | 0 | 0 | 4.8644 | 11.3569 | 25.3097 | 100 | Square Feet | ft2 | 486.4377 | 1135.688 | 2530.971 | 3.1296 | 3.4106 | 0 | 0 | 1522.3545 | 3554.2471 | 7920.9221 | 1659.0251 | 3873.3324 | 8632.0292 | 2030 | Reference | 50 | Prevailing local wages, Drive time, Local code requirements, Access, Moisture issues present, Existing construction and materials | 2 | 70 | 0 | 2023 | Assumes the 100 sqft for typical exterior finish area
69 | 2023 | Residential | Envelope | Exterior Finish | Cement |  | Exterior Finish Cement | 2023$/sqft | Exterior Finish Cement |  | 0 | 0 | 0 | N/A | N/A | 0 | 0 | 0 | 0 | 0 | 0 | 0 | Square Feet | ft2 | 0 | 100 | 0 | 0 | 4.8644 | 11.3569 | 25.3097 | 100 | Square Feet | ft2 | 486.4377 | 1135.688 | 2530.971 | 3.1296 | 3.4106 | 0 | 0 | 1522.3545 | 3554.2471 | 7920.9221 | 1659.0251 | 3873.3324 | 8632.0292 | 2035 | Reference | 50 | Prevailing local wages, Drive time, Local code requirements, Access, Moisture issues present, Existing construction and materials | 2 | 70 | 0 | 2023 | Assumes the 100 sqft for typical exterior finish area
69 | 2023 | Residential | Envelope | Exterior Finish | Cement |  | Exterior Finish Cement | 2023$/sqft | Exterior Finish Cement |  | 0 | 0 | 0 | N/A | N/A | 0 | 0 | 0 | 0 | 0 | 0 | 0 | Square Feet | ft2 | 0 | 100 | 0 | 0 | 4.8644 | 11.3569 | 25.3097 | 100 | Square Feet | ft2 | 486.4377 | 1135.688 | 2530.971 | 3.1296 | 3.4106 | 0 | 0 | 1522.3545 | 3554.2471 | 7920.9221 | 1659.0251 | 3873.3324 | 8632.0292 | 2040 | Reference | 50 | Prevailing local wages, Drive time, Local code requirements, Access, Moisture issues present, Existing construction and materials | 2 | 70 | 0 | 2023 | Assumes the 100 sqft for typical exterior finish area
69 | 2023 | Residential | Envelope | Exterior Finish | Cement |  | Exterior Finish Cement | 2023$/sqft | Exterior Finish Cement |  | 0 | 0 | 0 | N/A | N/A | 0 | 0 | 0 | 0 | 0 | 0 | 0 | Square Feet | ft2 | 0 | 100 | 0 | 0 | 4.8644 | 11.3569 | 25.3097 | 100 | Square Feet | ft2 | 486.4377 | 1135.688 | 2530.971 | 3.1296 | 3.4106 | 0 | 0 | 1522.3545 | 3554.2471 | 7920.9221 | 1659.0251 | 3873.3324 | 8632.0292 | 2045 | Reference | 50 | Prevailing local wages, Drive time, Local code requirements, Access, Moisture issues present, Existing construction and materials | 2 | 70 | 0 | 2023 | Assumes the 100 sqft for typical exterior finish area
69 | 2023 | Residential | Envelope | Exterior Finish | Cement |  | Exterior Finish Cement | 2023$/sqft | Exterior Finish Cement |  | 0 | 0 | 0 | N/A | N/A | 0 | 0 | 0 | 0 | 0 | 0 | 0 | Square Feet | ft2 | 0 | 100 | 0 | 0 | 4.8644 | 11.3569 | 25.3097 | 100 | Square Feet | ft2 | 486.4377 | 1135.688 | 2530.971 | 3.1296 | 3.4106 | 0 | 0 | 1522.3545 | 3554.2471 | 7920.9221 | 1659.0251 | 3873.3324 | 8632.0292 | 2050 | Reference | 50 | Prevailing local wages, Drive time, Local code requirements, Access, Moisture issues present, Existing construction and materials | 2 | 70 | 0 | 2023 | Assumes the 100 sqft for typical exterior finish area
69 | 2023 | Residential | Envelope | Exterior Finish | Cement |  | Exterior Finish Cement | 2023$/sqft | Exterior Finish Cement |  | 0 | 0 | 0 | N/A | N/A | 0 | 0 | 0 | 0 | 0 | 0 | 0 | Square Feet | ft2 | 0 | 100 | 0 | 0 | 4.8644 | 11.3569 | 25.3097 | 100 | Square Feet | ft2 | 486.4377 | 1135.688 | 2530.971 | 3.1296 | 3.4106 | 0 | 0 | 1522.3545 | 3554.2471 | 7920.9221 | 1659.0251 | 3873.3324 | 8632.0292 | 2023 | Intermediate | 50 | Prevailing local wages, Drive time, Local code requirements, Access, Moisture issues present, Existing construction and materials | 2 | 70 | 0 | 2023 | Assumes the 100 sqft for typical exterior finish area
69 | 2023 | Residential | Envelope | Exterior Finish | Cement |  | Exterior Finish Cement | 2023$/sqft | Exterior Finish Cement |  | 0 | 0 | 0 | N/A | N/A | 0 | 0 | 0 | 0 | 0 | 0 | 0 | Square Feet | ft2 | 0 | 100 | 0 | 0 | 4.8644 | 11.3569 | 25.3097 | 100 | Square Feet | ft2 | 486.4377 | 1135.688 | 2530.971 | 3.1296 | 3.4106 | 0 | 0 | 1522.3545 | 3554.2471 | 7920.9221 | 1659.0251 | 3873.3324 | 8632.0292 | 2030 | Intermediate | 50 | Prevailing local wages, Drive time, Local code requirements, Access, Moisture issues present, Existing construction and materials | 2 | 70 | 0 | 2023 | Assumes the 100 sqft for typical exterior finish area
69 | 2023 | Residential | Envelope | Exterior Finish | Cement |  | Exterior Finish Cement | 2023$/sqft | Exterior Finish Cement |  | 0 | 0 | 0 | N/A | N/A | 0 | 0 | 0 | 0 | 0 | 0 | 0 | Square Feet | ft2 | 0 | 100 | 0 | 0 | 4.8644 | 11.3569 | 25.3097 | 100 | Square Feet | ft2 | 486.4377 | 1135.688 | 2530.971 | 3.1296 | 3.4106 | 0 | 0 | 1522.3545 | 3554.2471 | 7920.9221 | 1659.0251 | 3873.3324 | 8632.0292 | 2035 | Intermediate | 50 | Prevailing local wages, Drive time, Local code requirements, Access, Moisture issues present, Existing construction and materials | 2 | 70 | 0 | 2023 | Assumes the 100 sqft for typical exterior finish area
69 | 2023 | Residential | Envelope | Exterior Finish | Cement |  | Exterior Finish Cement | 2023$/sqft | Exterior Finish Cement |  | 0 | 0 | 0 | N/A | N/A | 0 | 0 | 0 | 0 | 0 | 0 | 0 | Square Feet | ft2 | 0 | 100 | 0 | 0 | 4.8644 | 11.3569 | 25.3097 | 100 | Square Feet | ft2 | 486.4377 | 1135.688 | 2530.971 | 3.1296 | 3.4106 | 0 | 0 | 1522.3545 | 3554.2471 | 7920.9221 | 1659.0251 | 3873.3324 | 8632.0292 | 2040 | Intermediate | 50 | Prevailing local wages, Drive time, Local code requirements, Access, Moisture issues present, Existing construction and materials | 2 | 70 | 0 | 2023 | Assumes the 100 sqft for typical exterior finish area
69 | 2023 | Residential | Envelope | Exterior Finish | Cement |  | Exterior Finish Cement | 2023$/sqft | Exterior Finish Cement |  | 0 | 0 | 0 | N/A | N/A | 0 | 0 | 0 | 0 | 0 | 0 | 0 | Square Feet | ft2 | 0 | 100 | 0 | 0 | 4.8644 | 11.3569 | 25.3097 | 100 | Square Feet | ft2 | 486.4377 | 1135.688 | 2530.971 | 3.1296 | 3.4106 | 0 | 0 | 1522.3545 | 3554.2471 | 7920.9221 | 1659.0251 | 3873.3324 | 8632.0292 | 2045 | Intermediate | 50 | Prevailing local wages, Drive time, Local code requirements, Access, Moisture issues present, Existing construction and materials | 2 | 70 | 0 | 2023 | Assumes the 100 sqft for typical exterior finish area
69 | 2023 | Residential | Envelope | Exterior Finish | Cement |  | Exterior Finish Cement | 2023$/sqft | Exterior Finish Cement |  | 0 | 0 | 0 | N/A | N/A | 0 | 0 | 0 | 0 | 0 | 0 | 0 | Square Feet | ft2 | 0 | 100 | 0 | 0 | 4.8644 | 11.3569 | 25.3097 | 100 | Square Feet | ft2 | 486.4377 | 1135.688 | 2530.971 | 3.1296 | 3.4106 | 0 | 0 | 1522.3545 | 3554.2471 | 7920.9221 | 1659.0251 | 3873.3324 | 8632.0292 | 2050 | Intermediate | 50 | Prevailing local wages, Drive time, Local code requirements, Access, Moisture issues present, Existing construction and materials | 2 | 70 | 0 | 2023 | Assumes the 100 sqft for typical exterior finish area
69 | 2023 | Residential | Envelope | Exterior Finish | Cement |  | Exterior Finish Cement | 2023$/sqft | Exterior Finish Cement |  | 0 | 0 | 0 | N/A | N/A | 0 | 0 | 0 | 0 | 0 | 0 | 0 | Square Feet | ft2 | 0 | 100 | 0 | 0 | 4.8644 | 11.3569 | 25.3097 | 100 | Square Feet | ft2 | 486.4377 | 1135.688 | 2530.971 | 3.1296 | 3.4106 | 0 | 0 | 1522.3545 | 3554.2471 | 7920.9221 | 1659.0251 | 3873.3324 | 8632.0292 | 2023 | Advanced | 50 | Prevailing local wages, Drive time, Local code requirements, Access, Moisture issues present, Existing construction and materials | 2 | 70 | 0 | 2023 | Assumes the 100 sqft for typical exterior finish area
69 | 2023 | Residential | Envelope | Exterior Finish | Cement |  | Exterior Finish Cement | 2023$/sqft | Exterior Finish Cement |  | 0 | 0 | 0 | N/A | N/A | 0 | 0 | 0 | 0 | 0 | 0 | 0 | Square Feet | ft2 | 0 | 100 | 0 | 0 | 4.8644 | 11.3569 | 25.3097 | 100 | Square Feet | ft2 | 486.4377 | 1135.688 | 2530.971 | 3.1296 | 3.4106 | 0 | 0 | 1522.3545 | 3554.2471 | 7920.9221 | 1659.0251 | 3873.3324 | 8632.0292 | 2030 | Advanced | 50 | Prevailing local wages, Drive time, Local code requirements, Access, Moisture issues present, Existing construction and materials | 2 | 70 | 0 | 2023 | Assumes the 100 sqft for typical exterior finish area
69 | 2023 | Residential | Envelope | Exterior Finish | Cement |  | Exterior Finish Cement | 2023$/sqft | Exterior Finish Cement |  | 0 | 0 | 0 | N/A | N/A | 0 | 0 | 0 | 0 | 0 | 0 | 0 | Square Feet | ft2 | 0 | 100 | 0 | 0 | 4.8644 | 11.3569 | 25.3097 | 100 | Square Feet | ft2 | 486.4377 | 1135.688 | 2530.971 | 3.1296 | 3.4106 | 0 | 0 | 1522.3545 | 3554.2471 | 7920.9221 | 1659.0251 | 3873.3324 | 8632.0292 | 2035 | Advanced | 50 | Prevailing local wages, Drive time, Local code requirements, Access, Moisture issues present, Existing construction and materials | 2 | 70 | 0 | 2023 | Assumes the 100 sqft for typical exterior finish area
69 | 2023 | Residential | Envelope | Exterior Finish | Cement |  | Exterior Finish Cement | 2023$/sqft | Exterior Finish Cement |  | 0 | 0 | 0 | N/A | N/A | 0 | 0 | 0 | 0 | 0 | 0 | 0 | Square Feet | ft2 | 0 | 100 | 0 | 0 | 4.8644 | 11.3569 | 25.3097 | 100 | Square Feet | ft2 | 486.4377 | 1135.688 | 2530.971 | 3.1296 | 3.4106 | 0 | 0 | 1522.3545 | 3554.2471 | 7920.9221 | 1659.0251 | 3873.3324 | 8632.0292 | 2040 | Advanced | 50 | Prevailing local wages, Drive time, Local code requirements, Access, Moisture issues present, Existing construction and materials | 2 | 70 | 0 | 2023 | Assumes the 100 sqft for typical exterior finish area
69 | 2023 | Residential | Envelope | Exterior Finish | Cement |  | Exterior Finish Cement | 2023$/sqft | Exterior Finish Cement |  | 0 | 0 | 0 | N/A | N/A | 0 | 0 | 0 | 0 | 0 | 0 | 0 | Square Feet | ft2 | 0 | 100 | 0 | 0 | 4.8644 | 11.3569 | 25.3097 | 100 | Square Feet | ft2 | 486.4377 | 1135.688 | 2530.971 | 3.1296 | 3.4106 | 0 | 0 | 1522.3545 | 3554.2471 | 7920.9221 | 1659.0251 | 3873.3324 | 8632.0292 | 2045 | Advanced | 50 | Prevailing local wages, Drive time, Local code requirements, Access, Moisture issues present, Existing construction and materials | 2 | 70 | 0 | 2023 | Assumes the 100 sqft for typical exterior finish area
69 | 2023 | Residential | Envelope | Exterior Finish | Cement |  | Exterior Finish Cement | 2023$/sqft | Exterior Finish Cement |  | 0 | 0 | 0 | N/A | N/A | 0 | 0 | 0 | 0 | 0 | 0 | 0 | Square Feet | ft2 | 0 | 100 | 0 | 0 | 4.8644 | 11.3569 | 25.3097 | 100 | Square Feet | ft2 | 486.4377 | 1135.688 | 2530.971 | 3.1296 | 3.4106 | 0 | 0 | 1522.3545 | 3554.2471 | 7920.9221 | 1659.0251 | 3873.3324 | 8632.0292 | 2050 | Advanced | 50 | Prevailing local wages, Drive time, Local code requirements, Access, Moisture issues present, Existing construction and materials | 2 | 70 | 0 | 2023 | Assumes the 100 sqft for typical exterior finish area
70 | 2023 | Residential | Envelope | Exterior Finish | Composite |  | Exterior Finish Composite | 2023$/sqft | Exterior Finish Composite |  | 0 | 0 | 0 | N/A | N/A | 0 | 0 | 0 | 0 | 0 | 0 | 0 | Square Feet | ft2 | 0 | 100 | 0 | 0 | 3.9616 | 11.7383 | 20.6105 | 100 | Square Feet | ft2 | 396.1615 | 1173.83 | 2061.053 | 2.904 | 3.1344 | 0 | 0 | 1150.4504 | 3408.7947 | 5985.2845 | 1241.7269 | 3679.2477 | 6460.1556 | 2023 | Reference | 30 | Prevailing local wages, Drive time, Local code requirements, Access, Moisture issues present, Existing construction and materials | 2 | 99 | 0 | 2023 | Assumes the 100 sqft for typical exterior finish area
70 | 2023 | Residential | Envelope | Exterior Finish | Composite |  | Exterior Finish Composite | 2023$/sqft | Exterior Finish Composite |  | 0 | 0 | 0 | N/A | N/A | 0 | 0 | 0 | 0 | 0 | 0 | 0 | Square Feet | ft2 | 0 | 100 | 0 | 0 | 3.9616 | 11.7383 | 20.6105 | 100 | Square Feet | ft2 | 396.1615 | 1173.83 | 2061.053 | 2.904 | 3.1344 | 0 | 0 | 1150.4504 | 3408.7947 | 5985.2845 | 1241.7269 | 3679.2477 | 6460.1556 | 2030 | Reference | 30 | Prevailing local wages, Drive time, Local code requirements, Access, Moisture issues present, Existing construction and materials | 2 | 99 | 0 | 2023 | Assumes the 100 sqft for typical exterior finish area
70 | 2023 | Residential | Envelope | Exterior Finish | Composite |  | Exterior Finish Composite | 2023$/sqft | Exterior Finish Composite |  | 0 | 0 | 0 | N/A | N/A | 0 | 0 | 0 | 0 | 0 | 0 | 0 | Square Feet | ft2 | 0 | 100 | 0 | 0 | 3.9616 | 11.7383 | 20.6105 | 100 | Square Feet | ft2 | 396.1615 | 1173.83 | 2061.053 | 2.904 | 3.1344 | 0 | 0 | 1150.4504 | 3408.7947 | 5985.2845 | 1241.7269 | 3679.2477 | 6460.1556 | 2035 | Reference | 30 | Prevailing local wages, Drive time, Local code requirements, Access, Moisture issues present, Existing construction and materials | 2 | 99 | 0 | 2023 | Assumes the 100 sqft for typical exterior finish area
70 | 2023 | Residential | Envelope | Exterior Finish | Composite |  | Exterior Finish Composite | 2023$/sqft | Exterior Finish Composite |  | 0 | 0 | 0 | N/A | N/A | 0 | 0 | 0 | 0 | 0 | 0 | 0 | Square Feet | ft2 | 0 | 100 | 0 | 0 | 3.9616 | 11.7383 | 20.6105 | 100 | Square Feet | ft2 | 396.1615 | 1173.83 | 2061.053 | 2.904 | 3.1344 | 0 | 0 | 1150.4504 | 3408.7947 | 5985.2845 | 1241.7269 | 3679.2477 | 6460.1556 | 2040 | Reference | 30 | Prevailing local wages, Drive time, Local code requirements, Access, Moisture issues present, Existing construction and materials | 2 | 99 | 0 | 2023 | Assumes the 100 sqft for typical exterior finish area
70 | 2023 | Residential | Envelope | Exterior Finish | Composite |  | Exterior Finish Composite | 2023$/sqft | Exterior Finish Composite |  | 0 | 0 | 0 | N/A | N/A | 0 | 0 | 0 | 0 | 0 | 0 | 0 | Square Feet | ft2 | 0 | 100 | 0 | 0 | 3.9616 | 11.7383 | 20.6105 | 100 | Square Feet | ft2 | 396.1615 | 1173.83 | 2061.053 | 2.904 | 3.1344 | 0 | 0 | 1150.4504 | 3408.7947 | 5985.2845 | 1241.7269 | 3679.2477 | 6460.1556 | 2045 | Reference | 30 | Prevailing local wages, Drive time, Local code requirements, Access, Moisture issues present, Existing construction and materials | 2 | 99 | 0 | 2023 | Assumes the 100 sqft for typical exterior finish area
70 | 2023 | Residential | Envelope | Exterior Finish | Composite |  | Exterior Finish Composite | 2023$/sqft | Exterior Finish Composite |  | 0 | 0 | 0 | N/A | N/A | 0 | 0 | 0 | 0 | 0 | 0 | 0 | Square Feet | ft2 | 0 | 100 | 0 | 0 | 3.9616 | 11.7383 | 20.6105 | 100 | Square Feet | ft2 | 396.1615 | 1173.83 | 2061.053 | 2.904 | 3.1344 | 0 | 0 | 1150.4504 | 3408.7947 | 5985.2845 | 1241.7269 | 3679.2477 | 6460.1556 | 2050 | Reference | 30 | Prevailing local wages, Drive time, Local code requirements, Access, Moisture issues present, Existing construction and materials | 2 | 99 | 0 | 2023 | Assumes the 100 sqft for typical exterior finish area
70 | 2023 | Residential | Envelope | Exterior Finish | Composite |  | Exterior Finish Composite | 2023$/sqft | Exterior Finish Composite |  | 0 | 0 | 0 | N/A | N/A | 0 | 0 | 0 | 0 | 0 | 0 | 0 | Square Feet | ft2 | 0 | 100 | 0 | 0 | 3.9616 | 11.7383 | 20.6105 | 100 | Square Feet | ft2 | 396.1615 | 1173.83 | 2061.053 | 2.904 | 3.1344 | 0 | 0 | 1150.4504 | 3408.7947 | 5985.2845 | 1241.7269 | 3679.2477 | 6460.1556 | 2023 | Intermediate | 30 | Prevailing local wages, Drive time, Local code requirements, Access, Moisture issues present, Existing construction and materials | 2 | 99 | 0 | 2023 | Assumes the 100 sqft for typical exterior finish area
70 | 2023 | Residential | Envelope | Exterior Finish | Composite |  | Exterior Finish Composite | 2023$/sqft | Exterior Finish Composite |  | 0 | 0 | 0 | N/A | N/A | 0 | 0 | 0 | 0 | 0 | 0 | 0 | Square Feet | ft2 | 0 | 100 | 0 | 0 | 3.9616 | 11.7383 | 20.6105 | 100 | Square Feet | ft2 | 396.1615 | 1173.83 | 2061.053 | 2.904 | 3.1344 | 0 | 0 | 1150.4504 | 3408.7947 | 5985.2845 | 1241.7269 | 3679.2477 | 6460.1556 | 2030 | Intermediate | 30 | Prevailing local wages, Drive time, Local code requirements, Access, Moisture issues present, Existing construction and materials | 2 | 99 | 0 | 2023 | Assumes the 100 sqft for typical exterior finish area
70 | 2023 | Residential | Envelope | Exterior Finish | Composite |  | Exterior Finish Composite | 2023$/sqft | Exterior Finish Composite |  | 0 | 0 | 0 | N/A | N/A | 0 | 0 | 0 | 0 | 0 | 0 | 0 | Square Feet | ft2 | 0 | 100 | 0 | 0 | 3.9616 | 11.7383 | 20.6105 | 100 | Square Feet | ft2 | 396.1615 | 1173.83 | 2061.053 | 2.904 | 3.1344 | 0 | 0 | 1150.4504 | 3408.7947 | 5985.2845 | 1241.7269 | 3679.2477 | 6460.1556 | 2035 | Intermediate | 30 | Prevailing local wages, Drive time, Local code requirements, Access, Moisture issues present, Existing construction and materials | 2 | 99 | 0 | 2023 | Assumes the 100 sqft for typical exterior finish area
70 | 2023 | Residential | Envelope | Exterior Finish | Composite |  | Exterior Finish Composite | 2023$/sqft | Exterior Finish Composite |  | 0 | 0 | 0 | N/A | N/A | 0 | 0 | 0 | 0 | 0 | 0 | 0 | Square Feet | ft2 | 0 | 100 | 0 | 0 | 3.9616 | 11.7383 | 20.6105 | 100 | Square Feet | ft2 | 396.1615 | 1173.83 | 2061.053 | 2.904 | 3.1344 | 0 | 0 | 1150.4504 | 3408.7947 | 5985.2845 | 1241.7269 | 3679.2477 | 6460.1556 | 2040 | Intermediate | 30 | Prevailing local wages, Drive time, Local code requirements, Access, Moisture issues present, Existing construction and materials | 2 | 99 | 0 | 2023 | Assumes the 100 sqft for typical exterior finish area
70 | 2023 | Residential | Envelope | Exterior Finish | Composite |  | Exterior Finish Composite | 2023$/sqft | Exterior Finish Composite |  | 0 | 0 | 0 | N/A | N/A | 0 | 0 | 0 | 0 | 0 | 0 | 0 | Square Feet | ft2 | 0 | 100 | 0 | 0 | 3.9616 | 11.7383 | 20.6105 | 100 | Square Feet | ft2 | 396.1615 | 1173.83 | 2061.053 | 2.904 | 3.1344 | 0 | 0 | 1150.4504 | 3408.7947 | 5985.2845 | 1241.7269 | 3679.2477 | 6460.1556 | 2045 | Intermediate | 30 | Prevailing local wages, Drive time, Local code requirements, Access, Moisture issues present, Existing construction and materials | 2 | 99 | 0 | 2023 | Assumes the 100 sqft for typical exterior finish area
70 | 2023 | Residential | Envelope | Exterior Finish | Composite |  | Exterior Finish Composite | 2023$/sqft | Exterior Finish Composite |  | 0 | 0 | 0 | N/A | N/A | 0 | 0 | 0 | 0 | 0 | 0 | 0 | Square Feet | ft2 | 0 | 100 | 0 | 0 | 3.9616 | 11.7383 | 20.6105 | 100 | Square Feet | ft2 | 396.1615 | 1173.83 | 2061.053 | 2.904 | 3.1344 | 0 | 0 | 1150.4504 | 3408.7947 | 5985.2845 | 1241.7269 | 3679.2477 | 6460.1556 | 2050 | Intermediate | 30 | Prevailing local wages, Drive time, Local code requirements, Access, Moisture issues present, Existing construction and materials | 2 | 99 | 0 | 2023 | Assumes the 100 sqft for typical exterior finish area
70 | 2023 | Residential | Envelope | Exterior Finish | Composite |  | Exterior Finish Composite | 2023$/sqft | Exterior Finish Composite |  | 0 | 0 | 0 | N/A | N/A | 0 | 0 | 0 | 0 | 0 | 0 | 0 | Square Feet | ft2 | 0 | 100 | 0 | 0 | 3.9616 | 11.7383 | 20.6105 | 100 | Square Feet | ft2 | 396.1615 | 1173.83 | 2061.053 | 2.904 | 3.1344 | 0 | 0 | 1150.4504 | 3408.7947 | 5985.2845 | 1241.7269 | 3679.2477 | 6460.1556 | 2023 | Advanced | 30 | Prevailing local wages, Drive time, Local code requirements, Access, Moisture issues present, Existing construction and materials | 2 | 99 | 0 | 2023 | Assumes the 100 sqft for typical exterior finish area
70 | 2023 | Residential | Envelope | Exterior Finish | Composite |  | Exterior Finish Composite | 2023$/sqft | Exterior Finish Composite |  | 0 | 0 | 0 | N/A | N/A | 0 | 0 | 0 | 0 | 0 | 0 | 0 | Square Feet | ft2 | 0 | 100 | 0 | 0 | 3.9616 | 11.7383 | 20.6105 | 100 | Square Feet | ft2 | 396.1615 | 1173.83 | 2061.053 | 2.904 | 3.1344 | 0 | 0 | 1150.4504 | 3408.7947 | 5985.2845 | 1241.7269 | 3679.2477 | 6460.1556 | 2030 | Advanced | 30 | Prevailing local wages, Drive time, Local code requirements, Access, Moisture issues present, Existing construction and materials | 2 | 99 | 0 | 2023 | Assumes the 100 sqft for typical exterior finish area
70 | 2023 | Residential | Envelope | Exterior Finish | Composite |  | Exterior Finish Composite | 2023$/sqft | Exterior Finish Composite |  | 0 | 0 | 0 | N/A | N/A | 0 | 0 | 0 | 0 | 0 | 0 | 0 | Square Feet | ft2 | 0 | 100 | 0 | 0 | 3.9616 | 11.7383 | 20.6105 | 100 | Square Feet | ft2 | 396.1615 | 1173.83 | 2061.053 | 2.904 | 3.1344 | 0 | 0 | 1150.4504 | 3408.7947 | 5985.2845 | 1241.7269 | 3679.2477 | 6460.1556 | 2035 | Advanced | 30 | Prevailing local wages, Drive time, Local code requirements, Access, Moisture issues present, Existing construction and materials | 2 | 99 | 0 | 2023 | Assumes the 100 sqft for typical exterior finish area
70 | 2023 | Residential | Envelope | Exterior Finish | Composite |  | Exterior Finish Composite | 2023$/sqft | Exterior Finish Composite |  | 0 | 0 | 0 | N/A | N/A | 0 | 0 | 0 | 0 | 0 | 0 | 0 | Square Feet | ft2 | 0 | 100 | 0 | 0 | 3.9616 | 11.7383 | 20.6105 | 100 | Square Feet | ft2 | 396.1615 | 1173.83 | 2061.053 | 2.904 | 3.1344 | 0 | 0 | 1150.4504 | 3408.7947 | 5985.2845 | 1241.7269 | 3679.2477 | 6460.1556 | 2040 | Advanced | 30 | Prevailing local wages, Drive time, Local code requirements, Access, Moisture issues present, Existing construction and materials | 2 | 99 | 0 | 2023 | Assumes the 100 sqft for typical exterior finish area
70 | 2023 | Residential | Envelope | Exterior Finish | Composite |  | Exterior Finish Composite | 2023$/sqft | Exterior Finish Composite |  | 0 | 0 | 0 | N/A | N/A | 0 | 0 | 0 | 0 | 0 | 0 | 0 | Square Feet | ft2 | 0 | 100 | 0 | 0 | 3.9616 | 11.7383 | 20.6105 | 100 | Square Feet | ft2 | 396.1615 | 1173.83 | 2061.053 | 2.904 | 3.1344 | 0 | 0 | 1150.4504 | 3408.7947 | 5985.2845 | 1241.7269 | 3679.2477 | 6460.1556 | 2045 | Advanced | 30 | Prevailing local wages, Drive time, Local code requirements, Access, Moisture issues present, Existing construction and materials | 2 | 99 | 0 | 2023 | Assumes the 100 sqft for typical exterior finish area
70 | 2023 | Residential | Envelope | Exterior Finish | Composite |  | Exterior Finish Composite | 2023$/sqft | Exterior Finish Composite |  | 0 | 0 | 0 | N/A | N/A | 0 | 0 | 0 | 0 | 0 | 0 | 0 | Square Feet | ft2 | 0 | 100 | 0 | 0 | 3.9616 | 11.7383 | 20.6105 | 100 | Square Feet | ft2 | 396.1615 | 1173.83 | 2061.053 | 2.904 | 3.1344 | 0 | 0 | 1150.4504 | 3408.7947 | 5985.2845 | 1241.7269 | 3679.2477 | 6460.1556 | 2050 | Advanced | 30 | Prevailing local wages, Drive time, Local code requirements, Access, Moisture issues present, Existing construction and materials | 2 | 99 | 0 | 2023 | Assumes the 100 sqft for typical exterior finish area
71 | 2023 | Residential | Envelope | Exterior Finish | Stucco |  | Exterior Finish Stucco | 2023$/sqft | Exterior Finish Stucco |  | 0 | 0 | 0 | N/A | N/A | 0 | 0 | 0 | 0 | 0 | 0 | 0 | Square Feet | ft2 | 0 | 100 | 0 | 0 | 1.706 | 2.2287 | 2.6137 | 100 | Square Feet | ft2 | 170.6 | 222.8696 | 261.3739 | 2.7567 | 2.9488 | 0 | 0 | 470.2972 | 614.3899 | 720.5357 | 503.0709 | 657.205 | 770.7478 | 2023 | Reference | 65 | Prevailing local wages, Drive time, Local code requirements, Access, Moisture issues present, Existing construction and materials | 2 | 27 | 0 | 2023 | Assumes the 100 sqft for typical exterior finish area
71 | 2023 | Residential | Envelope | Exterior Finish | Stucco |  | Exterior Finish Stucco | 2023$/sqft | Exterior Finish Stucco |  | 0 | 0 | 0 | N/A | N/A | 0 | 0 | 0 | 0 | 0 | 0 | 0 | Square Feet | ft2 | 0 | 100 | 0 | 0 | 1.706 | 2.2287 | 2.6137 | 100 | Square Feet | ft2 | 170.6 | 222.8696 | 261.3739 | 2.7567 | 2.9488 | 0 | 0 | 470.2972 | 614.3899 | 720.5357 | 503.0709 | 657.205 | 770.7478 | 2030 | Reference | 65 | Prevailing local wages, Drive time, Local code requirements, Access, Moisture issues present, Existing construction and materials | 2 | 27 | 0 | 2023 | Assumes the 100 sqft for typical exterior finish area
71 | 2023 | Residential | Envelope | Exterior Finish | Stucco |  | Exterior Finish Stucco | 2023$/sqft | Exterior Finish Stucco |  | 0 | 0 | 0 | N/A | N/A | 0 | 0 | 0 | 0 | 0 | 0 | 0 | Square Feet | ft2 | 0 | 100 | 0 | 0 | 1.706 | 2.2287 | 2.6137 | 100 | Square Feet | ft2 | 170.6 | 222.8696 | 261.3739 | 2.7567 | 2.9488 | 0 | 0 | 470.2972 | 614.3899 | 720.5357 | 503.0709 | 657.205 | 770.7478 | 2035 | Reference | 65 | Prevailing local wages, Drive time, Local code requirements, Access, Moisture issues present, Existing construction and materials | 2 | 27 | 0 | 2023 | Assumes the 100 sqft for typical exterior finish area
71 | 2023 | Residential | Envelope | Exterior Finish | Stucco |  | Exterior Finish Stucco | 2023$/sqft | Exterior Finish Stucco |  | 0 | 0 | 0 | N/A | N/A | 0 | 0 | 0 | 0 | 0 | 0 | 0 | Square Feet | ft2 | 0 | 100 | 0 | 0 | 1.706 | 2.2287 | 2.6137 | 100 | Square Feet | ft2 | 170.6 | 222.8696 | 261.3739 | 2.7567 | 2.9488 | 0 | 0 | 470.2972 | 614.3899 | 720.5357 | 503.0709 | 657.205 | 770.7478 | 2040 | Reference | 65 | Prevailing local wages, Drive time, Local code requirements, Access, Moisture issues present, Existing construction and materials | 2 | 27 | 0 | 2023 | Assumes the 100 sqft for typical exterior finish area
71 | 2023 | Residential | Envelope | Exterior Finish | Stucco |  | Exterior Finish Stucco | 2023$/sqft | Exterior Finish Stucco |  | 0 | 0 | 0 | N/A | N/A | 0 | 0 | 0 | 0 | 0 | 0 | 0 | Square Feet | ft2 | 0 | 100 | 0 | 0 | 1.706 | 2.2287 | 2.6137 | 100 | Square Feet | ft2 | 170.6 | 222.8696 | 261.3739 | 2.7567 | 2.9488 | 0 | 0 | 470.2972 | 614.3899 | 720.5357 | 503.0709 | 657.205 | 770.7478 | 2045 | Reference | 65 | Prevailing local wages, Drive time, Local code requirements, Access, Moisture issues present, Existing construction and materials | 2 | 27 | 0 | 2023 | Assumes the 100 sqft for typical exterior finish area
71 | 2023 | Residential | Envelope | Exterior Finish | Stucco |  | Exterior Finish Stucco | 2023$/sqft | Exterior Finish Stucco |  | 0 | 0 | 0 | N/A | N/A | 0 | 0 | 0 | 0 | 0 | 0 | 0 | Square Feet | ft2 | 0 | 100 | 0 | 0 | 1.706 | 2.2287 | 2.6137 | 100 | Square Feet | ft2 | 170.6 | 222.8696 | 261.3739 | 2.7567 | 2.9488 | 0 | 0 | 470.2972 | 614.3899 | 720.5357 | 503.0709 | 657.205 | 770.7478 | 2050 | Reference | 65 | Prevailing local wages, Drive time, Local code requirements, Access, Moisture issues present, Existing construction and materials | 2 | 27 | 0 | 2023 | Assumes the 100 sqft for typical exterior finish area
71 | 2023 | Residential | Envelope | Exterior Finish | Stucco |  | Exterior Finish Stucco | 2023$/sqft | Exterior Finish Stucco |  | 0 | 0 | 0 | N/A | N/A | 0 | 0 | 0 | 0 | 0 | 0 | 0 | Square Feet | ft2 | 0 | 100 | 0 | 0 | 1.706 | 2.2287 | 2.6137 | 100 | Square Feet | ft2 | 170.6 | 222.8696 | 261.3739 | 2.7567 | 2.9488 | 0 | 0 | 470.2972 | 614.3899 | 720.5357 | 503.0709 | 657.205 | 770.7478 | 2023 | Intermediate | 65 | Prevailing local wages, Drive time, Local code requirements, Access, Moisture issues present, Existing construction and materials | 2 | 27 | 0 | 2023 | Assumes the 100 sqft for typical exterior finish area
71 | 2023 | Residential | Envelope | Exterior Finish | Stucco |  | Exterior Finish Stucco | 2023$/sqft | Exterior Finish Stucco |  | 0 | 0 | 0 | N/A | N/A | 0 | 0 | 0 | 0 | 0 | 0 | 0 | Square Feet | ft2 | 0 | 100 | 0 | 0 | 1.706 | 2.2287 | 2.6137 | 100 | Square Feet | ft2 | 170.6 | 222.8696 | 261.3739 | 2.7567 | 2.9488 | 0 | 0 | 470.2972 | 614.3899 | 720.5357 | 503.0709 | 657.205 | 770.7478 | 2030 | Intermediate | 65 | Prevailing local wages, Drive time, Local code requirements, Access, Moisture issues present, Existing construction and materials | 2 | 27 | 0 | 2023 | Assumes the 100 sqft for typical exterior finish area
71 | 2023 | Residential | Envelope | Exterior Finish | Stucco |  | Exterior Finish Stucco | 2023$/sqft | Exterior Finish Stucco |  | 0 | 0 | 0 | N/A | N/A | 0 | 0 | 0 | 0 | 0 | 0 | 0 | Square Feet | ft2 | 0 | 100 | 0 | 0 | 1.706 | 2.2287 | 2.6137 | 100 | Square Feet | ft2 | 170.6 | 222.8696 | 261.3739 | 2.7567 | 2.9488 | 0 | 0 | 470.2972 | 614.3899 | 720.5357 | 503.0709 | 657.205 | 770.7478 | 2035 | Intermediate | 65 | Prevailing local wages, Drive time, Local code requirements, Access, Moisture issues present, Existing construction and materials | 2 | 27 | 0 | 2023 | Assumes the 100 sqft for typical exterior finish area
71 | 2023 | Residential | Envelope | Exterior Finish | Stucco |  | Exterior Finish Stucco | 2023$/sqft | Exterior Finish Stucco |  | 0 | 0 | 0 | N/A | N/A | 0 | 0 | 0 | 0 | 0 | 0 | 0 | Square Feet | ft2 | 0 | 100 | 0 | 0 | 1.706 | 2.2287 | 2.6137 | 100 | Square Feet | ft2 | 170.6 | 222.8696 | 261.3739 | 2.7567 | 2.9488 | 0 | 0 | 470.2972 | 614.3899 | 720.5357 | 503.0709 | 657.205 | 770.7478 | 2040 | Intermediate | 65 | Prevailing local wages, Drive time, Local code requirements, Access, Moisture issues present, Existing construction and materials | 2 | 27 | 0 | 2023 | Assumes the 100 sqft for typical exterior finish area
71 | 2023 | Residential | Envelope | Exterior Finish | Stucco |  | Exterior Finish Stucco | 2023$/sqft | Exterior Finish Stucco |  | 0 | 0 | 0 | N/A | N/A | 0 | 0 | 0 | 0 | 0 | 0 | 0 | Square Feet | ft2 | 0 | 100 | 0 | 0 | 1.706 | 2.2287 | 2.6137 | 100 | Square Feet | ft2 | 170.6 | 222.8696 | 261.3739 | 2.7567 | 2.9488 | 0 | 0 | 470.2972 | 614.3899 | 720.5357 | 503.0709 | 657.205 | 770.7478 | 2045 | Intermediate | 65 | Prevailing local wages, Drive time, Local code requirements, Access, Moisture issues present, Existing construction and materials | 2 | 27 | 0 | 2023 | Assumes the 100 sqft for typical exterior finish area
71 | 2023 | Residential | Envelope | Exterior Finish | Stucco |  | Exterior Finish Stucco | 2023$/sqft | Exterior Finish Stucco |  | 0 | 0 | 0 | N/A | N/A | 0 | 0 | 0 | 0 | 0 | 0 | 0 | Square Feet | ft2 | 0 | 100 | 0 | 0 | 1.706 | 2.2287 | 2.6137 | 100 | Square Feet | ft2 | 170.6 | 222.8696 | 261.3739 | 2.7567 | 2.9488 | 0 | 0 | 470.2972 | 614.3899 | 720.5357 | 503.0709 | 657.205 | 770.7478 | 2050 | Intermediate | 65 | Prevailing local wages, Drive time, Local code requirements, Access, Moisture issues present, Existing construction and materials | 2 | 27 | 0 | 2023 | Assumes the 100 sqft for typical exterior finish area
71 | 2023 | Residential | Envelope | Exterior Finish | Stucco |  | Exterior Finish Stucco | 2023$/sqft | Exterior Finish Stucco |  | 0 | 0 | 0 | N/A | N/A | 0 | 0 | 0 | 0 | 0 | 0 | 0 | Square Feet | ft2 | 0 | 100 | 0 | 0 | 1.706 | 2.2287 | 2.6137 | 100 | Square Feet | ft2 | 170.6 | 222.8696 | 261.3739 | 2.7567 | 2.9488 | 0 | 0 | 470.2972 | 614.3899 | 720.5357 | 503.0709 | 657.205 | 770.7478 | 2023 | Advanced | 65 | Prevailing local wages, Drive time, Local code requirements, Access, Moisture issues present, Existing construction and materials | 2 | 27 | 0 | 2023 | Assumes the 100 sqft for typical exterior finish area
71 | 2023 | Residential | Envelope | Exterior Finish | Stucco |  | Exterior Finish Stucco | 2023$/sqft | Exterior Finish Stucco |  | 0 | 0 | 0 | N/A | N/A | 0 | 0 | 0 | 0 | 0 | 0 | 0 | Square Feet | ft2 | 0 | 100 | 0 | 0 | 1.706 | 2.2287 | 2.6137 | 100 | Square Feet | ft2 | 170.6 | 222.8696 | 261.3739 | 2.7567 | 2.9488 | 0 | 0 | 470.2972 | 614.3899 | 720.5357 | 503.0709 | 657.205 | 770.7478 | 2030 | Advanced | 65 | Prevailing local wages, Drive time, Local code requirements, Access, Moisture issues present, Existing construction and materials | 2 | 27 | 0 | 2023 | Assumes the 100 sqft for typical exterior finish area
71 | 2023 | Residential | Envelope | Exterior Finish | Stucco |  | Exterior Finish Stucco | 2023$/sqft | Exterior Finish Stucco |  | 0 | 0 | 0 | N/A | N/A | 0 | 0 | 0 | 0 | 0 | 0 | 0 | Square Feet | ft2 | 0 | 100 | 0 | 0 | 1.706 | 2.2287 | 2.6137 | 100 | Square Feet | ft2 | 170.6 | 222.8696 | 261.3739 | 2.7567 | 2.9488 | 0 | 0 | 470.2972 | 614.3899 | 720.5357 | 503.0709 | 657.205 | 770.7478 | 2035 | Advanced | 65 | Prevailing local wages, Drive time, Local code requirements, Access, Moisture issues present, Existing construction and materials | 2 | 27 | 0 | 2023 | Assumes the 100 sqft for typical exterior finish area
71 | 2023 | Residential | Envelope | Exterior Finish | Stucco |  | Exterior Finish Stucco | 2023$/sqft | Exterior Finish Stucco |  | 0 | 0 | 0 | N/A | N/A | 0 | 0 | 0 | 0 | 0 | 0 | 0 | Square Feet | ft2 | 0 | 100 | 0 | 0 | 1.706 | 2.2287 | 2.6137 | 100 | Square Feet | ft2 | 170.6 | 222.8696 | 261.3739 | 2.7567 | 2.9488 | 0 | 0 | 470.2972 | 614.3899 | 720.5357 | 503.0709 | 657.205 | 770.7478 | 2040 | Advanced | 65 | Prevailing local wages, Drive time, Local code requirements, Access, Moisture issues present, Existing construction and materials | 2 | 27 | 0 | 2023 | Assumes the 100 sqft for typical exterior finish area
71 | 2023 | Residential | Envelope | Exterior Finish | Stucco |  | Exterior Finish Stucco | 2023$/sqft | Exterior Finish Stucco |  | 0 | 0 | 0 | N/A | N/A | 0 | 0 | 0 | 0 | 0 | 0 | 0 | Square Feet | ft2 | 0 | 100 | 0 | 0 | 1.706 | 2.2287 | 2.6137 | 100 | Square Feet | ft2 | 170.6 | 222.8696 | 261.3739 | 2.7567 | 2.9488 | 0 | 0 | 470.2972 | 614.3899 | 720.5357 | 503.0709 | 657.205 | 770.7478 | 2045 | Advanced | 65 | Prevailing local wages, Drive time, Local code requirements, Access, Moisture issues present, Existing construction and materials | 2 | 27 | 0 | 2023 | Assumes the 100 sqft for typical exterior finish area
71 | 2023 | Residential | Envelope | Exterior Finish | Stucco |  | Exterior Finish Stucco | 2023$/sqft | Exterior Finish Stucco |  | 0 | 0 | 0 | N/A | N/A | 0 | 0 | 0 | 0 | 0 | 0 | 0 | Square Feet | ft2 | 0 | 100 | 0 | 0 | 1.706 | 2.2287 | 2.6137 | 100 | Square Feet | ft2 | 170.6 | 222.8696 | 261.3739 | 2.7567 | 2.9488 | 0 | 0 | 470.2972 | 614.3899 | 720.5357 | 503.0709 | 657.205 | 770.7478 | 2050 | Advanced | 65 | Prevailing local wages, Drive time, Local code requirements, Access, Moisture issues present, Existing construction and materials | 2 | 27 | 0 | 2023 | Assumes the 100 sqft for typical exterior finish area
72 | 2023 | Residential | Envelope | Exterior Finish | Vinyl |  | Exterior Finish Vinyl | 2023$/sqft | Exterior Finish Vinyl |  | 0 | 0 | 0 | N/A | N/A | 0 | 0 | 0 | 0 | 0 | 0 | 0 | Square Feet | ft2 | 0 | 100 | 0 | 0 | 4.4655 | 6.9768 | 14.026 | 100 | Square Feet | ft2 | 446.5502 | 697.6753 | 1402.597 | 3.8124 | 4.2613 | 0 | 0 | 1702.4149 | 2659.7968 | 5347.2196 | 1902.8641 | 2972.9721 | 5976.8229 | 2023 | Reference | 30 | Prevailing local wages, Drive time, Local code requirements, Access, Moisture issues present, Existing construction and materials | 2 | 58 | 0 | 2023 | Assumes the 100 sqft for typical exterior finish area
72 | 2023 | Residential | Envelope | Exterior Finish | Vinyl |  | Exterior Finish Vinyl | 2023$/sqft | Exterior Finish Vinyl |  | 0 | 0 | 0 | N/A | N/A | 0 | 0 | 0 | 0 | 0 | 0 | 0 | Square Feet | ft2 | 0 | 100 | 0 | 0 | 4.4655 | 6.9768 | 14.026 | 100 | Square Feet | ft2 | 446.5502 | 697.6753 | 1402.597 | 3.8124 | 4.2613 | 0 | 0 | 1702.4149 | 2659.7968 | 5347.2196 | 1902.8641 | 2972.9721 | 5976.8229 | 2030 | Reference | 30 | Prevailing local wages, Drive time, Local code requirements, Access, Moisture issues present, Existing construction and materials | 2 | 58 | 0 | 2023 | Assumes the 100 sqft for typical exterior finish area
72 | 2023 | Residential | Envelope | Exterior Finish | Vinyl |  | Exterior Finish Vinyl | 2023$/sqft | Exterior Finish Vinyl |  | 0 | 0 | 0 | N/A | N/A | 0 | 0 | 0 | 0 | 0 | 0 | 0 | Square Feet | ft2 | 0 | 100 | 0 | 0 | 4.4655 | 6.9768 | 14.026 | 100 | Square Feet | ft2 | 446.5502 | 697.6753 | 1402.597 | 3.8124 | 4.2613 | 0 | 0 | 1702.4149 | 2659.7968 | 5347.2196 | 1902.8641 | 2972.9721 | 5976.8229 | 2035 | Reference | 30 | Prevailing local wages, Drive time, Local code requirements, Access, Moisture issues present, Existing construction and materials | 2 | 58 | 0 | 2023 | Assumes the 100 sqft for typical exterior finish area
72 | 2023 | Residential | Envelope | Exterior Finish | Vinyl |  | Exterior Finish Vinyl | 2023$/sqft | Exterior Finish Vinyl |  | 0 | 0 | 0 | N/A | N/A | 0 | 0 | 0 | 0 | 0 | 0 | 0 | Square Feet | ft2 | 0 | 100 | 0 | 0 | 4.4655 | 6.9768 | 14.026 | 100 | Square Feet | ft2 | 446.5502 | 697.6753 | 1402.597 | 3.8124 | 4.2613 | 0 | 0 | 1702.4149 | 2659.7968 | 5347.2196 | 1902.8641 | 2972.9721 | 5976.8229 | 2040 | Reference | 30 | Prevailing local wages, Drive time, Local code requirements, Access, Moisture issues present, Existing construction and materials | 2 | 58 | 0 | 2023 | Assumes the 100 sqft for typical exterior finish area
72 | 2023 | Residential | Envelope | Exterior Finish | Vinyl |  | Exterior Finish Vinyl | 2023$/sqft | Exterior Finish Vinyl |  | 0 | 0 | 0 | N/A | N/A | 0 | 0 | 0 | 0 | 0 | 0 | 0 | Square Feet | ft2 | 0 | 100 | 0 | 0 | 4.4655 | 6.9768 | 14.026 | 100 | Square Feet | ft2 | 446.5502 | 697.6753 | 1402.597 | 3.8124 | 4.2613 | 0 | 0 | 1702.4149 | 2659.7968 | 5347.2196 | 1902.8641 | 2972.9721 | 5976.8229 | 2045 | Reference | 30 | Prevailing local wages, Drive time, Local code requirements, Access, Moisture issues present, Existing construction and materials | 2 | 58 | 0 | 2023 | Assumes the 100 sqft for typical exterior finish area
72 | 2023 | Residential | Envelope | Exterior Finish | Vinyl |  | Exterior Finish Vinyl | 2023$/sqft | Exterior Finish Vinyl |  | 0 | 0 | 0 | N/A | N/A | 0 | 0 | 0 | 0 | 0 | 0 | 0 | Square Feet | ft2 | 0 | 100 | 0 | 0 | 4.4655 | 6.9768 | 14.026 | 100 | Square Feet | ft2 | 446.5502 | 697.6753 | 1402.597 | 3.8124 | 4.2613 | 0 | 0 | 1702.4149 | 2659.7968 | 5347.2196 | 1902.8641 | 2972.9721 | 5976.8229 | 2050 | Reference | 30 | Prevailing local wages, Drive time, Local code requirements, Access, Moisture issues present, Existing construction and materials | 2 | 58 | 0 | 2023 | Assumes the 100 sqft for typical exterior finish area
72 | 2023 | Residential | Envelope | Exterior Finish | Vinyl |  | Exterior Finish Vinyl | 2023$/sqft | Exterior Finish Vinyl |  | 0 | 0 | 0 | N/A | N/A | 0 | 0 | 0 | 0 | 0 | 0 | 0 | Square Feet | ft2 | 0 | 100 | 0 | 0 | 4.4655 | 6.9768 | 14.026 | 100 | Square Feet | ft2 | 446.5502 | 697.6753 | 1402.597 | 3.8124 | 4.2613 | 0 | 0 | 1702.4149 | 2659.7968 | 5347.2196 | 1902.8641 | 2972.9721 | 5976.8229 | 2023 | Intermediate | 30 | Prevailing local wages, Drive time, Local code requirements, Access, Moisture issues present, Existing construction and materials | 2 | 58 | 0 | 2023 | Assumes the 100 sqft for typical exterior finish area
72 | 2023 | Residential | Envelope | Exterior Finish | Vinyl |  | Exterior Finish Vinyl | 2023$/sqft | Exterior Finish Vinyl |  | 0 | 0 | 0 | N/A | N/A | 0 | 0 | 0 | 0 | 0 | 0 | 0 | Square Feet | ft2 | 0 | 100 | 0 | 0 | 4.4655 | 6.9768 | 14.026 | 100 | Square Feet | ft2 | 446.5502 | 697.6753 | 1402.597 | 3.8124 | 4.2613 | 0 | 0 | 1702.4149 | 2659.7968 | 5347.2196 | 1902.8641 | 2972.9721 | 5976.8229 | 2030 | Intermediate | 30 | Prevailing local wages, Drive time, Local code requirements, Access, Moisture issues present, Existing construction and materials | 2 | 58 | 0 | 2023 | Assumes the 100 sqft for typical exterior finish area
72 | 2023 | Residential | Envelope | Exterior Finish | Vinyl |  | Exterior Finish Vinyl | 2023$/sqft | Exterior Finish Vinyl |  | 0 | 0 | 0 | N/A | N/A | 0 | 0 | 0 | 0 | 0 | 0 | 0 | Square Feet | ft2 | 0 | 100 | 0 | 0 | 4.4655 | 6.9768 | 14.026 | 100 | Square Feet | ft2 | 446.5502 | 697.6753 | 1402.597 | 3.8124 | 4.2613 | 0 | 0 | 1702.4149 | 2659.7968 | 5347.2196 | 1902.8641 | 2972.9721 | 5976.8229 | 2035 | Intermediate | 30 | Prevailing local wages, Drive time, Local code requirements, Access, Moisture issues present, Existing construction and materials | 2 | 58 | 0 | 2023 | Assumes the 100 sqft for typical exterior finish area
72 | 2023 | Residential | Envelope | Exterior Finish | Vinyl |  | Exterior Finish Vinyl | 2023$/sqft | Exterior Finish Vinyl |  | 0 | 0 | 0 | N/A | N/A | 0 | 0 | 0 | 0 | 0 | 0 | 0 | Square Feet | ft2 | 0 | 100 | 0 | 0 | 4.4655 | 6.9768 | 14.026 | 100 | Square Feet | ft2 | 446.5502 | 697.6753 | 1402.597 | 3.8124 | 4.2613 | 0 | 0 | 1702.4149 | 2659.7968 | 5347.2196 | 1902.8641 | 2972.9721 | 5976.8229 | 2040 | Intermediate | 30 | Prevailing local wages, Drive time, Local code requirements, Access, Moisture issues present, Existing construction and materials | 2 | 58 | 0 | 2023 | Assumes the 100 sqft for typical exterior finish area
72 | 2023 | Residential | Envelope | Exterior Finish | Vinyl |  | Exterior Finish Vinyl | 2023$/sqft | Exterior Finish Vinyl |  | 0 | 0 | 0 | N/A | N/A | 0 | 0 | 0 | 0 | 0 | 0 | 0 | Square Feet | ft2 | 0 | 100 | 0 | 0 | 4.4655 | 6.9768 | 14.026 | 100 | Square Feet | ft2 | 446.5502 | 697.6753 | 1402.597 | 3.8124 | 4.2613 | 0 | 0 | 1702.4149 | 2659.7968 | 5347.2196 | 1902.8641 | 2972.9721 | 5976.8229 | 2045 | Intermediate | 30 | Prevailing local wages, Drive time, Local code requirements, Access, Moisture issues present, Existing construction and materials | 2 | 58 | 0 | 2023 | Assumes the 100 sqft for typical exterior finish area
72 | 2023 | Residential | Envelope | Exterior Finish | Vinyl |  | Exterior Finish Vinyl | 2023$/sqft | Exterior Finish Vinyl |  | 0 | 0 | 0 | N/A | N/A | 0 | 0 | 0 | 0 | 0 | 0 | 0 | Square Feet | ft2 | 0 | 100 | 0 | 0 | 4.4655 | 6.9768 | 14.026 | 100 | Square Feet | ft2 | 446.5502 | 697.6753 | 1402.597 | 3.8124 | 4.2613 | 0 | 0 | 1702.4149 | 2659.7968 | 5347.2196 | 1902.8641 | 2972.9721 | 5976.8229 | 2050 | Intermediate | 30 | Prevailing local wages, Drive time, Local code requirements, Access, Moisture issues present, Existing construction and materials | 2 | 58 | 0 | 2023 | Assumes the 100 sqft for typical exterior finish area
72 | 2023 | Residential | Envelope | Exterior Finish | Vinyl |  | Exterior Finish Vinyl | 2023$/sqft | Exterior Finish Vinyl |  | 0 | 0 | 0 | N/A | N/A | 0 | 0 | 0 | 0 | 0 | 0 | 0 | Square Feet | ft2 | 0 | 100 | 0 | 0 | 4.4655 | 6.9768 | 14.026 | 100 | Square Feet | ft2 | 446.5502 | 697.6753 | 1402.597 | 3.8124 | 4.2613 | 0 | 0 | 1702.4149 | 2659.7968 | 5347.2196 | 1902.8641 | 2972.9721 | 5976.8229 | 2023 | Advanced | 30 | Prevailing local wages, Drive time, Local code requirements, Access, Moisture issues present, Existing construction and materials | 2 | 58 | 0 | 2023 | Assumes the 100 sqft for typical exterior finish area
72 | 2023 | Residential | Envelope | Exterior Finish | Vinyl |  | Exterior Finish Vinyl | 2023$/sqft | Exterior Finish Vinyl |  | 0 | 0 | 0 | N/A | N/A | 0 | 0 | 0 | 0 | 0 | 0 | 0 | Square Feet | ft2 | 0 | 100 | 0 | 0 | 4.4655 | 6.9768 | 14.026 | 100 | Square Feet | ft2 | 446.5502 | 697.6753 | 1402.597 | 3.8124 | 4.2613 | 0 | 0 | 1702.4149 | 2659.7968 | 5347.2196 | 1902.8641 | 2972.9721 | 5976.8229 | 2030 | Advanced | 30 | Prevailing local wages, Drive time, Local code requirements, Access, Moisture issues present, Existing construction and materials | 2 | 58 | 0 | 2023 | Assumes the 100 sqft for typical exterior finish area
72 | 2023 | Residential | Envelope | Exterior Finish | Vinyl |  | Exterior Finish Vinyl | 2023$/sqft | Exterior Finish Vinyl |  | 0 | 0 | 0 | N/A | N/A | 0 | 0 | 0 | 0 | 0 | 0 | 0 | Square Feet | ft2 | 0 | 100 | 0 | 0 | 4.4655 | 6.9768 | 14.026 | 100 | Square Feet | ft2 | 446.5502 | 697.6753 | 1402.597 | 3.8124 | 4.2613 | 0 | 0 | 1702.4149 | 2659.7968 | 5347.2196 | 1902.8641 | 2972.9721 | 5976.8229 | 2035 | Advanced | 30 | Prevailing local wages, Drive time, Local code requirements, Access, Moisture issues present, Existing construction and materials | 2 | 58 | 0 | 2023 | Assumes the 100 sqft for typical exterior finish area
72 | 2023 | Residential | Envelope | Exterior Finish | Vinyl |  | Exterior Finish Vinyl | 2023$/sqft | Exterior Finish Vinyl |  | 0 | 0 | 0 | N/A | N/A | 0 | 0 | 0 | 0 | 0 | 0 | 0 | Square Feet | ft2 | 0 | 100 | 0 | 0 | 4.4655 | 6.9768 | 14.026 | 100 | Square Feet | ft2 | 446.5502 | 697.6753 | 1402.597 | 3.8124 | 4.2613 | 0 | 0 | 1702.4149 | 2659.7968 | 5347.2196 | 1902.8641 | 2972.9721 | 5976.8229 | 2040 | Advanced | 30 | Prevailing local wages, Drive time, Local code requirements, Access, Moisture issues present, Existing construction and materials | 2 | 58 | 0 | 2023 | Assumes the 100 sqft for typical exterior finish area
72 | 2023 | Residential | Envelope | Exterior Finish | Vinyl |  | Exterior Finish Vinyl | 2023$/sqft | Exterior Finish Vinyl |  | 0 | 0 | 0 | N/A | N/A | 0 | 0 | 0 | 0 | 0 | 0 | 0 | Square Feet | ft2 | 0 | 100 | 0 | 0 | 4.4655 | 6.9768 | 14.026 | 100 | Square Feet | ft2 | 446.5502 | 697.6753 | 1402.597 | 3.8124 | 4.2613 | 0 | 0 | 1702.4149 | 2659.7968 | 5347.2196 | 1902.8641 | 2972.9721 | 5976.8229 | 2045 | Advanced | 30 | Prevailing local wages, Drive time, Local code requirements, Access, Moisture issues present, Existing construction and materials | 2 | 58 | 0 | 2023 | Assumes the 100 sqft for typical exterior finish area
72 | 2023 | Residential | Envelope | Exterior Finish | Vinyl |  | Exterior Finish Vinyl | 2023$/sqft | Exterior Finish Vinyl |  | 0 | 0 | 0 | N/A | N/A | 0 | 0 | 0 | 0 | 0 | 0 | 0 | Square Feet | ft2 | 0 | 100 | 0 | 0 | 4.4655 | 6.9768 | 14.026 | 100 | Square Feet | ft2 | 446.5502 | 697.6753 | 1402.597 | 3.8124 | 4.2613 | 0 | 0 | 1702.4149 | 2659.7968 | 5347.2196 | 1902.8641 | 2972.9721 | 5976.8229 | 2050 | Advanced | 30 | Prevailing local wages, Drive time, Local code requirements, Access, Moisture issues present, Existing construction and materials | 2 | 58 | 0 | 2023 | Assumes the 100 sqft for typical exterior finish area
73 | 2023 | Residential | Envelope | Exterior Finish | Wood |  | Exterior Finish Wood | 2023$/sqft | Exterior Finish Wood |  | 0 | 0 | 0 | N/A | N/A | 0 | 0 | 0 | 0 | 0 | 0 | 0 | Square Feet | ft2 | 0 | 100 | 0 | 0 | 1.8151 | 8.1136 | 30.9286 | 100 | Square Feet | ft2 | 181.5119 | 811.3636 | 3092.857 | 2.6603 | 2.8521 | 0 | 0 | 482.8694 | 2158.4407 | 8227.8137 | 517.6877 | 2314.0795 | 8821.0968 | 2023 | Reference | 30 | Prevailing local wages, Drive time, Local code requirements, Access, Moisture issues present, Existing construction and materials | 2 | 32 | 0 | 2023 | Assumes the 100 sqft for typical exterior finish area
73 | 2023 | Residential | Envelope | Exterior Finish | Wood |  | Exterior Finish Wood | 2023$/sqft | Exterior Finish Wood |  | 0 | 0 | 0 | N/A | N/A | 0 | 0 | 0 | 0 | 0 | 0 | 0 | Square Feet | ft2 | 0 | 100 | 0 | 0 | 1.8151 | 8.1136 | 30.9286 | 100 | Square Feet | ft2 | 181.5119 | 811.3636 | 3092.857 | 2.6603 | 2.8521 | 0 | 0 | 482.8694 | 2158.4407 | 8227.8137 | 517.6877 | 2314.0795 | 8821.0968 | 2030 | Reference | 30 | Prevailing local wages, Drive time, Local code requirements, Access, Moisture issues present, Existing construction and materials | 2 | 32 | 0 | 2023 | Assumes the 100 sqft for typical exterior finish area
73 | 2023 | Residential | Envelope | Exterior Finish | Wood |  | Exterior Finish Wood | 2023$/sqft | Exterior Finish Wood |  | 0 | 0 | 0 | N/A | N/A | 0 | 0 | 0 | 0 | 0 | 0 | 0 | Square Feet | ft2 | 0 | 100 | 0 | 0 | 1.8151 | 8.1136 | 30.9286 | 100 | Square Feet | ft2 | 181.5119 | 811.3636 | 3092.857 | 2.6603 | 2.8521 | 0 | 0 | 482.8694 | 2158.4407 | 8227.8137 | 517.6877 | 2314.0795 | 8821.0968 | 2035 | Reference | 30 | Prevailing local wages, Drive time, Local code requirements, Access, Moisture issues present, Existing construction and materials | 2 | 32 | 0 | 2023 | Assumes the 100 sqft for typical exterior finish area
73 | 2023 | Residential | Envelope | Exterior Finish | Wood |  | Exterior Finish Wood | 2023$/sqft | Exterior Finish Wood |  | 0 | 0 | 0 | N/A | N/A | 0 | 0 | 0 | 0 | 0 | 0 | 0 | Square Feet | ft2 | 0 | 100 | 0 | 0 | 1.8151 | 8.1136 | 30.9286 | 100 | Square Feet | ft2 | 181.5119 | 811.3636 | 3092.857 | 2.6603 | 2.8521 | 0 | 0 | 482.8694 | 2158.4407 | 8227.8137 | 517.6877 | 2314.0795 | 8821.0968 | 2040 | Reference | 30 | Prevailing local wages, Drive time, Local code requirements, Access, Moisture issues present, Existing construction and materials | 2 | 32 | 0 | 2023 | Assumes the 100 sqft for typical exterior finish area
73 | 2023 | Residential | Envelope | Exterior Finish | Wood |  | Exterior Finish Wood | 2023$/sqft | Exterior Finish Wood |  | 0 | 0 | 0 | N/A | N/A | 0 | 0 | 0 | 0 | 0 | 0 | 0 | Square Feet | ft2 | 0 | 100 | 0 | 0 | 1.8151 | 8.1136 | 30.9286 | 100 | Square Feet | ft2 | 181.5119 | 811.3636 | 3092.857 | 2.6603 | 2.8521 | 0 | 0 | 482.8694 | 2158.4407 | 8227.8137 | 517.6877 | 2314.0795 | 8821.0968 | 2045 | Reference | 30 | Prevailing local wages, Drive time, Local code requirements, Access, Moisture issues present, Existing construction and materials | 2 | 32 | 0 | 2023 | Assumes the 100 sqft for typical exterior finish area
73 | 2023 | Residential | Envelope | Exterior Finish | Wood |  | Exterior Finish Wood | 2023$/sqft | Exterior Finish Wood |  | 0 | 0 | 0 | N/A | N/A | 0 | 0 | 0 | 0 | 0 | 0 | 0 | Square Feet | ft2 | 0 | 100 | 0 | 0 | 1.8151 | 8.1136 | 30.9286 | 100 | Square Feet | ft2 | 181.5119 | 811.3636 | 3092.857 | 2.6603 | 2.8521 | 0 | 0 | 482.8694 | 2158.4407 | 8227.8137 | 517.6877 | 2314.0795 | 8821.0968 | 2050 | Reference | 30 | Prevailing local wages, Drive time, Local code requirements, Access, Moisture issues present, Existing construction and materials | 2 | 32 | 0 | 2023 | Assumes the 100 sqft for typical exterior finish area
73 | 2023 | Residential | Envelope | Exterior Finish | Wood |  | Exterior Finish Wood | 2023$/sqft | Exterior Finish Wood |  | 0 | 0 | 0 | N/A | N/A | 0 | 0 | 0 | 0 | 0 | 0 | 0 | Square Feet | ft2 | 0 | 100 | 0 | 0 | 1.8151 | 8.1136 | 30.9286 | 100 | Square Feet | ft2 | 181.5119 | 811.3636 | 3092.857 | 2.6603 | 2.8521 | 0 | 0 | 482.8694 | 2158.4407 | 8227.8137 | 517.6877 | 2314.0795 | 8821.0968 | 2023 | Intermediate | 30 | Prevailing local wages, Drive time, Local code requirements, Access, Moisture issues present, Existing construction and materials | 2 | 32 | 0 | 2023 | Assumes the 100 sqft for typical exterior finish area
73 | 2023 | Residential | Envelope | Exterior Finish | Wood |  | Exterior Finish Wood | 2023$/sqft | Exterior Finish Wood |  | 0 | 0 | 0 | N/A | N/A | 0 | 0 | 0 | 0 | 0 | 0 | 0 | Square Feet | ft2 | 0 | 100 | 0 | 0 | 1.8151 | 8.1136 | 30.9286 | 100 | Square Feet | ft2 | 181.5119 | 811.3636 | 3092.857 | 2.6603 | 2.8521 | 0 | 0 | 482.8694 | 2158.4407 | 8227.8137 | 517.6877 | 2314.0795 | 8821.0968 | 2030 | Intermediate | 30 | Prevailing local wages, Drive time, Local code requirements, Access, Moisture issues present, Existing construction and materials | 2 | 32 | 0 | 2023 | Assumes the 100 sqft for typical exterior finish area
73 | 2023 | Residential | Envelope | Exterior Finish | Wood |  | Exterior Finish Wood | 2023$/sqft | Exterior Finish Wood |  | 0 | 0 | 0 | N/A | N/A | 0 | 0 | 0 | 0 | 0 | 0 | 0 | Square Feet | ft2 | 0 | 100 | 0 | 0 | 1.8151 | 8.1136 | 30.9286 | 100 | Square Feet | ft2 | 181.5119 | 811.3636 | 3092.857 | 2.6603 | 2.8521 | 0 | 0 | 482.8694 | 2158.4407 | 8227.8137 | 517.6877 | 2314.0795 | 8821.0968 | 2035 | Intermediate | 30 | Prevailing local wages, Drive time, Local code requirements, Access, Moisture issues present, Existing construction and materials | 2 | 32 | 0 | 2023 | Assumes the 100 sqft for typical exterior finish area
73 | 2023 | Residential | Envelope | Exterior Finish | Wood |  | Exterior Finish Wood | 2023$/sqft | Exterior Finish Wood |  | 0 | 0 | 0 | N/A | N/A | 0 | 0 | 0 | 0 | 0 | 0 | 0 | Square Feet | ft2 | 0 | 100 | 0 | 0 | 1.8151 | 8.1136 | 30.9286 | 100 | Square Feet | ft2 | 181.5119 | 811.3636 | 3092.857 | 2.6603 | 2.8521 | 0 | 0 | 482.8694 | 2158.4407 | 8227.8137 | 517.6877 | 2314.0795 | 8821.0968 | 2040 | Intermediate | 30 | Prevailing local wages, Drive time, Local code requirements, Access, Moisture issues present, Existing construction and materials | 2 | 32 | 0 | 2023 | Assumes the 100 sqft for typical exterior finish area
73 | 2023 | Residential | Envelope | Exterior Finish | Wood |  | Exterior Finish Wood | 2023$/sqft | Exterior Finish Wood |  | 0 | 0 | 0 | N/A | N/A | 0 | 0 | 0 | 0 | 0 | 0 | 0 | Square Feet | ft2 | 0 | 100 | 0 | 0 | 1.8151 | 8.1136 | 30.9286 | 100 | Square Feet | ft2 | 181.5119 | 811.3636 | 3092.857 | 2.6603 | 2.8521 | 0 | 0 | 482.8694 | 2158.4407 | 8227.8137 | 517.6877 | 2314.0795 | 8821.0968 | 2045 | Intermediate | 30 | Prevailing local wages, Drive time, Local code requirements, Access, Moisture issues present, Existing construction and materials | 2 | 32 | 0 | 2023 | Assumes the 100 sqft for typical exterior finish area
73 | 2023 | Residential | Envelope | Exterior Finish | Wood |  | Exterior Finish Wood | 2023$/sqft | Exterior Finish Wood |  | 0 | 0 | 0 | N/A | N/A | 0 | 0 | 0 | 0 | 0 | 0 | 0 | Square Feet | ft2 | 0 | 100 | 0 | 0 | 1.8151 | 8.1136 | 30.9286 | 100 | Square Feet | ft2 | 181.5119 | 811.3636 | 3092.857 | 2.6603 | 2.8521 | 0 | 0 | 482.8694 | 2158.4407 | 8227.8137 | 517.6877 | 2314.0795 | 8821.0968 | 2050 | Intermediate | 30 | Prevailing local wages, Drive time, Local code requirements, Access, Moisture issues present, Existing construction and materials | 2 | 32 | 0 | 2023 | Assumes the 100 sqft for typical exterior finish area
73 | 2023 | Residential | Envelope | Exterior Finish | Wood |  | Exterior Finish Wood | 2023$/sqft | Exterior Finish Wood |  | 0 | 0 | 0 | N/A | N/A | 0 | 0 | 0 | 0 | 0 | 0 | 0 | Square Feet | ft2 | 0 | 100 | 0 | 0 | 1.8151 | 8.1136 | 30.9286 | 100 | Square Feet | ft2 | 181.5119 | 811.3636 | 3092.857 | 2.6603 | 2.8521 | 0 | 0 | 482.8694 | 2158.4407 | 8227.8137 | 517.6877 | 2314.0795 | 8821.0968 | 2023 | Advanced | 30 | Prevailing local wages, Drive time, Local code requirements, Access, Moisture issues present, Existing construction and materials | 2 | 32 | 0 | 2023 | Assumes the 100 sqft for typical exterior finish area
73 | 2023 | Residential | Envelope | Exterior Finish | Wood |  | Exterior Finish Wood | 2023$/sqft | Exterior Finish Wood |  | 0 | 0 | 0 | N/A | N/A | 0 | 0 | 0 | 0 | 0 | 0 | 0 | Square Feet | ft2 | 0 | 100 | 0 | 0 | 1.8151 | 8.1136 | 30.9286 | 100 | Square Feet | ft2 | 181.5119 | 811.3636 | 3092.857 | 2.6603 | 2.8521 | 0 | 0 | 482.8694 | 2158.4407 | 8227.8137 | 517.6877 | 2314.0795 | 8821.0968 | 2030 | Advanced | 30 | Prevailing local wages, Drive time, Local code requirements, Access, Moisture issues present, Existing construction and materials | 2 | 32 | 0 | 2023 | Assumes the 100 sqft for typical exterior finish area
73 | 2023 | Residential | Envelope | Exterior Finish | Wood |  | Exterior Finish Wood | 2023$/sqft | Exterior Finish Wood |  | 0 | 0 | 0 | N/A | N/A | 0 | 0 | 0 | 0 | 0 | 0 | 0 | Square Feet | ft2 | 0 | 100 | 0 | 0 | 1.8151 | 8.1136 | 30.9286 | 100 | Square Feet | ft2 | 181.5119 | 811.3636 | 3092.857 | 2.6603 | 2.8521 | 0 | 0 | 482.8694 | 2158.4407 | 8227.8137 | 517.6877 | 2314.0795 | 8821.0968 | 2035 | Advanced | 30 | Prevailing local wages, Drive time, Local code requirements, Access, Moisture issues present, Existing construction and materials | 2 | 32 | 0 | 2023 | Assumes the 100 sqft for typical exterior finish area
73 | 2023 | Residential | Envelope | Exterior Finish | Wood |  | Exterior Finish Wood | 2023$/sqft | Exterior Finish Wood |  | 0 | 0 | 0 | N/A | N/A | 0 | 0 | 0 | 0 | 0 | 0 | 0 | Square Feet | ft2 | 0 | 100 | 0 | 0 | 1.8151 | 8.1136 | 30.9286 | 100 | Square Feet | ft2 | 181.5119 | 811.3636 | 3092.857 | 2.6603 | 2.8521 | 0 | 0 | 482.8694 | 2158.4407 | 8227.8137 | 517.6877 | 2314.0795 | 8821.0968 | 2040 | Advanced | 30 | Prevailing local wages, Drive time, Local code requirements, Access, Moisture issues present, Existing construction and materials | 2 | 32 | 0 | 2023 | Assumes the 100 sqft for typical exterior finish area
73 | 2023 | Residential | Envelope | Exterior Finish | Wood |  | Exterior Finish Wood | 2023$/sqft | Exterior Finish Wood |  | 0 | 0 | 0 | N/A | N/A | 0 | 0 | 0 | 0 | 0 | 0 | 0 | Square Feet | ft2 | 0 | 100 | 0 | 0 | 1.8151 | 8.1136 | 30.9286 | 100 | Square Feet | ft2 | 181.5119 | 811.3636 | 3092.857 | 2.6603 | 2.8521 | 0 | 0 | 482.8694 | 2158.4407 | 8227.8137 | 517.6877 | 2314.0795 | 8821.0968 | 2045 | Advanced | 30 | Prevailing local wages, Drive time, Local code requirements, Access, Moisture issues present, Existing construction and materials | 2 | 32 | 0 | 2023 | Assumes the 100 sqft for typical exterior finish area
73 | 2023 | Residential | Envelope | Exterior Finish | Wood |  | Exterior Finish Wood | 2023$/sqft | Exterior Finish Wood |  | 0 | 0 | 0 | N/A | N/A | 0 | 0 | 0 | 0 | 0 | 0 | 0 | Square Feet | ft2 | 0 | 100 | 0 | 0 | 1.8151 | 8.1136 | 30.9286 | 100 | Square Feet | ft2 | 181.5119 | 811.3636 | 3092.857 | 2.6603 | 2.8521 | 0 | 0 | 482.8694 | 2158.4407 | 8227.8137 | 517.6877 | 2314.0795 | 8821.0968 | 2050 | Advanced | 30 | Prevailing local wages, Drive time, Local code requirements, Access, Moisture issues present, Existing construction and materials | 2 | 32 | 0 | 2023 | Assumes the 100 sqft for typical exterior finish area
74 | 2023 | Residential | Envelope | Finished Basement (Ceiling) | Batt |  | Finished Basement (Ceiling) Batt | 2023$/sqft | Finished Basement (Ceiling) |  | 0.031667 | 0.043 | 0.052 | R-value | ft2*degF*h/Btu | 6 | 20 | 49 | 49 | 0 | 0 | 0 | Square Feet | ft2 | 0 | 900 | 0 | 0 | 0.15833 | 0.263 | 1.558 | 900 | Square Feet | ft2 | 712.5066 | 1010.7036 | 2338.2333 | 1 | 1 | 0.80364 | 1.3636 | 1435.7793 | 1733.9763 | 3061.506 | 1939.7793 | 2237.9763 | 3565.506 | 2023 | Reference | 999 | Prevailing local wages, Drive time, Local code requirements, Access, Presence/condition/type of existing insulation, Existing construction and materials, Moisture issues present, Presence of hazardous materials, Presence of hazardous materials, Extent of preparation, Accommodation for termite inspections | 4 | 93 | 0.1894 | 2023 | Assumes reference and advanced case are constant based on raw materials. Typical costs assume a wall area of 900 sq ft as an example based on average sqft of a house to be 2,025, though wall areas and insulation amounts vary greatly by building.
74 | 2023 | Residential | Envelope | Finished Basement (Ceiling) | Batt |  | Finished Basement (Ceiling) Batt | 2023$/sqft | Finished Basement (Ceiling) |  | 0.031667 | 0.043 | 0.052 | R-value | ft2*degF*h/Btu | 6 | 20 | 49 | 49 | 0 | 0 | 0 | Square Feet | ft2 | 0 | 900 | 0 | 0 | 0.15833 | 0.263 | 1.558 | 900 | Square Feet | ft2 | 712.5066 | 1010.7036 | 2338.2333 | 1 | 1 | 0.80364 | 1.3636 | 1435.7793 | 1733.9763 | 3061.506 | 1939.7793 | 2237.9763 | 3565.506 | 2030 | Reference | 999 | Prevailing local wages, Drive time, Local code requirements, Access, Presence/condition/type of existing insulation, Existing construction and materials, Moisture issues present, Presence of hazardous materials, Presence of hazardous materials, Extent of preparation, Accommodation for termite inspections | 4 | 93 | 0.1894 | 2023 | Assumes reference and advanced case are constant based on raw materials. Typical costs assume a wall area of 900 sq ft as an example based on average sqft of a house to be 2,025, though wall areas and insulation amounts vary greatly by building.
74 | 2023 | Residential | Envelope | Finished Basement (Ceiling) | Batt |  | Finished Basement (Ceiling) Batt | 2023$/sqft | Finished Basement (Ceiling) |  | 0.031667 | 0.043 | 0.052 | R-value | ft2*degF*h/Btu | 6 | 20 | 49 | 49 | 0 | 0 | 0 | Square Feet | ft2 | 0 | 900 | 0 | 0 | 0.15833 | 0.263 | 1.558 | 900 | Square Feet | ft2 | 712.5066 | 1010.7036 | 2338.2333 | 1 | 1 | 0.80364 | 1.3636 | 1435.7793 | 1733.9763 | 3061.506 | 1939.7793 | 2237.9763 | 3565.506 | 2035 | Reference | 999 | Prevailing local wages, Drive time, Local code requirements, Access, Presence/condition/type of existing insulation, Existing construction and materials, Moisture issues present, Presence of hazardous materials, Presence of hazardous materials, Extent of preparation, Accommodation for termite inspections | 4 | 93 | 0.1894 | 2023 | Assumes reference and advanced case are constant based on raw materials. Typical costs assume a wall area of 900 sq ft as an example based on average sqft of a house to be 2,025, though wall areas and insulation amounts vary greatly by building.
74 | 2023 | Residential | Envelope | Finished Basement (Ceiling) | Batt |  | Finished Basement (Ceiling) Batt | 2023$/sqft | Finished Basement (Ceiling) |  | 0.031667 | 0.043 | 0.052 | R-value | ft2*degF*h/Btu | 6 | 20 | 49 | 49 | 0 | 0 | 0 | Square Feet | ft2 | 0 | 900 | 0 | 0 | 0.15833 | 0.263 | 1.558 | 900 | Square Feet | ft2 | 712.5066 | 1010.7036 | 2338.2333 | 1 | 1 | 0.80364 | 1.3636 | 1435.7793 | 1733.9763 | 3061.506 | 1939.7793 | 2237.9763 | 3565.506 | 2040 | Reference | 999 | Prevailing local wages, Drive time, Local code requirements, Access, Presence/condition/type of existing insulation, Existing construction and materials, Moisture issues present, Presence of hazardous materials, Presence of hazardous materials, Extent of preparation, Accommodation for termite inspections | 4 | 93 | 0.1894 | 2023 | Assumes reference and advanced case are constant based on raw materials. Typical costs assume a wall area of 900 sq ft as an example based on average sqft of a house to be 2,025, though wall areas and insulation amounts vary greatly by building.
74 | 2023 | Residential | Envelope | Finished Basement (Ceiling) | Batt |  | Finished Basement (Ceiling) Batt | 2023$/sqft | Finished Basement (Ceiling) |  | 0.031667 | 0.043 | 0.052 | R-value | ft2*degF*h/Btu | 6 | 20 | 49 | 49 | 0 | 0 | 0 | Square Feet | ft2 | 0 | 900 | 0 | 0 | 0.15833 | 0.263 | 1.558 | 900 | Square Feet | ft2 | 712.5066 | 1010.7036 | 2338.2333 | 1 | 1 | 0.80364 | 1.3636 | 1435.7793 | 1733.9763 | 3061.506 | 1939.7793 | 2237.9763 | 3565.506 | 2045 | Reference | 999 | Prevailing local wages, Drive time, Local code requirements, Access, Presence/condition/type of existing insulation, Existing construction and materials, Moisture issues present, Presence of hazardous materials, Presence of hazardous materials, Extent of preparation, Accommodation for termite inspections | 4 | 93 | 0.1894 | 2023 | Assumes reference and advanced case are constant based on raw materials. Typical costs assume a wall area of 900 sq ft as an example based on average sqft of a house to be 2,025, though wall areas and insulation amounts vary greatly by building.
74 | 2023 | Residential | Envelope | Finished Basement (Ceiling) | Batt |  | Finished Basement (Ceiling) Batt | 2023$/sqft | Finished Basement (Ceiling) |  | 0.031667 | 0.043 | 0.052 | R-value | ft2*degF*h/Btu | 6 | 20 | 49 | 49 | 0 | 0 | 0 | Square Feet | ft2 | 0 | 900 | 0 | 0 | 0.15833 | 0.263 | 1.558 | 900 | Square Feet | ft2 | 712.5066 | 1010.7036 | 2338.2333 | 1 | 1 | 0.80364 | 1.3636 | 1435.7793 | 1733.9763 | 3061.506 | 1939.7793 | 2237.9763 | 3565.506 | 2050 | Reference | 999 | Prevailing local wages, Drive time, Local code requirements, Access, Presence/condition/type of existing insulation, Existing construction and materials, Moisture issues present, Presence of hazardous materials, Presence of hazardous materials, Extent of preparation, Accommodation for termite inspections | 4 | 93 | 0.1894 | 2023 | Assumes reference and advanced case are constant based on raw materials. Typical costs assume a wall area of 900 sq ft as an example based on average sqft of a house to be 2,025, though wall areas and insulation amounts vary greatly by building.
74 | 2023 | Residential | Envelope | Finished Basement (Ceiling) | Batt |  | Finished Basement (Ceiling) Batt | 2023$/sqft | Finished Basement (Ceiling) |  | 0.031667 | 0.043 | 0.052 | R-value | ft2*degF*h/Btu | 6 | 20 | 49 | 49 | 0 | 0 | 0 | Square Feet | ft2 | 0 | 900 | 0 | 0 | 0.15833 | 0.263 | 1.558 | 900 | Square Feet | ft2 | 712.5066 | 1010.7036 | 2338.2333 | 1 | 1 | 0.80364 | 1.3636 | 1435.7793 | 1733.9763 | 3061.506 | 1939.7793 | 2237.9763 | 3565.506 | 2023 | Intermediate | 999 | Prevailing local wages, Drive time, Local code requirements, Access, Presence/condition/type of existing insulation, Existing construction and materials, Moisture issues present, Presence of hazardous materials, Presence of hazardous materials, Extent of preparation, Accommodation for termite inspections | 4 | 93 | 0.1894 | 2023 | Assumes reference and advanced case are constant based on raw materials. Typical costs assume a wall area of 900 sq ft as an example based on average sqft of a house to be 2,025, though wall areas and insulation amounts vary greatly by building.
74 | 2023 | Residential | Envelope | Finished Basement (Ceiling) | Batt |  | Finished Basement (Ceiling) Batt | 2023$/sqft | Finished Basement (Ceiling) |  | 0.031667 | 0.043 | 0.052 | R-value | ft2*degF*h/Btu | 6 | 20 | 49 | 49 | 0 | 0 | 0 | Square Feet | ft2 | 0 | 900 | 0 | 0 | 0.15833 | 0.263 | 1.558 | 900 | Square Feet | ft2 | 712.5066 | 1010.7036 | 2338.2333 | 1 | 1 | 0.80364 | 1.3636 | 1435.7793 | 1733.9763 | 3061.506 | 1939.7793 | 2237.9763 | 3565.506 | 2030 | Intermediate | 999 | Prevailing local wages, Drive time, Local code requirements, Access, Presence/condition/type of existing insulation, Existing construction and materials, Moisture issues present, Presence of hazardous materials, Presence of hazardous materials, Extent of preparation, Accommodation for termite inspections | 4 | 93 | 0.1894 | 2023 | Assumes reference and advanced case are constant based on raw materials. Typical costs assume a wall area of 900 sq ft as an example based on average sqft of a house to be 2,025, though wall areas and insulation amounts vary greatly by building.
74 | 2023 | Residential | Envelope | Finished Basement (Ceiling) | Batt |  | Finished Basement (Ceiling) Batt | 2023$/sqft | Finished Basement (Ceiling) |  | 0.031667 | 0.043 | 0.052 | R-value | ft2*degF*h/Btu | 6 | 20 | 49 | 49 | 0 | 0 | 0 | Square Feet | ft2 | 0 | 900 | 0 | 0 | 0.15833 | 0.263 | 1.558 | 900 | Square Feet | ft2 | 712.5066 | 1010.7036 | 2338.2333 | 1 | 1 | 0.80364 | 1.3636 | 1435.7793 | 1733.9763 | 3061.506 | 1939.7793 | 2237.9763 | 3565.506 | 2035 | Intermediate | 999 | Prevailing local wages, Drive time, Local code requirements, Access, Presence/condition/type of existing insulation, Existing construction and materials, Moisture issues present, Presence of hazardous materials, Presence of hazardous materials, Extent of preparation, Accommodation for termite inspections | 4 | 93 | 0.1894 | 2023 | Assumes reference and advanced case are constant based on raw materials. Typical costs assume a wall area of 900 sq ft as an example based on average sqft of a house to be 2,025, though wall areas and insulation amounts vary greatly by building.
74 | 2023 | Residential | Envelope | Finished Basement (Ceiling) | Batt |  | Finished Basement (Ceiling) Batt | 2023$/sqft | Finished Basement (Ceiling) |  | 0.031667 | 0.043 | 0.052 | R-value | ft2*degF*h/Btu | 6 | 20 | 49 | 49 | 0 | 0 | 0 | Square Feet | ft2 | 0 | 900 | 0 | 0 | 0.15833 | 0.263 | 1.558 | 900 | Square Feet | ft2 | 712.5066 | 1010.7036 | 2338.2333 | 1 | 1 | 0.80364 | 1.3636 | 1435.7793 | 1733.9763 | 3061.506 | 1939.7793 | 2237.9763 | 3565.506 | 2040 | Intermediate | 999 | Prevailing local wages, Drive time, Local code requirements, Access, Presence/condition/type of existing insulation, Existing construction and materials, Moisture issues present, Presence of hazardous materials, Presence of hazardous materials, Extent of preparation, Accommodation for termite inspections | 4 | 93 | 0.1894 | 2023 | Assumes reference and advanced case are constant based on raw materials. Typical costs assume a wall area of 900 sq ft as an example based on average sqft of a house to be 2,025, though wall areas and insulation amounts vary greatly by building.
74 | 2023 | Residential | Envelope | Finished Basement (Ceiling) | Batt |  | Finished Basement (Ceiling) Batt | 2023$/sqft | Finished Basement (Ceiling) |  | 0.031667 | 0.043 | 0.052 | R-value | ft2*degF*h/Btu | 6 | 20 | 49 | 49 | 0 | 0 | 0 | Square Feet | ft2 | 0 | 900 | 0 | 0 | 0.15833 | 0.263 | 1.558 | 900 | Square Feet | ft2 | 712.5066 | 1010.7036 | 2338.2333 | 1 | 1 | 0.80364 | 1.3636 | 1435.7793 | 1733.9763 | 3061.506 | 1939.7793 | 2237.9763 | 3565.506 | 2045 | Intermediate | 999 | Prevailing local wages, Drive time, Local code requirements, Access, Presence/condition/type of existing insulation, Existing construction and materials, Moisture issues present, Presence of hazardous materials, Presence of hazardous materials, Extent of preparation, Accommodation for termite inspections | 4 | 93 | 0.1894 | 2023 | Assumes reference and advanced case are constant based on raw materials. Typical costs assume a wall area of 900 sq ft as an example based on average sqft of a house to be 2,025, though wall areas and insulation amounts vary greatly by building.
74 | 2023 | Residential | Envelope | Finished Basement (Ceiling) | Batt |  | Finished Basement (Ceiling) Batt | 2023$/sqft | Finished Basement (Ceiling) |  | 0.031667 | 0.043 | 0.052 | R-value | ft2*degF*h/Btu | 6 | 20 | 49 | 49 | 0 | 0 | 0 | Square Feet | ft2 | 0 | 900 | 0 | 0 | 0.15833 | 0.263 | 1.558 | 900 | Square Feet | ft2 | 712.5066 | 1010.7036 | 2338.2333 | 1 | 1 | 0.80364 | 1.3636 | 1435.7793 | 1733.9763 | 3061.506 | 1939.7793 | 2237.9763 | 3565.506 | 2050 | Intermediate | 999 | Prevailing local wages, Drive time, Local code requirements, Access, Presence/condition/type of existing insulation, Existing construction and materials, Moisture issues present, Presence of hazardous materials, Presence of hazardous materials, Extent of preparation, Accommodation for termite inspections | 4 | 93 | 0.1894 | 2023 | Assumes reference and advanced case are constant based on raw materials. Typical costs assume a wall area of 900 sq ft as an example based on average sqft of a house to be 2,025, though wall areas and insulation amounts vary greatly by building.
74 | 2023 | Residential | Envelope | Finished Basement (Ceiling) | Batt |  | Finished Basement (Ceiling) Batt | 2023$/sqft | Finished Basement (Ceiling) |  | 0.031667 | 0.043 | 0.052 | R-value | ft2*degF*h/Btu | 6 | 20 | 49 | 49 | 0 | 0 | 0 | Square Feet | ft2 | 0 | 900 | 0 | 0 | 0.15833 | 0.263 | 1.558 | 900 | Square Feet | ft2 | 712.5066 | 1010.7036 | 2338.2333 | 1 | 1 | 0.80364 | 1.3636 | 1435.7793 | 1733.9763 | 3061.506 | 1939.7793 | 2237.9763 | 3565.506 | 2023 | Advanced | 999 | Prevailing local wages, Drive time, Local code requirements, Access, Presence/condition/type of existing insulation, Existing construction and materials, Moisture issues present, Presence of hazardous materials, Presence of hazardous materials, Extent of preparation, Accommodation for termite inspections | 4 | 93 | 0.1894 | 2023 | Assumes reference and advanced case are constant based on raw materials. Typical costs assume a wall area of 900 sq ft as an example based on average sqft of a house to be 2,025, though wall areas and insulation amounts vary greatly by building.
74 | 2023 | Residential | Envelope | Finished Basement (Ceiling) | Batt |  | Finished Basement (Ceiling) Batt | 2023$/sqft | Finished Basement (Ceiling) |  | 0.031667 | 0.043 | 0.052 | R-value | ft2*degF*h/Btu | 6 | 20 | 49 | 49 | 0 | 0 | 0 | Square Feet | ft2 | 0 | 900 | 0 | 0 | 0.15833 | 0.263 | 1.558 | 900 | Square Feet | ft2 | 712.5066 | 1010.7036 | 2338.2333 | 1 | 1 | 0.80364 | 1.3636 | 1435.7793 | 1733.9763 | 3061.506 | 1939.7793 | 2237.9763 | 3565.506 | 2030 | Advanced | 999 | Prevailing local wages, Drive time, Local code requirements, Access, Presence/condition/type of existing insulation, Existing construction and materials, Moisture issues present, Presence of hazardous materials, Presence of hazardous materials, Extent of preparation, Accommodation for termite inspections | 4 | 93 | 0.1894 | 2023 | Assumes reference and advanced case are constant based on raw materials. Typical costs assume a wall area of 900 sq ft as an example based on average sqft of a house to be 2,025, though wall areas and insulation amounts vary greatly by building.
74 | 2023 | Residential | Envelope | Finished Basement (Ceiling) | Batt |  | Finished Basement (Ceiling) Batt | 2023$/sqft | Finished Basement (Ceiling) |  | 0.031667 | 0.043 | 0.052 | R-value | ft2*degF*h/Btu | 6 | 20 | 49 | 49 | 0 | 0 | 0 | Square Feet | ft2 | 0 | 900 | 0 | 0 | 0.15833 | 0.263 | 1.558 | 900 | Square Feet | ft2 | 712.5066 | 1010.7036 | 2338.2333 | 1 | 1 | 0.80364 | 1.3636 | 1435.7793 | 1733.9763 | 3061.506 | 1939.7793 | 2237.9763 | 3565.506 | 2035 | Advanced | 999 | Prevailing local wages, Drive time, Local code requirements, Access, Presence/condition/type of existing insulation, Existing construction and materials, Moisture issues present, Presence of hazardous materials, Presence of hazardous materials, Extent of preparation, Accommodation for termite inspections | 4 | 93 | 0.1894 | 2023 | Assumes reference and advanced case are constant based on raw materials. Typical costs assume a wall area of 900 sq ft as an example based on average sqft of a house to be 2,025, though wall areas and insulation amounts vary greatly by building.
74 | 2023 | Residential | Envelope | Finished Basement (Ceiling) | Batt |  | Finished Basement (Ceiling) Batt | 2023$/sqft | Finished Basement (Ceiling) |  | 0.031667 | 0.043 | 0.052 | R-value | ft2*degF*h/Btu | 6 | 20 | 49 | 49 | 0 | 0 | 0 | Square Feet | ft2 | 0 | 900 | 0 | 0 | 0.15833 | 0.263 | 1.558 | 900 | Square Feet | ft2 | 712.5066 | 1010.7036 | 2338.2333 | 1 | 1 | 0.80364 | 1.3636 | 1435.7793 | 1733.9763 | 3061.506 | 1939.7793 | 2237.9763 | 3565.506 | 2040 | Advanced | 999 | Prevailing local wages, Drive time, Local code requirements, Access, Presence/condition/type of existing insulation, Existing construction and materials, Moisture issues present, Presence of hazardous materials, Presence of hazardous materials, Extent of preparation, Accommodation for termite inspections | 4 | 93 | 0.1894 | 2023 | Assumes reference and advanced case are constant based on raw materials. Typical costs assume a wall area of 900 sq ft as an example based on average sqft of a house to be 2,025, though wall areas and insulation amounts vary greatly by building.
74 | 2023 | Residential | Envelope | Finished Basement (Ceiling) | Batt |  | Finished Basement (Ceiling) Batt | 2023$/sqft | Finished Basement (Ceiling) |  | 0.031667 | 0.043 | 0.052 | R-value | ft2*degF*h/Btu | 6 | 20 | 49 | 49 | 0 | 0 | 0 | Square Feet | ft2 | 0 | 900 | 0 | 0 | 0.15833 | 0.263 | 1.558 | 900 | Square Feet | ft2 | 712.5066 | 1010.7036 | 2338.2333 | 1 | 1 | 0.80364 | 1.3636 | 1435.7793 | 1733.9763 | 3061.506 | 1939.7793 | 2237.9763 | 3565.506 | 2045 | Advanced | 999 | Prevailing local wages, Drive time, Local code requirements, Access, Presence/condition/type of existing insulation, Existing construction and materials, Moisture issues present, Presence of hazardous materials, Presence of hazardous materials, Extent of preparation, Accommodation for termite inspections | 4 | 93 | 0.1894 | 2023 | Assumes reference and advanced case are constant based on raw materials. Typical costs assume a wall area of 900 sq ft as an example based on average sqft of a house to be 2,025, though wall areas and insulation amounts vary greatly by building.
74 | 2023 | Residential | Envelope | Finished Basement (Ceiling) | Batt |  | Finished Basement (Ceiling) Batt | 2023$/sqft | Finished Basement (Ceiling) |  | 0.031667 | 0.043 | 0.052 | R-value | ft2*degF*h/Btu | 6 | 20 | 49 | 49 | 0 | 0 | 0 | Square Feet | ft2 | 0 | 900 | 0 | 0 | 0.15833 | 0.263 | 1.558 | 900 | Square Feet | ft2 | 712.5066 | 1010.7036 | 2338.2333 | 1 | 1 | 0.80364 | 1.3636 | 1435.7793 | 1733.9763 | 3061.506 | 1939.7793 | 2237.9763 | 3565.506 | 2050 | Advanced | 999 | Prevailing local wages, Drive time, Local code requirements, Access, Presence/condition/type of existing insulation, Existing construction and materials, Moisture issues present, Presence of hazardous materials, Presence of hazardous materials, Extent of preparation, Accommodation for termite inspections | 4 | 93 | 0.1894 | 2023 | Assumes reference and advanced case are constant based on raw materials. Typical costs assume a wall area of 900 sq ft as an example based on average sqft of a house to be 2,025, though wall areas and insulation amounts vary greatly by building.
75 | 2023 | Residential | Envelope | Finished Basement (Ceiling) | Spray Foam (Closed Cell) |  | Finished Basement (Ceiling) Closed Cell Spray | 2023$/sqft | Finished Basement (Ceiling) |  | 0.20929 | 0.30106 | 0.61853 | R-value | ft2*degF*h/Btu | 5.5 | 6 | 42 | 42 | 0 | 0 | 0 | Square Feet | ft2 | 0 | 900 | 0 | 0 | 4e-06 | 0.031017 | -0.003062 | 900 | Square Feet | ft2 | 1130.148 | 1653.6123 | 3337.3332 | 1.1367 | 1.2849 | 0 | 0 | 1284.6161 | 1879.6273 | 3793.4784 | 1452.1747 | 2124.796 | 4288.2799 | 2023 | Reference | 999 | Prevailing local wages, Drive time, Local code requirements, Access, Presence/condition/type of existing insulation, Existing construction and materials, Moisture issues present, Presence of hazardous materials, Presence of hazardous materials, Extent of preparation, Accommodation for termite inspections | 3 | 274 | 0.3875 | 2023 | Assumes for the reference case that raw material prices will increase over the coming decades. Assumed for the advanced case that energy dependency will move away from oil and gas causing a higher supply of raw materials used to make insulation which will lower the material costs. Typical costs assume a wall area of 900 sq ft as an example based on average sqft of a house to be 2,025, though wall areas and insulation amounts vary greatly by building.
75 | 2023 | Residential | Envelope | Finished Basement (Ceiling) | Spray Foam (Closed Cell) |  | Finished Basement (Ceiling) Closed Cell Spray | 2023$/sqft | Finished Basement (Ceiling) |  | 0.23021 | 0.33116 | 0.68039 | R-value | ft2*degF*h/Btu | 5.5 | 6 | 42 | 42 | 0 | 0 | 0 | Square Feet | ft2 | 0 | 900 | 0 | 0 | 4.4e-06 | 0.034119 | -0.0033682 | 900 | Square Feet | ft2 | 1243.1628 | 1818.9735 | 3671.0665 | 1.1367 | 1.2849 | 0 | 0 | 1413.0777 | 2067.59 | 4172.8262 | 1597.3922 | 2337.2756 | 4717.1079 | 2030 | Reference | 999 | Prevailing local wages, Drive time, Local code requirements, Access, Presence/condition/type of existing insulation, Existing construction and materials, Moisture issues present, Presence of hazardous materials, Presence of hazardous materials, Extent of preparation, Accommodation for termite inspections | 3 | 274 | 0.3875 | 2023 | Assumes for the reference case that raw material prices will increase over the coming decades. Assumed for the advanced case that energy dependency will move away from oil and gas causing a higher supply of raw materials used to make insulation which will lower the material costs. Typical costs assume a wall area of 900 sq ft as an example based on average sqft of a house to be 2,025, though wall areas and insulation amounts vary greatly by building.
75 | 2023 | Residential | Envelope | Finished Basement (Ceiling) | Spray Foam (Closed Cell) |  | Finished Basement (Ceiling) Closed Cell Spray | 2023$/sqft | Finished Basement (Ceiling) |  | 0.24173 | 0.34772 | 0.71441 | R-value | ft2*degF*h/Btu | 5.5 | 6 | 42 | 42 | 0 | 0 | 0 | Square Feet | ft2 | 0 | 900 | 0 | 0 | 4.62e-06 | 0.035825 | -0.0035366 | 900 | Square Feet | ft2 | 1305.3209 | 1909.9222 | 3854.6198 | 1.1367 | 1.2849 | 0 | 0 | 1483.7316 | 2170.9695 | 4381.4675 | 1677.2618 | 2454.1394 | 4952.9633 | 2035 | Reference | 999 | Prevailing local wages, Drive time, Local code requirements, Access, Presence/condition/type of existing insulation, Existing construction and materials, Moisture issues present, Presence of hazardous materials, Presence of hazardous materials, Extent of preparation, Accommodation for termite inspections | 3 | 274 | 0.3875 | 2023 | Assumes for the reference case that raw material prices will increase over the coming decades. Assumed for the advanced case that energy dependency will move away from oil and gas causing a higher supply of raw materials used to make insulation which will lower the material costs. Typical costs assume a wall area of 900 sq ft as an example based on average sqft of a house to be 2,025, though wall areas and insulation amounts vary greatly by building.
75 | 2023 | Residential | Envelope | Finished Basement (Ceiling) | Spray Foam (Closed Cell) |  | Finished Basement (Ceiling) Closed Cell Spray | 2023$/sqft | Finished Basement (Ceiling) |  | 0.25324 | 0.36428 | 0.74843 | R-value | ft2*degF*h/Btu | 5.5 | 6 | 42 | 42 | 0 | 0 | 0 | Square Feet | ft2 | 0 | 900 | 0 | 0 | 4.84e-06 | 0.037531 | -0.003705 | 900 | Square Feet | ft2 | 1367.4791 | 2000.8709 | 4038.1732 | 1.1367 | 1.2849 | 0 | 0 | 1554.3855 | 2274.349 | 4590.1088 | 1757.1314 | 2571.0032 | 5188.8187 | 2040 | Reference | 999 | Prevailing local wages, Drive time, Local code requirements, Access, Presence/condition/type of existing insulation, Existing construction and materials, Moisture issues present, Presence of hazardous materials, Presence of hazardous materials, Extent of preparation, Accommodation for termite inspections | 3 | 274 | 0.3875 | 2023 | Assumes for the reference case that raw material prices will increase over the coming decades. Assumed for the advanced case that energy dependency will move away from oil and gas causing a higher supply of raw materials used to make insulation which will lower the material costs. Typical costs assume a wall area of 900 sq ft as an example based on average sqft of a house to be 2,025, though wall areas and insulation amounts vary greatly by building.
75 | 2023 | Residential | Envelope | Finished Basement (Ceiling) | Spray Foam (Closed Cell) |  | Finished Basement (Ceiling) Closed Cell Spray | 2023$/sqft | Finished Basement (Ceiling) |  | 0.25873 | 0.37218 | 0.76466 | R-value | ft2*degF*h/Btu | 5.5 | 6 | 42 | 42 | 0 | 0 | 0 | Square Feet | ft2 | 0 | 900 | 0 | 0 | 4.945e-06 | 0.038345 | -0.0037854 | 900 | Square Feet | ft2 | 1397.1455 | 2044.2782 | 4125.7782 | 1.1367 | 1.2849 | 0 | 0 | 1588.1067 | 2323.6892 | 4689.6876 | 1795.251 | 2626.7791 | 5301.386 | 2045 | Reference | 999 | Prevailing local wages, Drive time, Local code requirements, Access, Presence/condition/type of existing insulation, Existing construction and materials, Moisture issues present, Presence of hazardous materials, Presence of hazardous materials, Extent of preparation, Accommodation for termite inspections | 3 | 274 | 0.3875 | 2023 | Assumes for the reference case that raw material prices will increase over the coming decades. Assumed for the advanced case that energy dependency will move away from oil and gas causing a higher supply of raw materials used to make insulation which will lower the material costs. Typical costs assume a wall area of 900 sq ft as an example based on average sqft of a house to be 2,025, though wall areas and insulation amounts vary greatly by building.
75 | 2023 | Residential | Envelope | Finished Basement (Ceiling) | Spray Foam (Closed Cell) |  | Finished Basement (Ceiling) Closed Cell Spray | 2023$/sqft | Finished Basement (Ceiling) |  | 0.26422 | 0.38008 | 0.7809 | R-value | ft2*degF*h/Btu | 5.5 | 6 | 42 | 42 | 0 | 0 | 0 | Square Feet | ft2 | 0 | 900 | 0 | 0 | 5.05e-06 | 0.039159 | -0.0038658 | 900 | Square Feet | ft2 | 1426.8119 | 2087.6855 | 4213.3832 | 1.1367 | 1.2849 | 0 | 0 | 1621.8278 | 2373.0294 | 4789.2664 | 1833.3706 | 2682.555 | 5413.9533 | 2050 | Reference | 999 | Prevailing local wages, Drive time, Local code requirements, Access, Presence/condition/type of existing insulation, Existing construction and materials, Moisture issues present, Presence of hazardous materials, Presence of hazardous materials, Extent of preparation, Accommodation for termite inspections | 3 | 274 | 0.3875 | 2023 | Assumes for the reference case that raw material prices will increase over the coming decades. Assumed for the advanced case that energy dependency will move away from oil and gas causing a higher supply of raw materials used to make insulation which will lower the material costs. Typical costs assume a wall area of 900 sq ft as an example based on average sqft of a house to be 2,025, though wall areas and insulation amounts vary greatly by building.
75 | 2023 | Residential | Envelope | Finished Basement (Ceiling) | Spray Foam (Closed Cell) |  | Finished Basement (Ceiling) Closed Cell Spray | 2023$/sqft | Finished Basement (Ceiling) |  | 0.20929 | 0.30106 | 0.61853 | R-value | ft2*degF*h/Btu | 5.5 | 6 | 42 | 42 | 0 | 0 | 0 | Square Feet | ft2 | 0 | 900 | 0 | 0 | 4e-06 | 0.031017 | -0.003062 | 900 | Square Feet | ft2 | 1130.148 | 1653.6123 | 3337.3332 | 1.1367 | 1.2849 | 0 | 0 | 1284.6161 | 1879.6273 | 3793.4784 | 1452.1747 | 2124.796 | 4288.2799 | 2023 | Intermediate | 999 | Prevailing local wages, Drive time, Local code requirements, Access, Presence/condition/type of existing insulation, Existing construction and materials, Moisture issues present, Presence of hazardous materials, Presence of hazardous materials, Extent of preparation, Accommodation for termite inspections | 3 | 274 | 0.3875 | 2023 | Assumes for the reference case that raw material prices will increase over the coming decades. Assumed for the advanced case that energy dependency will move away from oil and gas causing a higher supply of raw materials used to make insulation which will lower the material costs. Typical costs assume a wall area of 900 sq ft as an example based on average sqft of a house to be 2,025, though wall areas and insulation amounts vary greatly by building.
75 | 2023 | Residential | Envelope | Finished Basement (Ceiling) | Spray Foam (Closed Cell) |  | Finished Basement (Ceiling) Closed Cell Spray | 2023$/sqft | Finished Basement (Ceiling) |  | 0.20929 | 0.30106 | 0.61853 | R-value | ft2*degF*h/Btu | 5.5 | 6 | 42 | 42 | 0 | 0 | 0 | Square Feet | ft2 | 0 | 900 | 0 | 0 | 4e-06 | 0.031017 | -0.003062 | 900 | Square Feet | ft2 | 1130.148 | 1653.6123 | 3337.3332 | 1.1367 | 1.2849 | 0 | 0 | 1284.6161 | 1879.6273 | 3793.4784 | 1452.1747 | 2124.796 | 4288.2799 | 2030 | Intermediate | 999 | Prevailing local wages, Drive time, Local code requirements, Access, Presence/condition/type of existing insulation, Existing construction and materials, Moisture issues present, Presence of hazardous materials, Presence of hazardous materials, Extent of preparation, Accommodation for termite inspections | 3 | 274 | 0.3875 | 2023 | Assumes for the reference case that raw material prices will increase over the coming decades. Assumed for the advanced case that energy dependency will move away from oil and gas causing a higher supply of raw materials used to make insulation which will lower the material costs. Typical costs assume a wall area of 900 sq ft as an example based on average sqft of a house to be 2,025, though wall areas and insulation amounts vary greatly by building.
75 | 2023 | Residential | Envelope | Finished Basement (Ceiling) | Spray Foam (Closed Cell) |  | Finished Basement (Ceiling) Closed Cell Spray | 2023$/sqft | Finished Basement (Ceiling) |  | 0.21033 | 0.30256 | 0.62163 | R-value | ft2*degF*h/Btu | 5.5 | 6 | 42 | 42 | 0 | 0 | 0 | Square Feet | ft2 | 0 | 900 | 0 | 0 | 4.02e-06 | 0.031172 | -0.0030773 | 900 | Square Feet | ft2 | 1135.7987 | 1661.8804 | 3354.0199 | 1.1367 | 1.2849 | 0 | 0 | 1291.0392 | 1889.0254 | 3812.4457 | 1459.4356 | 2135.42 | 4309.7213 | 2035 | Intermediate | 999 | Prevailing local wages, Drive time, Local code requirements, Access, Presence/condition/type of existing insulation, Existing construction and materials, Moisture issues present, Presence of hazardous materials, Presence of hazardous materials, Extent of preparation, Accommodation for termite inspections | 3 | 274 | 0.3875 | 2023 | Assumes for the reference case that raw material prices will increase over the coming decades. Assumed for the advanced case that energy dependency will move away from oil and gas causing a higher supply of raw materials used to make insulation which will lower the material costs. Typical costs assume a wall area of 900 sq ft as an example based on average sqft of a house to be 2,025, though wall areas and insulation amounts vary greatly by building.
75 | 2023 | Residential | Envelope | Finished Basement (Ceiling) | Spray Foam (Closed Cell) |  | Finished Basement (Ceiling) Closed Cell Spray | 2023$/sqft | Finished Basement (Ceiling) |  | 0.21138 | 0.30407 | 0.62472 | R-value | ft2*degF*h/Btu | 5.5 | 6 | 42 | 42 | 0 | 0 | 0 | Square Feet | ft2 | 0 | 900 | 0 | 0 | 4.04e-06 | 0.031327 | -0.0030926 | 900 | Square Feet | ft2 | 1141.4495 | 1670.1484 | 3370.7065 | 1.1367 | 1.2849 | 0 | 0 | 1297.4623 | 1898.4235 | 3831.4131 | 1466.6965 | 2146.044 | 4331.1627 | 2040 | Intermediate | 999 | Prevailing local wages, Drive time, Local code requirements, Access, Presence/condition/type of existing insulation, Existing construction and materials, Moisture issues present, Presence of hazardous materials, Presence of hazardous materials, Extent of preparation, Accommodation for termite inspections | 3 | 274 | 0.3875 | 2023 | Assumes for the reference case that raw material prices will increase over the coming decades. Assumed for the advanced case that energy dependency will move away from oil and gas causing a higher supply of raw materials used to make insulation which will lower the material costs. Typical costs assume a wall area of 900 sq ft as an example based on average sqft of a house to be 2,025, though wall areas and insulation amounts vary greatly by building.
75 | 2023 | Residential | Envelope | Finished Basement (Ceiling) | Spray Foam (Closed Cell) |  | Finished Basement (Ceiling) Closed Cell Spray | 2023$/sqft | Finished Basement (Ceiling) |  | 0.20989 | 0.30192 | 0.62031 | R-value | ft2*degF*h/Btu | 5.5 | 6 | 42 | 42 | 0 | 0 | 0 | Square Feet | ft2 | 0 | 900 | 0 | 0 | 4.0115e-06 | 0.031106 | -0.0030708 | 900 | Square Feet | ft2 | 1133.3972 | 1658.3664 | 3346.928 | 1.1367 | 1.2849 | 0 | 0 | 1288.3094 | 1885.0312 | 3804.3846 | 1456.3497 | 2130.9048 | 4300.6087 | 2045 | Intermediate | 999 | Prevailing local wages, Drive time, Local code requirements, Access, Presence/condition/type of existing insulation, Existing construction and materials, Moisture issues present, Presence of hazardous materials, Presence of hazardous materials, Extent of preparation, Accommodation for termite inspections | 3 | 274 | 0.3875 | 2023 | Assumes for the reference case that raw material prices will increase over the coming decades. Assumed for the advanced case that energy dependency will move away from oil and gas causing a higher supply of raw materials used to make insulation which will lower the material costs. Typical costs assume a wall area of 900 sq ft as an example based on average sqft of a house to be 2,025, though wall areas and insulation amounts vary greatly by building.
75 | 2023 | Residential | Envelope | Finished Basement (Ceiling) | Spray Foam (Closed Cell) |  | Finished Basement (Ceiling) Closed Cell Spray | 2023$/sqft | Finished Basement (Ceiling) |  | 0.2084 | 0.29978 | 0.61591 | R-value | ft2*degF*h/Btu | 5.5 | 6 | 42 | 42 | 0 | 0 | 0 | Square Feet | ft2 | 0 | 900 | 0 | 0 | 3.983e-06 | 0.030885 | -0.003049 | 900 | Square Feet | ft2 | 1125.3449 | 1646.5844 | 3323.1495 | 1.1367 | 1.2849 | 0 | 0 | 1279.1565 | 1871.6388 | 3777.3561 | 1446.003 | 2115.7657 | 4270.0547 | 2050 | Intermediate | 999 | Prevailing local wages, Drive time, Local code requirements, Access, Presence/condition/type of existing insulation, Existing construction and materials, Moisture issues present, Presence of hazardous materials, Presence of hazardous materials, Extent of preparation, Accommodation for termite inspections | 3 | 274 | 0.3875 | 2023 | Assumes for the reference case that raw material prices will increase over the coming decades. Assumed for the advanced case that energy dependency will move away from oil and gas causing a higher supply of raw materials used to make insulation which will lower the material costs. Typical costs assume a wall area of 900 sq ft as an example based on average sqft of a house to be 2,025, though wall areas and insulation amounts vary greatly by building.
75 | 2023 | Residential | Envelope | Finished Basement (Ceiling) | Spray Foam (Closed Cell) |  | Finished Basement (Ceiling) Closed Cell Spray | 2023$/sqft | Finished Basement (Ceiling) |  | 0.20929 | 0.30106 | 0.61853 | R-value | ft2*degF*h/Btu | 5.5 | 6 | 42 | 42 | 0 | 0 | 0 | Square Feet | ft2 | 0 | 900 | 0 | 0 | 4e-06 | 0.031017 | -0.003062 | 900 | Square Feet | ft2 | 1130.148 | 1653.6123 | 3337.3332 | 1.1367 | 1.2849 | 0 | 0 | 1284.6161 | 1879.6273 | 3793.4784 | 1452.1747 | 2124.796 | 4288.2799 | 2023 | Advanced | 999 | Prevailing local wages, Drive time, Local code requirements, Access, Presence/condition/type of existing insulation, Existing construction and materials, Moisture issues present, Presence of hazardous materials, Presence of hazardous materials, Extent of preparation, Accommodation for termite inspections | 3 | 274 | 0.3875 | 2023 | Assumes for the reference case that raw material prices will increase over the coming decades. Assumed for the advanced case that energy dependency will move away from oil and gas causing a higher supply of raw materials used to make insulation which will lower the material costs. Typical costs assume a wall area of 900 sq ft as an example based on average sqft of a house to be 2,025, though wall areas and insulation amounts vary greatly by building.
75 | 2023 | Residential | Envelope | Finished Basement (Ceiling) | Spray Foam (Closed Cell) |  | Finished Basement (Ceiling) Closed Cell Spray | 2023$/sqft | Finished Basement (Ceiling) |  | 0.18836 | 0.27095 | 0.55668 | R-value | ft2*degF*h/Btu | 5.5 | 6 | 42 | 42 | 0 | 0 | 0 | Square Feet | ft2 | 0 | 900 | 0 | 0 | 3.6e-06 | 0.027915 | -0.0027558 | 900 | Square Feet | ft2 | 1017.1332 | 1488.2511 | 3003.5999 | 1.1367 | 1.2849 | 0 | 0 | 1156.1545 | 1691.6645 | 3414.1305 | 1306.9573 | 1912.3164 | 3859.4519 | 2030 | Advanced | 999 | Prevailing local wages, Drive time, Local code requirements, Access, Presence/condition/type of existing insulation, Existing construction and materials, Moisture issues present, Presence of hazardous materials, Presence of hazardous materials, Extent of preparation, Accommodation for termite inspections | 3 | 274 | 0.3875 | 2023 | Assumes for the reference case that raw material prices will increase over the coming decades. Assumed for the advanced case that energy dependency will move away from oil and gas causing a higher supply of raw materials used to make insulation which will lower the material costs. Typical costs assume a wall area of 900 sq ft as an example based on average sqft of a house to be 2,025, though wall areas and insulation amounts vary greatly by building.
75 | 2023 | Residential | Envelope | Finished Basement (Ceiling) | Spray Foam (Closed Cell) |  | Finished Basement (Ceiling) Closed Cell Spray | 2023$/sqft | Finished Basement (Ceiling) |  | 0.17894 | 0.2574 | 0.52885 | R-value | ft2*degF*h/Btu | 5.5 | 6 | 42 | 42 | 0 | 0 | 0 | Square Feet | ft2 | 0 | 900 | 0 | 0 | 3.42e-06 | 0.02652 | -0.002618 | 900 | Square Feet | ft2 | 966.2765 | 1413.8385 | 2853.4199 | 1.1367 | 1.2849 | 0 | 0 | 1098.3468 | 1607.0813 | 3243.424 | 1241.6094 | 1816.7006 | 3666.4793 | 2035 | Advanced | 999 | Prevailing local wages, Drive time, Local code requirements, Access, Presence/condition/type of existing insulation, Existing construction and materials, Moisture issues present, Presence of hazardous materials, Presence of hazardous materials, Extent of preparation, Accommodation for termite inspections | 3 | 274 | 0.3875 | 2023 | Assumes for the reference case that raw material prices will increase over the coming decades. Assumed for the advanced case that energy dependency will move away from oil and gas causing a higher supply of raw materials used to make insulation which will lower the material costs. Typical costs assume a wall area of 900 sq ft as an example based on average sqft of a house to be 2,025, though wall areas and insulation amounts vary greatly by building.
75 | 2023 | Residential | Envelope | Finished Basement (Ceiling) | Spray Foam (Closed Cell) |  | Finished Basement (Ceiling) Closed Cell Spray | 2023$/sqft | Finished Basement (Ceiling) |  | 0.16952 | 0.24385 | 0.50101 | R-value | ft2*degF*h/Btu | 5.5 | 6 | 42 | 42 | 0 | 0 | 0 | Square Feet | ft2 | 0 | 900 | 0 | 0 | 3.24e-06 | 0.025124 | -0.0024802 | 900 | Square Feet | ft2 | 915.4199 | 1339.426 | 2703.2399 | 1.1367 | 1.2849 | 0 | 0 | 1040.539 | 1522.4981 | 3072.7175 | 1176.2615 | 1721.0848 | 3473.5067 | 2040 | Advanced | 999 | Prevailing local wages, Drive time, Local code requirements, Access, Presence/condition/type of existing insulation, Existing construction and materials, Moisture issues present, Presence of hazardous materials, Presence of hazardous materials, Extent of preparation, Accommodation for termite inspections | 3 | 274 | 0.3875 | 2023 | Assumes for the reference case that raw material prices will increase over the coming decades. Assumed for the advanced case that energy dependency will move away from oil and gas causing a higher supply of raw materials used to make insulation which will lower the material costs. Typical costs assume a wall area of 900 sq ft as an example based on average sqft of a house to be 2,025, though wall areas and insulation amounts vary greatly by building.
75 | 2023 | Residential | Envelope | Finished Basement (Ceiling) | Spray Foam (Closed Cell) |  | Finished Basement (Ceiling) Closed Cell Spray | 2023$/sqft | Finished Basement (Ceiling) |  | 0.16105 | 0.23166 | 0.47596 | R-value | ft2*degF*h/Btu | 5.5 | 6 | 42 | 42 | 0 | 0 | 0 | Square Feet | ft2 | 0 | 900 | 0 | 0 | 3.078e-06 | 0.023868 | -0.0023562 | 900 | Square Feet | ft2 | 869.6489 | 1272.4547 | 2568.0779 | 1.1367 | 1.2849 | 0 | 0 | 988.5121 | 1446.3732 | 2919.0816 | 1117.4485 | 1635.0306 | 3299.8314 | 2045 | Advanced | 999 | Prevailing local wages, Drive time, Local code requirements, Access, Presence/condition/type of existing insulation, Existing construction and materials, Moisture issues present, Presence of hazardous materials, Presence of hazardous materials, Extent of preparation, Accommodation for termite inspections | 3 | 274 | 0.3875 | 2023 | Assumes for the reference case that raw material prices will increase over the coming decades. Assumed for the advanced case that energy dependency will move away from oil and gas causing a higher supply of raw materials used to make insulation which will lower the material costs. Typical costs assume a wall area of 900 sq ft as an example based on average sqft of a house to be 2,025, though wall areas and insulation amounts vary greatly by building.
75 | 2023 | Residential | Envelope | Finished Basement (Ceiling) | Spray Foam (Closed Cell) |  | Finished Basement (Ceiling) Closed Cell Spray | 2023$/sqft | Finished Basement (Ceiling) |  | 0.15257 | 0.21947 | 0.45091 | R-value | ft2*degF*h/Btu | 5.5 | 6 | 42 | 42 | 0 | 0 | 0 | Square Feet | ft2 | 0 | 900 | 0 | 0 | 2.916e-06 | 0.022611 | -0.0022322 | 900 | Square Feet | ft2 | 823.8779 | 1205.4834 | 2432.9159 | 1.1367 | 1.2849 | 0 | 0 | 936.4851 | 1370.2483 | 2765.4457 | 1058.6354 | 1548.9763 | 3126.156 | 2050 | Advanced | 999 | Prevailing local wages, Drive time, Local code requirements, Access, Presence/condition/type of existing insulation, Existing construction and materials, Moisture issues present, Presence of hazardous materials, Presence of hazardous materials, Extent of preparation, Accommodation for termite inspections | 3 | 274 | 0.3875 | 2023 | Assumes for the reference case that raw material prices will increase over the coming decades. Assumed for the advanced case that energy dependency will move away from oil and gas causing a higher supply of raw materials used to make insulation which will lower the material costs. Typical costs assume a wall area of 900 sq ft as an example based on average sqft of a house to be 2,025, though wall areas and insulation amounts vary greatly by building.
76 | 2023 | Residential | Envelope | Finished Basement (Ceiling) | Loose Fill |  | Finished Basement (Ceiling) Loose Fill | 2023$/sqft | Finished Basement (Ceiling) |  | 0.008696 | 0.017857 | 0.011494 | R-value | ft2*degF*h/Btu | 2.78 | 6 | 49 | 49 | 0 | 0 | 0 | Square Feet | ft2 | 0 | 900 | 0 | 0 | 0.13696 | 0.13572 | 0.61675 | 900 | Square Feet | ft2 | 170.2188 | 218.5713 | 617.139 | 1.7149 | 1.806 | 0 | 0 | 291.9067 | 374.826 | 1058.3263 | 307.4222 | 394.7488 | 1114.5785 | 2023 | Reference | 999 | Prevailing local wages, Drive time, Local code requirements, Access, Presence/condition/type of existing insulation, Existing construction and materials, Moisture issues present, Presence of hazardous materials, Presence of hazardous materials, Extent of preparation, Accommodation for termite inspections | 3 | 48 | 0.01313 | 2023 | Assumes reference and advanced cases are constant and no significant raw material advancements. Typical costs assume a wall area of 900 sq ft as an example based on average sqft of a house to be 2,025, though wall areas and insulation amounts vary greatly by building.
76 | 2023 | Residential | Envelope | Finished Basement (Ceiling) | Loose Fill |  | Finished Basement (Ceiling) Loose Fill | 2023$/sqft | Finished Basement (Ceiling) |  | 0.008696 | 0.017857 | 0.011494 | R-value | ft2*degF*h/Btu | 2.78 | 6 | 49 | 49 | 0 | 0 | 0 | Square Feet | ft2 | 0 | 900 | 0 | 0 | 0.13696 | 0.13572 | 0.61675 | 900 | Square Feet | ft2 | 170.2188 | 218.5713 | 617.139 | 1.7149 | 1.806 | 0 | 0 | 291.9067 | 374.826 | 1058.3263 | 307.4222 | 394.7488 | 1114.5785 | 2030 | Reference | 999 | Prevailing local wages, Drive time, Local code requirements, Access, Presence/condition/type of existing insulation, Existing construction and materials, Moisture issues present, Presence of hazardous materials, Presence of hazardous materials, Extent of preparation, Accommodation for termite inspections | 3 | 48 | 0.01313 | 2023 | Assumes reference and advanced cases are constant and no significant raw material advancements. Typical costs assume a wall area of 900 sq ft as an example based on average sqft of a house to be 2,025, though wall areas and insulation amounts vary greatly by building.
76 | 2023 | Residential | Envelope | Finished Basement (Ceiling) | Loose Fill |  | Finished Basement (Ceiling) Loose Fill | 2023$/sqft | Finished Basement (Ceiling) |  | 0.008696 | 0.017857 | 0.011494 | R-value | ft2*degF*h/Btu | 2.78 | 6 | 49 | 49 | 0 | 0 | 0 | Square Feet | ft2 | 0 | 900 | 0 | 0 | 0.13696 | 0.13572 | 0.61675 | 900 | Square Feet | ft2 | 170.2188 | 218.5713 | 617.139 | 1.7149 | 1.806 | 0 | 0 | 291.9067 | 374.826 | 1058.3263 | 307.4222 | 394.7488 | 1114.5785 | 2035 | Reference | 999 | Prevailing local wages, Drive time, Local code requirements, Access, Presence/condition/type of existing insulation, Existing construction and materials, Moisture issues present, Presence of hazardous materials, Presence of hazardous materials, Extent of preparation, Accommodation for termite inspections | 3 | 48 | 0.01313 | 2023 | Assumes reference and advanced cases are constant and no significant raw material advancements. Typical costs assume a wall area of 900 sq ft as an example based on average sqft of a house to be 2,025, though wall areas and insulation amounts vary greatly by building.
76 | 2023 | Residential | Envelope | Finished Basement (Ceiling) | Loose Fill |  | Finished Basement (Ceiling) Loose Fill | 2023$/sqft | Finished Basement (Ceiling) |  | 0.008696 | 0.017857 | 0.011494 | R-value | ft2*degF*h/Btu | 2.78 | 6 | 49 | 49 | 0 | 0 | 0 | Square Feet | ft2 | 0 | 900 | 0 | 0 | 0.13696 | 0.13572 | 0.61675 | 900 | Square Feet | ft2 | 170.2188 | 218.5713 | 617.139 | 1.7149 | 1.806 | 0 | 0 | 291.9067 | 374.826 | 1058.3263 | 307.4222 | 394.7488 | 1114.5785 | 2040 | Reference | 999 | Prevailing local wages, Drive time, Local code requirements, Access, Presence/condition/type of existing insulation, Existing construction and materials, Moisture issues present, Presence of hazardous materials, Presence of hazardous materials, Extent of preparation, Accommodation for termite inspections | 3 | 48 | 0.01313 | 2023 | Assumes reference and advanced cases are constant and no significant raw material advancements. Typical costs assume a wall area of 900 sq ft as an example based on average sqft of a house to be 2,025, though wall areas and insulation amounts vary greatly by building.
76 | 2023 | Residential | Envelope | Finished Basement (Ceiling) | Loose Fill |  | Finished Basement (Ceiling) Loose Fill | 2023$/sqft | Finished Basement (Ceiling) |  | 0.008696 | 0.017857 | 0.011494 | R-value | ft2*degF*h/Btu | 2.78 | 6 | 49 | 49 | 0 | 0 | 0 | Square Feet | ft2 | 0 | 900 | 0 | 0 | 0.13696 | 0.13572 | 0.61675 | 900 | Square Feet | ft2 | 170.2188 | 218.5713 | 617.139 | 1.7149 | 1.806 | 0 | 0 | 291.9067 | 374.826 | 1058.3263 | 307.4222 | 394.7488 | 1114.5785 | 2045 | Reference | 999 | Prevailing local wages, Drive time, Local code requirements, Access, Presence/condition/type of existing insulation, Existing construction and materials, Moisture issues present, Presence of hazardous materials, Presence of hazardous materials, Extent of preparation, Accommodation for termite inspections | 3 | 48 | 0.01313 | 2023 | Assumes reference and advanced cases are constant and no significant raw material advancements. Typical costs assume a wall area of 900 sq ft as an example based on average sqft of a house to be 2,025, though wall areas and insulation amounts vary greatly by building.
76 | 2023 | Residential | Envelope | Finished Basement (Ceiling) | Loose Fill |  | Finished Basement (Ceiling) Loose Fill | 2023$/sqft | Finished Basement (Ceiling) |  | 0.008696 | 0.017857 | 0.011494 | R-value | ft2*degF*h/Btu | 2.78 | 6 | 49 | 49 | 0 | 0 | 0 | Square Feet | ft2 | 0 | 900 | 0 | 0 | 0.13696 | 0.13572 | 0.61675 | 900 | Square Feet | ft2 | 170.2188 | 218.5713 | 617.139 | 1.7149 | 1.806 | 0 | 0 | 291.9067 | 374.826 | 1058.3263 | 307.4222 | 394.7488 | 1114.5785 | 2050 | Reference | 999 | Prevailing local wages, Drive time, Local code requirements, Access, Presence/condition/type of existing insulation, Existing construction and materials, Moisture issues present, Presence of hazardous materials, Presence of hazardous materials, Extent of preparation, Accommodation for termite inspections | 3 | 48 | 0.01313 | 2023 | Assumes reference and advanced cases are constant and no significant raw material advancements. Typical costs assume a wall area of 900 sq ft as an example based on average sqft of a house to be 2,025, though wall areas and insulation amounts vary greatly by building.
76 | 2023 | Residential | Envelope | Finished Basement (Ceiling) | Loose Fill |  | Finished Basement (Ceiling) Loose Fill | 2023$/sqft | Finished Basement (Ceiling) |  | 0.008696 | 0.017857 | 0.011494 | R-value | ft2*degF*h/Btu | 2.78 | 6 | 49 | 49 | 0 | 0 | 0 | Square Feet | ft2 | 0 | 900 | 0 | 0 | 0.13696 | 0.13572 | 0.61675 | 900 | Square Feet | ft2 | 170.2188 | 218.5713 | 617.139 | 1.7149 | 1.806 | 0 | 0 | 291.9067 | 374.826 | 1058.3263 | 307.4222 | 394.7488 | 1114.5785 | 2023 | Intermediate | 999 | Prevailing local wages, Drive time, Local code requirements, Access, Presence/condition/type of existing insulation, Existing construction and materials, Moisture issues present, Presence of hazardous materials, Presence of hazardous materials, Extent of preparation, Accommodation for termite inspections | 3 | 48 | 0.01313 | 2023 | Assumes reference and advanced cases are constant and no significant raw material advancements. Typical costs assume a wall area of 900 sq ft as an example based on average sqft of a house to be 2,025, though wall areas and insulation amounts vary greatly by building.
76 | 2023 | Residential | Envelope | Finished Basement (Ceiling) | Loose Fill |  | Finished Basement (Ceiling) Loose Fill | 2023$/sqft | Finished Basement (Ceiling) |  | 0.008696 | 0.017857 | 0.011494 | R-value | ft2*degF*h/Btu | 2.78 | 6 | 49 | 49 | 0 | 0 | 0 | Square Feet | ft2 | 0 | 900 | 0 | 0 | 0.13696 | 0.13572 | 0.61675 | 900 | Square Feet | ft2 | 170.2188 | 218.5713 | 617.139 | 1.7149 | 1.806 | 0 | 0 | 291.9067 | 374.826 | 1058.3263 | 307.4222 | 394.7488 | 1114.5785 | 2030 | Intermediate | 999 | Prevailing local wages, Drive time, Local code requirements, Access, Presence/condition/type of existing insulation, Existing construction and materials, Moisture issues present, Presence of hazardous materials, Presence of hazardous materials, Extent of preparation, Accommodation for termite inspections | 3 | 48 | 0.01313 | 2023 | Assumes reference and advanced cases are constant and no significant raw material advancements. Typical costs assume a wall area of 900 sq ft as an example based on average sqft of a house to be 2,025, though wall areas and insulation amounts vary greatly by building.
76 | 2023 | Residential | Envelope | Finished Basement (Ceiling) | Loose Fill |  | Finished Basement (Ceiling) Loose Fill | 2023$/sqft | Finished Basement (Ceiling) |  | 0.008696 | 0.017857 | 0.011494 | R-value | ft2*degF*h/Btu | 2.78 | 6 | 49 | 49 | 0 | 0 | 0 | Square Feet | ft2 | 0 | 900 | 0 | 0 | 0.13696 | 0.13572 | 0.61675 | 900 | Square Feet | ft2 | 170.2188 | 218.5713 | 617.139 | 1.7149 | 1.806 | 0 | 0 | 291.9067 | 374.826 | 1058.3263 | 307.4222 | 394.7488 | 1114.5785 | 2035 | Intermediate | 999 | Prevailing local wages, Drive time, Local code requirements, Access, Presence/condition/type of existing insulation, Existing construction and materials, Moisture issues present, Presence of hazardous materials, Presence of hazardous materials, Extent of preparation, Accommodation for termite inspections | 3 | 48 | 0.01313 | 2023 | Assumes reference and advanced cases are constant and no significant raw material advancements. Typical costs assume a wall area of 900 sq ft as an example based on average sqft of a house to be 2,025, though wall areas and insulation amounts vary greatly by building.
76 | 2023 | Residential | Envelope | Finished Basement (Ceiling) | Loose Fill |  | Finished Basement (Ceiling) Loose Fill | 2023$/sqft | Finished Basement (Ceiling) |  | 0.008696 | 0.017857 | 0.011494 | R-value | ft2*degF*h/Btu | 2.78 | 6 | 49 | 49 | 0 | 0 | 0 | Square Feet | ft2 | 0 | 900 | 0 | 0 | 0.13696 | 0.13572 | 0.61675 | 900 | Square Feet | ft2 | 170.2188 | 218.5713 | 617.139 | 1.7149 | 1.806 | 0 | 0 | 291.9067 | 374.826 | 1058.3263 | 307.4222 | 394.7488 | 1114.5785 | 2040 | Intermediate | 999 | Prevailing local wages, Drive time, Local code requirements, Access, Presence/condition/type of existing insulation, Existing construction and materials, Moisture issues present, Presence of hazardous materials, Presence of hazardous materials, Extent of preparation, Accommodation for termite inspections | 3 | 48 | 0.01313 | 2023 | Assumes reference and advanced cases are constant and no significant raw material advancements. Typical costs assume a wall area of 900 sq ft as an example based on average sqft of a house to be 2,025, though wall areas and insulation amounts vary greatly by building.
76 | 2023 | Residential | Envelope | Finished Basement (Ceiling) | Loose Fill |  | Finished Basement (Ceiling) Loose Fill | 2023$/sqft | Finished Basement (Ceiling) |  | 0.008696 | 0.017857 | 0.011494 | R-value | ft2*degF*h/Btu | 2.78 | 6 | 49 | 49 | 0 | 0 | 0 | Square Feet | ft2 | 0 | 900 | 0 | 0 | 0.13696 | 0.13572 | 0.61675 | 900 | Square Feet | ft2 | 170.2188 | 218.5713 | 617.139 | 1.7149 | 1.806 | 0 | 0 | 291.9067 | 374.826 | 1058.3263 | 307.4222 | 394.7488 | 1114.5785 | 2045 | Intermediate | 999 | Prevailing local wages, Drive time, Local code requirements, Access, Presence/condition/type of existing insulation, Existing construction and materials, Moisture issues present, Presence of hazardous materials, Presence of hazardous materials, Extent of preparation, Accommodation for termite inspections | 3 | 48 | 0.01313 | 2023 | Assumes reference and advanced cases are constant and no significant raw material advancements. Typical costs assume a wall area of 900 sq ft as an example based on average sqft of a house to be 2,025, though wall areas and insulation amounts vary greatly by building.
76 | 2023 | Residential | Envelope | Finished Basement (Ceiling) | Loose Fill |  | Finished Basement (Ceiling) Loose Fill | 2023$/sqft | Finished Basement (Ceiling) |  | 0.008696 | 0.017857 | 0.011494 | R-value | ft2*degF*h/Btu | 2.78 | 6 | 49 | 49 | 0 | 0 | 0 | Square Feet | ft2 | 0 | 900 | 0 | 0 | 0.13696 | 0.13572 | 0.61675 | 900 | Square Feet | ft2 | 170.2188 | 218.5713 | 617.139 | 1.7149 | 1.806 | 0 | 0 | 291.9067 | 374.826 | 1058.3263 | 307.4222 | 394.7488 | 1114.5785 | 2050 | Intermediate | 999 | Prevailing local wages, Drive time, Local code requirements, Access, Presence/condition/type of existing insulation, Existing construction and materials, Moisture issues present, Presence of hazardous materials, Presence of hazardous materials, Extent of preparation, Accommodation for termite inspections | 3 | 48 | 0.01313 | 2023 | Assumes reference and advanced cases are constant and no significant raw material advancements. Typical costs assume a wall area of 900 sq ft as an example based on average sqft of a house to be 2,025, though wall areas and insulation amounts vary greatly by building.
76 | 2023 | Residential | Envelope | Finished Basement (Ceiling) | Loose Fill |  | Finished Basement (Ceiling) Loose Fill | 2023$/sqft | Finished Basement (Ceiling) |  | 0.008696 | 0.017857 | 0.011494 | R-value | ft2*degF*h/Btu | 2.78 | 6 | 49 | 49 | 0 | 0 | 0 | Square Feet | ft2 | 0 | 900 | 0 | 0 | 0.13696 | 0.13572 | 0.61675 | 900 | Square Feet | ft2 | 170.2188 | 218.5713 | 617.139 | 1.7149 | 1.806 | 0 | 0 | 291.9067 | 374.826 | 1058.3263 | 307.4222 | 394.7488 | 1114.5785 | 2023 | Advanced | 999 | Prevailing local wages, Drive time, Local code requirements, Access, Presence/condition/type of existing insulation, Existing construction and materials, Moisture issues present, Presence of hazardous materials, Presence of hazardous materials, Extent of preparation, Accommodation for termite inspections | 3 | 48 | 0.01313 | 2023 | Assumes reference and advanced cases are constant and no significant raw material advancements. Typical costs assume a wall area of 900 sq ft as an example based on average sqft of a house to be 2,025, though wall areas and insulation amounts vary greatly by building.
76 | 2023 | Residential | Envelope | Finished Basement (Ceiling) | Loose Fill |  | Finished Basement (Ceiling) Loose Fill | 2023$/sqft | Finished Basement (Ceiling) |  | 0.008696 | 0.017857 | 0.011494 | R-value | ft2*degF*h/Btu | 2.78 | 6 | 49 | 49 | 0 | 0 | 0 | Square Feet | ft2 | 0 | 900 | 0 | 0 | 0.13696 | 0.13572 | 0.61675 | 900 | Square Feet | ft2 | 170.2188 | 218.5713 | 617.139 | 1.7149 | 1.806 | 0 | 0 | 291.9067 | 374.826 | 1058.3263 | 307.4222 | 394.7488 | 1114.5785 | 2030 | Advanced | 999 | Prevailing local wages, Drive time, Local code requirements, Access, Presence/condition/type of existing insulation, Existing construction and materials, Moisture issues present, Presence of hazardous materials, Presence of hazardous materials, Extent of preparation, Accommodation for termite inspections | 3 | 48 | 0.01313 | 2023 | Assumes reference and advanced cases are constant and no significant raw material advancements. Typical costs assume a wall area of 900 sq ft as an example based on average sqft of a house to be 2,025, though wall areas and insulation amounts vary greatly by building.
76 | 2023 | Residential | Envelope | Finished Basement (Ceiling) | Loose Fill |  | Finished Basement (Ceiling) Loose Fill | 2023$/sqft | Finished Basement (Ceiling) |  | 0.008696 | 0.017857 | 0.011494 | R-value | ft2*degF*h/Btu | 2.78 | 6 | 49 | 49 | 0 | 0 | 0 | Square Feet | ft2 | 0 | 900 | 0 | 0 | 0.13696 | 0.13572 | 0.61675 | 900 | Square Feet | ft2 | 170.2188 | 218.5713 | 617.139 | 1.7149 | 1.806 | 0 | 0 | 291.9067 | 374.826 | 1058.3263 | 307.4222 | 394.7488 | 1114.5785 | 2035 | Advanced | 999 | Prevailing local wages, Drive time, Local code requirements, Access, Presence/condition/type of existing insulation, Existing construction and materials, Moisture issues present, Presence of hazardous materials, Presence of hazardous materials, Extent of preparation, Accommodation for termite inspections | 3 | 48 | 0.01313 | 2023 | Assumes reference and advanced cases are constant and no significant raw material advancements. Typical costs assume a wall area of 900 sq ft as an example based on average sqft of a house to be 2,025, though wall areas and insulation amounts vary greatly by building.
76 | 2023 | Residential | Envelope | Finished Basement (Ceiling) | Loose Fill |  | Finished Basement (Ceiling) Loose Fill | 2023$/sqft | Finished Basement (Ceiling) |  | 0.008696 | 0.017857 | 0.011494 | R-value | ft2*degF*h/Btu | 2.78 | 6 | 49 | 49 | 0 | 0 | 0 | Square Feet | ft2 | 0 | 900 | 0 | 0 | 0.13696 | 0.13572 | 0.61675 | 900 | Square Feet | ft2 | 170.2188 | 218.5713 | 617.139 | 1.7149 | 1.806 | 0 | 0 | 291.9067 | 374.826 | 1058.3263 | 307.4222 | 394.7488 | 1114.5785 | 2040 | Advanced | 999 | Prevailing local wages, Drive time, Local code requirements, Access, Presence/condition/type of existing insulation, Existing construction and materials, Moisture issues present, Presence of hazardous materials, Presence of hazardous materials, Extent of preparation, Accommodation for termite inspections | 3 | 48 | 0.01313 | 2023 | Assumes reference and advanced cases are constant and no significant raw material advancements. Typical costs assume a wall area of 900 sq ft as an example based on average sqft of a house to be 2,025, though wall areas and insulation amounts vary greatly by building.
76 | 2023 | Residential | Envelope | Finished Basement (Ceiling) | Loose Fill |  | Finished Basement (Ceiling) Loose Fill | 2023$/sqft | Finished Basement (Ceiling) |  | 0.008696 | 0.017857 | 0.011494 | R-value | ft2*degF*h/Btu | 2.78 | 6 | 49 | 49 | 0 | 0 | 0 | Square Feet | ft2 | 0 | 900 | 0 | 0 | 0.13696 | 0.13572 | 0.61675 | 900 | Square Feet | ft2 | 170.2188 | 218.5713 | 617.139 | 1.7149 | 1.806 | 0 | 0 | 291.9067 | 374.826 | 1058.3263 | 307.4222 | 394.7488 | 1114.5785 | 2045 | Advanced | 999 | Prevailing local wages, Drive time, Local code requirements, Access, Presence/condition/type of existing insulation, Existing construction and materials, Moisture issues present, Presence of hazardous materials, Presence of hazardous materials, Extent of preparation, Accommodation for termite inspections | 3 | 48 | 0.01313 | 2023 | Assumes reference and advanced cases are constant and no significant raw material advancements. Typical costs assume a wall area of 900 sq ft as an example based on average sqft of a house to be 2,025, though wall areas and insulation amounts vary greatly by building.
76 | 2023 | Residential | Envelope | Finished Basement (Ceiling) | Loose Fill |  | Finished Basement (Ceiling) Loose Fill | 2023$/sqft | Finished Basement (Ceiling) |  | 0.008696 | 0.017857 | 0.011494 | R-value | ft2*degF*h/Btu | 2.78 | 6 | 49 | 49 | 0 | 0 | 0 | Square Feet | ft2 | 0 | 900 | 0 | 0 | 0.13696 | 0.13572 | 0.61675 | 900 | Square Feet | ft2 | 170.2188 | 218.5713 | 617.139 | 1.7149 | 1.806 | 0 | 0 | 291.9067 | 374.826 | 1058.3263 | 307.4222 | 394.7488 | 1114.5785 | 2050 | Advanced | 999 | Prevailing local wages, Drive time, Local code requirements, Access, Presence/condition/type of existing insulation, Existing construction and materials, Moisture issues present, Presence of hazardous materials, Presence of hazardous materials, Extent of preparation, Accommodation for termite inspections | 3 | 48 | 0.01313 | 2023 | Assumes reference and advanced cases are constant and no significant raw material advancements. Typical costs assume a wall area of 900 sq ft as an example based on average sqft of a house to be 2,025, though wall areas and insulation amounts vary greatly by building.
77 | 2023 | Residential | Envelope | Finished Basement (Ceiling) | Spray Foam (Open Cell) |  | Finished Basement (Ceiling) Open Cell Spray | 2023$/sqft | Finished Basement (Ceiling) |  | 0.14643 | 0.27345 | 0.42841 | R-value | ft2*degF*h/Btu | 3.7 | 6 | 25.8 | 25.8 | 0 | 0 | 0 | Square Feet | ft2 | 0 | 900 | 0 | 0 | 0.13696 | 0.13572 | 0.61675 | 900 | Square Feet | ft2 | 913.9662 | 1598.7735 | 2868.4854 | 1.1367 | 1.2853 | 0 | 0 | 1038.8867 | 1817.2931 | 3260.5487 | 1174.7609 | 2054.9737 | 3686.9902 | 2023 | Reference | 999 | Prevailing local wages, Drive time, Local code requirements, Access, Presence/condition/type of existing insulation, Existing construction and materials, Moisture issues present, Adequacy of existing ventilation, Adequacy of existing ventilation, Presence of hazardous materials, Extent of preparation, Accommodation for termite inspections, Crawlspace height | 3 | 80 | 0.4672 | 2023 | Assumes for the reference case that raw material prices will increase over the coming decades. Assumed for the advanced case that energy dependency will move away from oil and gas causing a higher supply of raw materials used to make insulation which will lower the material costs. Typical costs assume a wall area of 900 sq ft as an example based on average sqft of a house to be 2,025, though wall areas and insulation amounts vary greatly by building.
77 | 2023 | Residential | Envelope | Finished Basement (Ceiling) | Spray Foam (Open Cell) |  | Finished Basement (Ceiling) Open Cell Spray | 2023$/sqft | Finished Basement (Ceiling) |  | 0.16107 | 0.3008 | 0.47125 | R-value | ft2*degF*h/Btu | 3.7 | 6 | 25.8 | 25.8 | 0 | 0 | 0 | Square Feet | ft2 | 0 | 900 | 0 | 0 | 0.15065 | 0.14929 | 0.67842 | 900 | Square Feet | ft2 | 1005.3628 | 1758.6509 | 3155.3339 | 1.1367 | 1.2853 | 0 | 0 | 1142.7753 | 1999.0224 | 3586.6035 | 1292.2369 | 2260.4711 | 4055.6892 | 2030 | Reference | 999 | Prevailing local wages, Drive time, Local code requirements, Access, Presence/condition/type of existing insulation, Existing construction and materials, Moisture issues present, Adequacy of existing ventilation, Adequacy of existing ventilation, Presence of hazardous materials, Extent of preparation, Accommodation for termite inspections, Crawlspace height | 3 | 80 | 0.4672 | 2023 | Assumes for the reference case that raw material prices will increase over the coming decades. Assumed for the advanced case that energy dependency will move away from oil and gas causing a higher supply of raw materials used to make insulation which will lower the material costs. Typical costs assume a wall area of 900 sq ft as an example based on average sqft of a house to be 2,025, though wall areas and insulation amounts vary greatly by building.
77 | 2023 | Residential | Envelope | Finished Basement (Ceiling) | Spray Foam (Open Cell) |  | Finished Basement (Ceiling) Open Cell Spray | 2023$/sqft | Finished Basement (Ceiling) |  | 0.16912 | 0.31583 | 0.49481 | R-value | ft2*degF*h/Btu | 3.7 | 6 | 25.8 | 25.8 | 0 | 0 | 0 | Square Feet | ft2 | 0 | 900 | 0 | 0 | 0.15818 | 0.15675 | 0.71234 | 900 | Square Feet | ft2 | 1055.631 | 1846.5834 | 3313.1006 | 1.1367 | 1.2853 | 0 | 0 | 1199.9141 | 2098.9736 | 3765.9337 | 1356.8488 | 2373.4947 | 4258.4736 | 2035 | Reference | 999 | Prevailing local wages, Drive time, Local code requirements, Access, Presence/condition/type of existing insulation, Existing construction and materials, Moisture issues present, Adequacy of existing ventilation, Adequacy of existing ventilation, Presence of hazardous materials, Extent of preparation, Accommodation for termite inspections, Crawlspace height | 3 | 80 | 0.4672 | 2023 | Assumes for the reference case that raw material prices will increase over the coming decades. Assumed for the advanced case that energy dependency will move away from oil and gas causing a higher supply of raw materials used to make insulation which will lower the material costs. Typical costs assume a wall area of 900 sq ft as an example based on average sqft of a house to be 2,025, though wall areas and insulation amounts vary greatly by building.
77 | 2023 | Residential | Envelope | Finished Basement (Ceiling) | Spray Foam (Open Cell) |  | Finished Basement (Ceiling) Open Cell Spray | 2023$/sqft | Finished Basement (Ceiling) |  | 0.17718 | 0.33087 | 0.51838 | R-value | ft2*degF*h/Btu | 3.7 | 6 | 25.8 | 25.8 | 0 | 0 | 0 | Square Feet | ft2 | 0 | 900 | 0 | 0 | 0.16572 | 0.16422 | 0.74626 | 900 | Square Feet | ft2 | 1105.8991 | 1934.5159 | 3470.8673 | 1.1367 | 1.2853 | 0 | 0 | 1257.0529 | 2198.9247 | 3945.2639 | 1421.4606 | 2486.5182 | 4461.2581 | 2040 | Reference | 999 | Prevailing local wages, Drive time, Local code requirements, Access, Presence/condition/type of existing insulation, Existing construction and materials, Moisture issues present, Adequacy of existing ventilation, Adequacy of existing ventilation, Presence of hazardous materials, Extent of preparation, Accommodation for termite inspections, Crawlspace height | 3 | 80 | 0.4672 | 2023 | Assumes for the reference case that raw material prices will increase over the coming decades. Assumed for the advanced case that energy dependency will move away from oil and gas causing a higher supply of raw materials used to make insulation which will lower the material costs. Typical costs assume a wall area of 900 sq ft as an example based on average sqft of a house to be 2,025, though wall areas and insulation amounts vary greatly by building.
77 | 2023 | Residential | Envelope | Finished Basement (Ceiling) | Spray Foam (Open Cell) |  | Finished Basement (Ceiling) Open Cell Spray | 2023$/sqft | Finished Basement (Ceiling) |  | 0.18102 | 0.33805 | 0.52962 | R-value | ft2*degF*h/Btu | 3.7 | 6 | 25.8 | 25.8 | 0 | 0 | 0 | Square Feet | ft2 | 0 | 900 | 0 | 0 | 0.16931 | 0.16778 | 0.76245 | 900 | Square Feet | ft2 | 1129.8907 | 1976.4837 | 3546.1651 | 1.1367 | 1.2853 | 0 | 0 | 1284.3237 | 2246.6286 | 4030.8533 | 1452.2981 | 2540.4613 | 4558.0416 | 2045 | Reference | 999 | Prevailing local wages, Drive time, Local code requirements, Access, Presence/condition/type of existing insulation, Existing construction and materials, Moisture issues present, Adequacy of existing ventilation, Adequacy of existing ventilation, Presence of hazardous materials, Extent of preparation, Accommodation for termite inspections, Crawlspace height | 3 | 80 | 0.4672 | 2023 | Assumes for the reference case that raw material prices will increase over the coming decades. Assumed for the advanced case that energy dependency will move away from oil and gas causing a higher supply of raw materials used to make insulation which will lower the material costs. Typical costs assume a wall area of 900 sq ft as an example based on average sqft of a house to be 2,025, though wall areas and insulation amounts vary greatly by building.
77 | 2023 | Residential | Envelope | Finished Basement (Ceiling) | Spray Foam (Open Cell) |  | Finished Basement (Ceiling) Open Cell Spray | 2023$/sqft | Finished Basement (Ceiling) |  | 0.18486 | 0.34523 | 0.54087 | R-value | ft2*degF*h/Btu | 3.7 | 6 | 25.8 | 25.8 | 0 | 0 | 0 | Square Feet | ft2 | 0 | 900 | 0 | 0 | 0.17291 | 0.17134 | 0.77864 | 900 | Square Feet | ft2 | 1153.8823 | 2018.4515 | 3621.4628 | 1.1367 | 1.2853 | 0 | 0 | 1311.5944 | 2294.3326 | 4116.4427 | 1483.1356 | 2594.4043 | 4654.8251 | 2050 | Reference | 999 | Prevailing local wages, Drive time, Local code requirements, Access, Presence/condition/type of existing insulation, Existing construction and materials, Moisture issues present, Adequacy of existing ventilation, Adequacy of existing ventilation, Presence of hazardous materials, Extent of preparation, Accommodation for termite inspections, Crawlspace height | 3 | 80 | 0.4672 | 2023 | Assumes for the reference case that raw material prices will increase over the coming decades. Assumed for the advanced case that energy dependency will move away from oil and gas causing a higher supply of raw materials used to make insulation which will lower the material costs. Typical costs assume a wall area of 900 sq ft as an example based on average sqft of a house to be 2,025, though wall areas and insulation amounts vary greatly by building.
77 | 2023 | Residential | Envelope | Finished Basement (Ceiling) | Spray Foam (Open Cell) |  | Finished Basement (Ceiling) Open Cell Spray | 2023$/sqft | Finished Basement (Ceiling) |  | 0.14643 | 0.27345 | 0.42841 | R-value | ft2*degF*h/Btu | 3.7 | 6 | 25.8 | 25.8 | 0 | 0 | 0 | Square Feet | ft2 | 0 | 900 | 0 | 0 | 0.13696 | 0.13572 | 0.61675 | 900 | Square Feet | ft2 | 913.9662 | 1598.7735 | 2868.4854 | 1.1367 | 1.2853 | 0 | 0 | 1038.8867 | 1817.2931 | 3260.5487 | 1174.7609 | 2054.9737 | 3686.9902 | 2023 | Intermediate | 999 | Prevailing local wages, Drive time, Local code requirements, Access, Presence/condition/type of existing insulation, Existing construction and materials, Moisture issues present, Adequacy of existing ventilation, Adequacy of existing ventilation, Presence of hazardous materials, Extent of preparation, Accommodation for termite inspections, Crawlspace height | 3 | 80 | 0.4672 | 2023 | Assumes for the reference case that raw material prices will increase over the coming decades. Assumed for the advanced case that energy dependency will move away from oil and gas causing a higher supply of raw materials used to make insulation which will lower the material costs. Typical costs assume a wall area of 900 sq ft as an example based on average sqft of a house to be 2,025, though wall areas and insulation amounts vary greatly by building.
77 | 2023 | Residential | Envelope | Finished Basement (Ceiling) | Spray Foam (Open Cell) |  | Finished Basement (Ceiling) Open Cell Spray | 2023$/sqft | Finished Basement (Ceiling) |  | 0.14643 | 0.27345 | 0.42841 | R-value | ft2*degF*h/Btu | 3.7 | 6 | 25.8 | 25.8 | 0 | 0 | 0 | Square Feet | ft2 | 0 | 900 | 0 | 0 | 0.13696 | 0.13572 | 0.61675 | 900 | Square Feet | ft2 | 913.9662 | 1598.7735 | 2868.4854 | 1.1367 | 1.2853 | 0 | 0 | 1038.8867 | 1817.2931 | 3260.5487 | 1174.7609 | 2054.9737 | 3686.9902 | 2030 | Intermediate | 999 | Prevailing local wages, Drive time, Local code requirements, Access, Presence/condition/type of existing insulation, Existing construction and materials, Moisture issues present, Adequacy of existing ventilation, Adequacy of existing ventilation, Presence of hazardous materials, Extent of preparation, Accommodation for termite inspections, Crawlspace height | 3 | 80 | 0.4672 | 2023 | Assumes for the reference case that raw material prices will increase over the coming decades. Assumed for the advanced case that energy dependency will move away from oil and gas causing a higher supply of raw materials used to make insulation which will lower the material costs. Typical costs assume a wall area of 900 sq ft as an example based on average sqft of a house to be 2,025, though wall areas and insulation amounts vary greatly by building.
77 | 2023 | Residential | Envelope | Finished Basement (Ceiling) | Spray Foam (Open Cell) |  | Finished Basement (Ceiling) Open Cell Spray | 2023$/sqft | Finished Basement (Ceiling) |  | 0.14716 | 0.27482 | 0.43055 | R-value | ft2*degF*h/Btu | 3.7 | 6 | 25.8 | 25.8 | 0 | 0 | 0 | Square Feet | ft2 | 0 | 900 | 0 | 0 | 0.13764 | 0.13639 | 0.61983 | 900 | Square Feet | ft2 | 918.536 | 1606.7674 | 2882.8278 | 1.1367 | 1.2853 | 0 | 0 | 1044.0811 | 1826.3796 | 3276.8514 | 1180.6347 | 2065.2486 | 3705.4251 | 2035 | Intermediate | 999 | Prevailing local wages, Drive time, Local code requirements, Access, Presence/condition/type of existing insulation, Existing construction and materials, Moisture issues present, Adequacy of existing ventilation, Adequacy of existing ventilation, Presence of hazardous materials, Extent of preparation, Accommodation for termite inspections, Crawlspace height | 3 | 80 | 0.4672 | 2023 | Assumes for the reference case that raw material prices will increase over the coming decades. Assumed for the advanced case that energy dependency will move away from oil and gas causing a higher supply of raw materials used to make insulation which will lower the material costs. Typical costs assume a wall area of 900 sq ft as an example based on average sqft of a house to be 2,025, though wall areas and insulation amounts vary greatly by building.
77 | 2023 | Residential | Envelope | Finished Basement (Ceiling) | Spray Foam (Open Cell) |  | Finished Basement (Ceiling) Open Cell Spray | 2023$/sqft | Finished Basement (Ceiling) |  | 0.14789 | 0.27618 | 0.43269 | R-value | ft2*degF*h/Btu | 3.7 | 6 | 25.8 | 25.8 | 0 | 0 | 0 | Square Feet | ft2 | 0 | 900 | 0 | 0 | 0.13833 | 0.13707 | 0.62291 | 900 | Square Feet | ft2 | 923.1059 | 1614.7612 | 2897.1703 | 1.1367 | 1.2853 | 0 | 0 | 1049.2755 | 1835.4661 | 3293.1541 | 1186.5085 | 2075.5235 | 3723.8601 | 2040 | Intermediate | 999 | Prevailing local wages, Drive time, Local code requirements, Access, Presence/condition/type of existing insulation, Existing construction and materials, Moisture issues present, Adequacy of existing ventilation, Adequacy of existing ventilation, Presence of hazardous materials, Extent of preparation, Accommodation for termite inspections, Crawlspace height | 3 | 80 | 0.4672 | 2023 | Assumes for the reference case that raw material prices will increase over the coming decades. Assumed for the advanced case that energy dependency will move away from oil and gas causing a higher supply of raw materials used to make insulation which will lower the material costs. Typical costs assume a wall area of 900 sq ft as an example based on average sqft of a house to be 2,025, though wall areas and insulation amounts vary greatly by building.
77 | 2023 | Residential | Envelope | Finished Basement (Ceiling) | Spray Foam (Open Cell) |  | Finished Basement (Ceiling) Open Cell Spray | 2023$/sqft | Finished Basement (Ceiling) |  | 0.14685 | 0.27424 | 0.42964 | R-value | ft2*degF*h/Btu | 3.7 | 6 | 25.8 | 25.8 | 0 | 0 | 0 | Square Feet | ft2 | 0 | 900 | 0 | 0 | 0.13735 | 0.13611 | 0.61852 | 900 | Square Feet | ft2 | 916.5939 | 1603.37 | 2876.7323 | 1.1367 | 1.2853 | 0 | 0 | 1041.8735 | 1822.5178 | 3269.9227 | 1178.1383 | 2060.8818 | 3697.5903 | 2045 | Intermediate | 999 | Prevailing local wages, Drive time, Local code requirements, Access, Presence/condition/type of existing insulation, Existing construction and materials, Moisture issues present, Adequacy of existing ventilation, Adequacy of existing ventilation, Presence of hazardous materials, Extent of preparation, Accommodation for termite inspections, Crawlspace height | 3 | 80 | 0.4672 | 2023 | Assumes for the reference case that raw material prices will increase over the coming decades. Assumed for the advanced case that energy dependency will move away from oil and gas causing a higher supply of raw materials used to make insulation which will lower the material costs. Typical costs assume a wall area of 900 sq ft as an example based on average sqft of a house to be 2,025, though wall areas and insulation amounts vary greatly by building.
77 | 2023 | Residential | Envelope | Finished Basement (Ceiling) | Spray Foam (Open Cell) |  | Finished Basement (Ceiling) Open Cell Spray | 2023$/sqft | Finished Basement (Ceiling) |  | 0.1458 | 0.27229 | 0.42659 | R-value | ft2*degF*h/Btu | 3.7 | 6 | 25.8 | 25.8 | 0 | 0 | 0 | Square Feet | ft2 | 0 | 900 | 0 | 0 | 0.13637 | 0.13514 | 0.61412 | 900 | Square Feet | ft2 | 910.0818 | 1591.9787 | 2856.2943 | 1.1367 | 1.2853 | 0 | 0 | 1034.4714 | 1809.5696 | 3246.6913 | 1169.7681 | 2046.2401 | 3671.3204 | 2050 | Intermediate | 999 | Prevailing local wages, Drive time, Local code requirements, Access, Presence/condition/type of existing insulation, Existing construction and materials, Moisture issues present, Adequacy of existing ventilation, Adequacy of existing ventilation, Presence of hazardous materials, Extent of preparation, Accommodation for termite inspections, Crawlspace height | 3 | 80 | 0.4672 | 2023 | Assumes for the reference case that raw material prices will increase over the coming decades. Assumed for the advanced case that energy dependency will move away from oil and gas causing a higher supply of raw materials used to make insulation which will lower the material costs. Typical costs assume a wall area of 900 sq ft as an example based on average sqft of a house to be 2,025, though wall areas and insulation amounts vary greatly by building.
77 | 2023 | Residential | Envelope | Finished Basement (Ceiling) | Spray Foam (Open Cell) |  | Finished Basement (Ceiling) Open Cell Spray | 2023$/sqft | Finished Basement (Ceiling) |  | 0.14643 | 0.27345 | 0.42841 | R-value | ft2*degF*h/Btu | 3.7 | 6 | 25.8 | 25.8 | 0 | 0 | 0 | Square Feet | ft2 | 0 | 900 | 0 | 0 | 0.13696 | 0.13572 | 0.61675 | 900 | Square Feet | ft2 | 913.9662 | 1598.7735 | 2868.4854 | 1.1367 | 1.2853 | 0 | 0 | 1038.8867 | 1817.2931 | 3260.5487 | 1174.7609 | 2054.9737 | 3686.9902 | 2023 | Advanced | 999 | Prevailing local wages, Drive time, Local code requirements, Access, Presence/condition/type of existing insulation, Existing construction and materials, Moisture issues present, Adequacy of existing ventilation, Adequacy of existing ventilation, Presence of hazardous materials, Extent of preparation, Accommodation for termite inspections, Crawlspace height | 3 | 80 | 0.4672 | 2023 | Assumes for the reference case that raw material prices will increase over the coming decades. Assumed for the advanced case that energy dependency will move away from oil and gas causing a higher supply of raw materials used to make insulation which will lower the material costs. Typical costs assume a wall area of 900 sq ft as an example based on average sqft of a house to be 2,025, though wall areas and insulation amounts vary greatly by building.
77 | 2023 | Residential | Envelope | Finished Basement (Ceiling) | Spray Foam (Open Cell) |  | Finished Basement (Ceiling) Open Cell Spray | 2023$/sqft | Finished Basement (Ceiling) |  | 0.13178 | 0.24611 | 0.38557 | R-value | ft2*degF*h/Btu | 3.7 | 6 | 25.8 | 25.8 | 0 | 0 | 0 | Square Feet | ft2 | 0 | 900 | 0 | 0 | 0.12326 | 0.12214 | 0.55507 | 900 | Square Feet | ft2 | 822.5696 | 1438.8962 | 2581.6369 | 1.1367 | 1.2853 | 0 | 0 | 934.998 | 1635.5638 | 2934.4938 | 1057.2848 | 1849.4764 | 3318.2911 | 2030 | Advanced | 999 | Prevailing local wages, Drive time, Local code requirements, Access, Presence/condition/type of existing insulation, Existing construction and materials, Moisture issues present, Adequacy of existing ventilation, Adequacy of existing ventilation, Presence of hazardous materials, Extent of preparation, Accommodation for termite inspections, Crawlspace height | 3 | 80 | 0.4672 | 2023 | Assumes for the reference case that raw material prices will increase over the coming decades. Assumed for the advanced case that energy dependency will move away from oil and gas causing a higher supply of raw materials used to make insulation which will lower the material costs. Typical costs assume a wall area of 900 sq ft as an example based on average sqft of a house to be 2,025, though wall areas and insulation amounts vary greatly by building.
77 | 2023 | Residential | Envelope | Finished Basement (Ceiling) | Spray Foam (Open Cell) |  | Finished Basement (Ceiling) Open Cell Spray | 2023$/sqft | Finished Basement (Ceiling) |  | 0.1252 | 0.2338 | 0.36629 | R-value | ft2*degF*h/Btu | 3.7 | 6 | 25.8 | 25.8 | 0 | 0 | 0 | Square Feet | ft2 | 0 | 900 | 0 | 0 | 0.1171 | 0.11604 | 0.52732 | 900 | Square Feet | ft2 | 781.4411 | 1366.9513 | 2452.555 | 1.1367 | 1.2853 | 0 | 0 | 888.2481 | 1553.7856 | 2787.7691 | 1004.4205 | 1757.0025 | 3152.3766 | 2035 | Advanced | 999 | Prevailing local wages, Drive time, Local code requirements, Access, Presence/condition/type of existing insulation, Existing construction and materials, Moisture issues present, Adequacy of existing ventilation, Adequacy of existing ventilation, Presence of hazardous materials, Extent of preparation, Accommodation for termite inspections, Crawlspace height | 3 | 80 | 0.4672 | 2023 | Assumes for the reference case that raw material prices will increase over the coming decades. Assumed for the advanced case that energy dependency will move away from oil and gas causing a higher supply of raw materials used to make insulation which will lower the material costs. Typical costs assume a wall area of 900 sq ft as an example based on average sqft of a house to be 2,025, though wall areas and insulation amounts vary greatly by building.
77 | 2023 | Residential | Envelope | Finished Basement (Ceiling) | Spray Foam (Open Cell) |  | Finished Basement (Ceiling) Open Cell Spray | 2023$/sqft | Finished Basement (Ceiling) |  | 0.11861 | 0.22149 | 0.34701 | R-value | ft2*degF*h/Btu | 3.7 | 6 | 25.8 | 25.8 | 0 | 0 | 0 | Square Feet | ft2 | 0 | 900 | 0 | 0 | 0.11093 | 0.10993 | 0.49956 | 900 | Square Feet | ft2 | 740.3126 | 1295.0065 | 2323.4732 | 1.1367 | 1.2853 | 0 | 0 | 841.4982 | 1472.0074 | 2641.0444 | 951.5563 | 1664.5287 | 2986.462 | 2040 | Advanced | 999 | Prevailing local wages, Drive time, Local code requirements, Access, Presence/condition/type of existing insulation, Existing construction and materials, Moisture issues present, Adequacy of existing ventilation, Adequacy of existing ventilation, Presence of hazardous materials, Extent of preparation, Accommodation for termite inspections, Crawlspace height | 3 | 80 | 0.4672 | 2023 | Assumes for the reference case that raw material prices will increase over the coming decades. Assumed for the advanced case that energy dependency will move away from oil and gas causing a higher supply of raw materials used to make insulation which will lower the material costs. Typical costs assume a wall area of 900 sq ft as an example based on average sqft of a house to be 2,025, though wall areas and insulation amounts vary greatly by building.
77 | 2023 | Residential | Envelope | Finished Basement (Ceiling) | Spray Foam (Open Cell) |  | Finished Basement (Ceiling) Open Cell Spray | 2023$/sqft | Finished Basement (Ceiling) |  | 0.11268 | 0.21042 | 0.32966 | R-value | ft2*degF*h/Btu | 3.7 | 6 | 25.8 | 25.8 | 0 | 0 | 0 | Square Feet | ft2 | 0 | 900 | 0 | 0 | 0.10539 | 0.10443 | 0.47459 | 900 | Square Feet | ft2 | 703.297 | 1230.2562 | 2207.2995 | 1.1367 | 1.2853 | 0 | 0 | 799.4233 | 1398.4071 | 2508.9922 | 903.9785 | 1581.3023 | 2837.1389 | 2045 | Advanced | 999 | Prevailing local wages, Drive time, Local code requirements, Access, Presence/condition/type of existing insulation, Existing construction and materials, Moisture issues present, Adequacy of existing ventilation, Adequacy of existing ventilation, Presence of hazardous materials, Extent of preparation, Accommodation for termite inspections, Crawlspace height | 3 | 80 | 0.4672 | 2023 | Assumes for the reference case that raw material prices will increase over the coming decades. Assumed for the advanced case that energy dependency will move away from oil and gas causing a higher supply of raw materials used to make insulation which will lower the material costs. Typical costs assume a wall area of 900 sq ft as an example based on average sqft of a house to be 2,025, though wall areas and insulation amounts vary greatly by building.
77 | 2023 | Residential | Envelope | Finished Basement (Ceiling) | Spray Foam (Open Cell) |  | Finished Basement (Ceiling) Open Cell Spray | 2023$/sqft | Finished Basement (Ceiling) |  | 0.10675 | 0.19935 | 0.31231 | R-value | ft2*degF*h/Btu | 3.7 | 6 | 25.8 | 25.8 | 0 | 0 | 0 | Square Feet | ft2 | 0 | 900 | 0 | 0 | 0.099841 | 0.098936 | 0.44961 | 900 | Square Feet | ft2 | 666.2814 | 1165.5059 | 2091.1259 | 1.1367 | 1.2853 | 0 | 0 | 757.3484 | 1324.8067 | 2376.94 | 856.4007 | 1498.0759 | 2687.8158 | 2050 | Advanced | 999 | Prevailing local wages, Drive time, Local code requirements, Access, Presence/condition/type of existing insulation, Existing construction and materials, Moisture issues present, Adequacy of existing ventilation, Adequacy of existing ventilation, Presence of hazardous materials, Extent of preparation, Accommodation for termite inspections, Crawlspace height | 3 | 80 | 0.4672 | 2023 | Assumes for the reference case that raw material prices will increase over the coming decades. Assumed for the advanced case that energy dependency will move away from oil and gas causing a higher supply of raw materials used to make insulation which will lower the material costs. Typical costs assume a wall area of 900 sq ft as an example based on average sqft of a house to be 2,025, though wall areas and insulation amounts vary greatly by building.
78 | 2023 | Residential | Envelope | Finished Basement (Wall) | Batt |  | Finished Basement (Wall) Batt | 2023$/sqft | Finished Basement (Wall) |  | 0.031667 | 0.0416 | 0.049167 | R-value | ft2*degF*h/Btu | 6 | 20 | 49 | 49 | 0 | 0 | 0 | Square Feet | ft2 | 0 | 900 | 0 | 0 | 0.15833 | 0.2392 | 1.575 | 900 | Square Feet | ft2 | 712.5048 | 964.08 | 2302.5042 | 1 | 1 | 0.59 | 1.15 | 1243.5048 | 1495.08 | 2833.5042 | 1747.5048 | 1999.08 | 3337.5042 | 2023 | Reference | 999 | Prevailing local wages, Drive time, Local code requirements, Access, Presence/condition/type of existing insulation, Existing construction and materials, Moisture issues present, Adequacy of existing ventilation, Presence of hazardous materials, Extent of preparation | 4 | 101 | 0.2114 | 2023 | Assumes reference and advanced case are constant based on raw materials. Typical costs assume a wall area of 900 sq ft as an example based on average sqft of a house to be 2,025, though wall areas and insulation amounts vary greatly by building.
78 | 2023 | Residential | Envelope | Finished Basement (Wall) | Batt |  | Finished Basement (Wall) Batt | 2023$/sqft | Finished Basement (Wall) |  | 0.031667 | 0.0416 | 0.049167 | R-value | ft2*degF*h/Btu | 6 | 20 | 49 | 49 | 0 | 0 | 0 | Square Feet | ft2 | 0 | 900 | 0 | 0 | 0.15833 | 0.2392 | 1.575 | 900 | Square Feet | ft2 | 712.5048 | 964.08 | 2302.5042 | 1 | 1 | 0.59 | 1.15 | 1243.5048 | 1495.08 | 2833.5042 | 1747.5048 | 1999.08 | 3337.5042 | 2030 | Reference | 999 | Prevailing local wages, Drive time, Local code requirements, Access, Presence/condition/type of existing insulation, Existing construction and materials, Moisture issues present, Adequacy of existing ventilation, Presence of hazardous materials, Extent of preparation | 4 | 101 | 0.2114 | 2023 | Assumes reference and advanced case are constant based on raw materials. Typical costs assume a wall area of 900 sq ft as an example based on average sqft of a house to be 2,025, though wall areas and insulation amounts vary greatly by building.
78 | 2023 | Residential | Envelope | Finished Basement (Wall) | Batt |  | Finished Basement (Wall) Batt | 2023$/sqft | Finished Basement (Wall) |  | 0.031667 | 0.0416 | 0.049167 | R-value | ft2*degF*h/Btu | 6 | 20 | 49 | 49 | 0 | 0 | 0 | Square Feet | ft2 | 0 | 900 | 0 | 0 | 0.15833 | 0.2392 | 1.575 | 900 | Square Feet | ft2 | 712.5048 | 964.08 | 2302.5042 | 1 | 1 | 0.59 | 1.15 | 1243.5048 | 1495.08 | 2833.5042 | 1747.5048 | 1999.08 | 3337.5042 | 2035 | Reference | 999 | Prevailing local wages, Drive time, Local code requirements, Access, Presence/condition/type of existing insulation, Existing construction and materials, Moisture issues present, Adequacy of existing ventilation, Presence of hazardous materials, Extent of preparation | 4 | 101 | 0.2114 | 2023 | Assumes reference and advanced case are constant based on raw materials. Typical costs assume a wall area of 900 sq ft as an example based on average sqft of a house to be 2,025, though wall areas and insulation amounts vary greatly by building.
78 | 2023 | Residential | Envelope | Finished Basement (Wall) | Batt |  | Finished Basement (Wall) Batt | 2023$/sqft | Finished Basement (Wall) |  | 0.031667 | 0.0416 | 0.049167 | R-value | ft2*degF*h/Btu | 6 | 20 | 49 | 49 | 0 | 0 | 0 | Square Feet | ft2 | 0 | 900 | 0 | 0 | 0.15833 | 0.2392 | 1.575 | 900 | Square Feet | ft2 | 712.5048 | 964.08 | 2302.5042 | 1 | 1 | 0.59 | 1.15 | 1243.5048 | 1495.08 | 2833.5042 | 1747.5048 | 1999.08 | 3337.5042 | 2040 | Reference | 999 | Prevailing local wages, Drive time, Local code requirements, Access, Presence/condition/type of existing insulation, Existing construction and materials, Moisture issues present, Adequacy of existing ventilation, Presence of hazardous materials, Extent of preparation | 4 | 101 | 0.2114 | 2023 | Assumes reference and advanced case are constant based on raw materials. Typical costs assume a wall area of 900 sq ft as an example based on average sqft of a house to be 2,025, though wall areas and insulation amounts vary greatly by building.
78 | 2023 | Residential | Envelope | Finished Basement (Wall) | Batt |  | Finished Basement (Wall) Batt | 2023$/sqft | Finished Basement (Wall) |  | 0.031667 | 0.0416 | 0.049167 | R-value | ft2*degF*h/Btu | 6 | 20 | 49 | 49 | 0 | 0 | 0 | Square Feet | ft2 | 0 | 900 | 0 | 0 | 0.15833 | 0.2392 | 1.575 | 900 | Square Feet | ft2 | 712.5048 | 964.08 | 2302.5042 | 1 | 1 | 0.59 | 1.15 | 1243.5048 | 1495.08 | 2833.5042 | 1747.5048 | 1999.08 | 3337.5042 | 2045 | Reference | 999 | Prevailing local wages, Drive time, Local code requirements, Access, Presence/condition/type of existing insulation, Existing construction and materials, Moisture issues present, Adequacy of existing ventilation, Presence of hazardous materials, Extent of preparation | 4 | 101 | 0.2114 | 2023 | Assumes reference and advanced case are constant based on raw materials. Typical costs assume a wall area of 900 sq ft as an example based on average sqft of a house to be 2,025, though wall areas and insulation amounts vary greatly by building.
78 | 2023 | Residential | Envelope | Finished Basement (Wall) | Batt |  | Finished Basement (Wall) Batt | 2023$/sqft | Finished Basement (Wall) |  | 0.031667 | 0.0416 | 0.049167 | R-value | ft2*degF*h/Btu | 6 | 20 | 49 | 49 | 0 | 0 | 0 | Square Feet | ft2 | 0 | 900 | 0 | 0 | 0.15833 | 0.2392 | 1.575 | 900 | Square Feet | ft2 | 712.5048 | 964.08 | 2302.5042 | 1 | 1 | 0.59 | 1.15 | 1243.5048 | 1495.08 | 2833.5042 | 1747.5048 | 1999.08 | 3337.5042 | 2050 | Reference | 999 | Prevailing local wages, Drive time, Local code requirements, Access, Presence/condition/type of existing insulation, Existing construction and materials, Moisture issues present, Adequacy of existing ventilation, Presence of hazardous materials, Extent of preparation | 4 | 101 | 0.2114 | 2023 | Assumes reference and advanced case are constant based on raw materials. Typical costs assume a wall area of 900 sq ft as an example based on average sqft of a house to be 2,025, though wall areas and insulation amounts vary greatly by building.
78 | 2023 | Residential | Envelope | Finished Basement (Wall) | Batt |  | Finished Basement (Wall) Batt | 2023$/sqft | Finished Basement (Wall) |  | 0.031667 | 0.0416 | 0.049167 | R-value | ft2*degF*h/Btu | 6 | 20 | 49 | 49 | 0 | 0 | 0 | Square Feet | ft2 | 0 | 900 | 0 | 0 | 0.15833 | 0.2392 | 1.575 | 900 | Square Feet | ft2 | 712.5048 | 964.08 | 2302.5042 | 1 | 1 | 0.59 | 1.15 | 1243.5048 | 1495.08 | 2833.5042 | 1747.5048 | 1999.08 | 3337.5042 | 2023 | Intermediate | 999 | Prevailing local wages, Drive time, Local code requirements, Access, Presence/condition/type of existing insulation, Existing construction and materials, Moisture issues present, Adequacy of existing ventilation, Presence of hazardous materials, Extent of preparation | 4 | 101 | 0.2114 | 2023 | Assumes reference and advanced case are constant based on raw materials. Typical costs assume a wall area of 900 sq ft as an example based on average sqft of a house to be 2,025, though wall areas and insulation amounts vary greatly by building.
78 | 2023 | Residential | Envelope | Finished Basement (Wall) | Batt |  | Finished Basement (Wall) Batt | 2023$/sqft | Finished Basement (Wall) |  | 0.031667 | 0.0416 | 0.049167 | R-value | ft2*degF*h/Btu | 6 | 20 | 49 | 49 | 0 | 0 | 0 | Square Feet | ft2 | 0 | 900 | 0 | 0 | 0.15833 | 0.2392 | 1.575 | 900 | Square Feet | ft2 | 712.5048 | 964.08 | 2302.5042 | 1 | 1 | 0.59 | 1.15 | 1243.5048 | 1495.08 | 2833.5042 | 1747.5048 | 1999.08 | 3337.5042 | 2030 | Intermediate | 999 | Prevailing local wages, Drive time, Local code requirements, Access, Presence/condition/type of existing insulation, Existing construction and materials, Moisture issues present, Adequacy of existing ventilation, Presence of hazardous materials, Extent of preparation | 4 | 101 | 0.2114 | 2023 | Assumes reference and advanced case are constant based on raw materials. Typical costs assume a wall area of 900 sq ft as an example based on average sqft of a house to be 2,025, though wall areas and insulation amounts vary greatly by building.
78 | 2023 | Residential | Envelope | Finished Basement (Wall) | Batt |  | Finished Basement (Wall) Batt | 2023$/sqft | Finished Basement (Wall) |  | 0.031667 | 0.0416 | 0.049167 | R-value | ft2*degF*h/Btu | 6 | 20 | 49 | 49 | 0 | 0 | 0 | Square Feet | ft2 | 0 | 900 | 0 | 0 | 0.15833 | 0.2392 | 1.575 | 900 | Square Feet | ft2 | 712.5048 | 964.08 | 2302.5042 | 1 | 1 | 0.59 | 1.15 | 1243.5048 | 1495.08 | 2833.5042 | 1747.5048 | 1999.08 | 3337.5042 | 2035 | Intermediate | 999 | Prevailing local wages, Drive time, Local code requirements, Access, Presence/condition/type of existing insulation, Existing construction and materials, Moisture issues present, Adequacy of existing ventilation, Presence of hazardous materials, Extent of preparation | 4 | 101 | 0.2114 | 2023 | Assumes reference and advanced case are constant based on raw materials. Typical costs assume a wall area of 900 sq ft as an example based on average sqft of a house to be 2,025, though wall areas and insulation amounts vary greatly by building.
78 | 2023 | Residential | Envelope | Finished Basement (Wall) | Batt |  | Finished Basement (Wall) Batt | 2023$/sqft | Finished Basement (Wall) |  | 0.031667 | 0.0416 | 0.049167 | R-value | ft2*degF*h/Btu | 6 | 20 | 49 | 49 | 0 | 0 | 0 | Square Feet | ft2 | 0 | 900 | 0 | 0 | 0.15833 | 0.2392 | 1.575 | 900 | Square Feet | ft2 | 712.5048 | 964.08 | 2302.5042 | 1 | 1 | 0.59 | 1.15 | 1243.5048 | 1495.08 | 2833.5042 | 1747.5048 | 1999.08 | 3337.5042 | 2040 | Intermediate | 999 | Prevailing local wages, Drive time, Local code requirements, Access, Presence/condition/type of existing insulation, Existing construction and materials, Moisture issues present, Adequacy of existing ventilation, Presence of hazardous materials, Extent of preparation | 4 | 101 | 0.2114 | 2023 | Assumes reference and advanced case are constant based on raw materials. Typical costs assume a wall area of 900 sq ft as an example based on average sqft of a house to be 2,025, though wall areas and insulation amounts vary greatly by building.
78 | 2023 | Residential | Envelope | Finished Basement (Wall) | Batt |  | Finished Basement (Wall) Batt | 2023$/sqft | Finished Basement (Wall) |  | 0.031667 | 0.0416 | 0.049167 | R-value | ft2*degF*h/Btu | 6 | 20 | 49 | 49 | 0 | 0 | 0 | Square Feet | ft2 | 0 | 900 | 0 | 0 | 0.15833 | 0.2392 | 1.575 | 900 | Square Feet | ft2 | 712.5048 | 964.08 | 2302.5042 | 1 | 1 | 0.59 | 1.15 | 1243.5048 | 1495.08 | 2833.5042 | 1747.5048 | 1999.08 | 3337.5042 | 2045 | Intermediate | 999 | Prevailing local wages, Drive time, Local code requirements, Access, Presence/condition/type of existing insulation, Existing construction and materials, Moisture issues present, Adequacy of existing ventilation, Presence of hazardous materials, Extent of preparation | 4 | 101 | 0.2114 | 2023 | Assumes reference and advanced case are constant based on raw materials. Typical costs assume a wall area of 900 sq ft as an example based on average sqft of a house to be 2,025, though wall areas and insulation amounts vary greatly by building.
78 | 2023 | Residential | Envelope | Finished Basement (Wall) | Batt |  | Finished Basement (Wall) Batt | 2023$/sqft | Finished Basement (Wall) |  | 0.031667 | 0.0416 | 0.049167 | R-value | ft2*degF*h/Btu | 6 | 20 | 49 | 49 | 0 | 0 | 0 | Square Feet | ft2 | 0 | 900 | 0 | 0 | 0.15833 | 0.2392 | 1.575 | 900 | Square Feet | ft2 | 712.5048 | 964.08 | 2302.5042 | 1 | 1 | 0.59 | 1.15 | 1243.5048 | 1495.08 | 2833.5042 | 1747.5048 | 1999.08 | 3337.5042 | 2050 | Intermediate | 999 | Prevailing local wages, Drive time, Local code requirements, Access, Presence/condition/type of existing insulation, Existing construction and materials, Moisture issues present, Adequacy of existing ventilation, Presence of hazardous materials, Extent of preparation | 4 | 101 | 0.2114 | 2023 | Assumes reference and advanced case are constant based on raw materials. Typical costs assume a wall area of 900 sq ft as an example based on average sqft of a house to be 2,025, though wall areas and insulation amounts vary greatly by building.
78 | 2023 | Residential | Envelope | Finished Basement (Wall) | Batt |  | Finished Basement (Wall) Batt | 2023$/sqft | Finished Basement (Wall) |  | 0.031667 | 0.0416 | 0.049167 | R-value | ft2*degF*h/Btu | 6 | 20 | 49 | 49 | 0 | 0 | 0 | Square Feet | ft2 | 0 | 900 | 0 | 0 | 0.15833 | 0.2392 | 1.575 | 900 | Square Feet | ft2 | 712.5048 | 964.08 | 2302.5042 | 1 | 1 | 0.59 | 1.15 | 1243.5048 | 1495.08 | 2833.5042 | 1747.5048 | 1999.08 | 3337.5042 | 2023 | Advanced | 999 | Prevailing local wages, Drive time, Local code requirements, Access, Presence/condition/type of existing insulation, Existing construction and materials, Moisture issues present, Adequacy of existing ventilation, Presence of hazardous materials, Extent of preparation | 4 | 101 | 0.2114 | 2023 | Assumes reference and advanced case are constant based on raw materials. Typical costs assume a wall area of 900 sq ft as an example based on average sqft of a house to be 2,025, though wall areas and insulation amounts vary greatly by building.
78 | 2023 | Residential | Envelope | Finished Basement (Wall) | Batt |  | Finished Basement (Wall) Batt | 2023$/sqft | Finished Basement (Wall) |  | 0.031667 | 0.0416 | 0.049167 | R-value | ft2*degF*h/Btu | 6 | 20 | 49 | 49 | 0 | 0 | 0 | Square Feet | ft2 | 0 | 900 | 0 | 0 | 0.15833 | 0.2392 | 1.575 | 900 | Square Feet | ft2 | 712.5048 | 964.08 | 2302.5042 | 1 | 1 | 0.59 | 1.15 | 1243.5048 | 1495.08 | 2833.5042 | 1747.5048 | 1999.08 | 3337.5042 | 2030 | Advanced | 999 | Prevailing local wages, Drive time, Local code requirements, Access, Presence/condition/type of existing insulation, Existing construction and materials, Moisture issues present, Adequacy of existing ventilation, Presence of hazardous materials, Extent of preparation | 4 | 101 | 0.2114 | 2023 | Assumes reference and advanced case are constant based on raw materials. Typical costs assume a wall area of 900 sq ft as an example based on average sqft of a house to be 2,025, though wall areas and insulation amounts vary greatly by building.
78 | 2023 | Residential | Envelope | Finished Basement (Wall) | Batt |  | Finished Basement (Wall) Batt | 2023$/sqft | Finished Basement (Wall) |  | 0.031667 | 0.0416 | 0.049167 | R-value | ft2*degF*h/Btu | 6 | 20 | 49 | 49 | 0 | 0 | 0 | Square Feet | ft2 | 0 | 900 | 0 | 0 | 0.15833 | 0.2392 | 1.575 | 900 | Square Feet | ft2 | 712.5048 | 964.08 | 2302.5042 | 1 | 1 | 0.59 | 1.15 | 1243.5048 | 1495.08 | 2833.5042 | 1747.5048 | 1999.08 | 3337.5042 | 2035 | Advanced | 999 | Prevailing local wages, Drive time, Local code requirements, Access, Presence/condition/type of existing insulation, Existing construction and materials, Moisture issues present, Adequacy of existing ventilation, Presence of hazardous materials, Extent of preparation | 4 | 101 | 0.2114 | 2023 | Assumes reference and advanced case are constant based on raw materials. Typical costs assume a wall area of 900 sq ft as an example based on average sqft of a house to be 2,025, though wall areas and insulation amounts vary greatly by building.
78 | 2023 | Residential | Envelope | Finished Basement (Wall) | Batt |  | Finished Basement (Wall) Batt | 2023$/sqft | Finished Basement (Wall) |  | 0.031667 | 0.0416 | 0.049167 | R-value | ft2*degF*h/Btu | 6 | 20 | 49 | 49 | 0 | 0 | 0 | Square Feet | ft2 | 0 | 900 | 0 | 0 | 0.15833 | 0.2392 | 1.575 | 900 | Square Feet | ft2 | 712.5048 | 964.08 | 2302.5042 | 1 | 1 | 0.59 | 1.15 | 1243.5048 | 1495.08 | 2833.5042 | 1747.5048 | 1999.08 | 3337.5042 | 2040 | Advanced | 999 | Prevailing local wages, Drive time, Local code requirements, Access, Presence/condition/type of existing insulation, Existing construction and materials, Moisture issues present, Adequacy of existing ventilation, Presence of hazardous materials, Extent of preparation | 4 | 101 | 0.2114 | 2023 | Assumes reference and advanced case are constant based on raw materials. Typical costs assume a wall area of 900 sq ft as an example based on average sqft of a house to be 2,025, though wall areas and insulation amounts vary greatly by building.
78 | 2023 | Residential | Envelope | Finished Basement (Wall) | Batt |  | Finished Basement (Wall) Batt | 2023$/sqft | Finished Basement (Wall) |  | 0.031667 | 0.0416 | 0.049167 | R-value | ft2*degF*h/Btu | 6 | 20 | 49 | 49 | 0 | 0 | 0 | Square Feet | ft2 | 0 | 900 | 0 | 0 | 0.15833 | 0.2392 | 1.575 | 900 | Square Feet | ft2 | 712.5048 | 964.08 | 2302.5042 | 1 | 1 | 0.59 | 1.15 | 1243.5048 | 1495.08 | 2833.5042 | 1747.5048 | 1999.08 | 3337.5042 | 2045 | Advanced | 999 | Prevailing local wages, Drive time, Local code requirements, Access, Presence/condition/type of existing insulation, Existing construction and materials, Moisture issues present, Adequacy of existing ventilation, Presence of hazardous materials, Extent of preparation | 4 | 101 | 0.2114 | 2023 | Assumes reference and advanced case are constant based on raw materials. Typical costs assume a wall area of 900 sq ft as an example based on average sqft of a house to be 2,025, though wall areas and insulation amounts vary greatly by building.
78 | 2023 | Residential | Envelope | Finished Basement (Wall) | Batt |  | Finished Basement (Wall) Batt | 2023$/sqft | Finished Basement (Wall) |  | 0.031667 | 0.0416 | 0.049167 | R-value | ft2*degF*h/Btu | 6 | 20 | 49 | 49 | 0 | 0 | 0 | Square Feet | ft2 | 0 | 900 | 0 | 0 | 0.15833 | 0.2392 | 1.575 | 900 | Square Feet | ft2 | 712.5048 | 964.08 | 2302.5042 | 1 | 1 | 0.59 | 1.15 | 1243.5048 | 1495.08 | 2833.5042 | 1747.5048 | 1999.08 | 3337.5042 | 2050 | Advanced | 999 | Prevailing local wages, Drive time, Local code requirements, Access, Presence/condition/type of existing insulation, Existing construction and materials, Moisture issues present, Adequacy of existing ventilation, Presence of hazardous materials, Extent of preparation | 4 | 101 | 0.2114 | 2023 | Assumes reference and advanced case are constant based on raw materials. Typical costs assume a wall area of 900 sq ft as an example based on average sqft of a house to be 2,025, though wall areas and insulation amounts vary greatly by building.
79 | 2023 | Residential | Envelope | Finished Basement (Wall) | Loose Fill |  | Finished Basement (Wall) Loose Fill | 2023$/sqft | Finished Basement (Wall) |  | 0.003619 | 0.00704 | 0.001017 | R-value | ft2*degF*h/Btu | 2.78 | 6 | 38 | 38 | 0 | 0 | 0 | Square Feet | ft2 | 0 | 900 | 0 | 0 | 0.15625 | 0.27888 | 0.95593 | 900 | Square Feet | ft2 | 160.1703 | 289.0098 | 865.8324 | 1.7306 | 1.8099 | 0 | 0 | 277.1873 | 500.1541 | 1498.3909 | 289.895 | 523.0839 | 1567.0851 | 2023 | Reference | 999 | Prevailing local wages, Drive time, Local code requirements, Access, Presence/condition/type of existing insulation, Existing construction and materials, Moisture issues present, Presence of hazardous materials, Presence of hazardous materials, Extent of preparation, Accommodation for termite inspections | 3 | 80 | 0.4672 | 2023 | Assumes reference and advanced cases are constant and no significant raw material advancements. Typical costs assume a wall area of 900 sq ft as an example based on average sqft of a house to be 2,025, though wall areas and insulation amounts vary greatly by building.
79 | 2023 | Residential | Envelope | Finished Basement (Wall) | Loose Fill |  | Finished Basement (Wall) Loose Fill | 2023$/sqft | Finished Basement (Wall) |  | 0.003619 | 0.00704 | 0.001017 | R-value | ft2*degF*h/Btu | 2.78 | 6 | 38 | 38 | 0 | 0 | 0 | Square Feet | ft2 | 0 | 900 | 0 | 0 | 0.15625 | 0.27888 | 0.95593 | 900 | Square Feet | ft2 | 160.1703 | 289.0098 | 865.8324 | 1.7306 | 1.8099 | 0 | 0 | 277.1873 | 500.1541 | 1498.3909 | 289.895 | 523.0839 | 1567.0851 | 2030 | Reference | 999 | Prevailing local wages, Drive time, Local code requirements, Access, Presence/condition/type of existing insulation, Existing construction and materials, Moisture issues present, Presence of hazardous materials, Presence of hazardous materials, Extent of preparation, Accommodation for termite inspections | 3 | 80 | 0.4672 | 2023 | Assumes reference and advanced cases are constant and no significant raw material advancements. Typical costs assume a wall area of 900 sq ft as an example based on average sqft of a house to be 2,025, though wall areas and insulation amounts vary greatly by building.
79 | 2023 | Residential | Envelope | Finished Basement (Wall) | Loose Fill |  | Finished Basement (Wall) Loose Fill | 2023$/sqft | Finished Basement (Wall) |  | 0.003619 | 0.00704 | 0.001017 | R-value | ft2*degF*h/Btu | 2.78 | 6 | 38 | 38 | 0 | 0 | 0 | Square Feet | ft2 | 0 | 900 | 0 | 0 | 0.15625 | 0.27888 | 0.95593 | 900 | Square Feet | ft2 | 160.1703 | 289.0098 | 865.8324 | 1.7306 | 1.8099 | 0 | 0 | 277.1873 | 500.1541 | 1498.3909 | 289.895 | 523.0839 | 1567.0851 | 2035 | Reference | 999 | Prevailing local wages, Drive time, Local code requirements, Access, Presence/condition/type of existing insulation, Existing construction and materials, Moisture issues present, Presence of hazardous materials, Presence of hazardous materials, Extent of preparation, Accommodation for termite inspections | 3 | 80 | 0.4672 | 2023 | Assumes reference and advanced cases are constant and no significant raw material advancements. Typical costs assume a wall area of 900 sq ft as an example based on average sqft of a house to be 2,025, though wall areas and insulation amounts vary greatly by building.
79 | 2023 | Residential | Envelope | Finished Basement (Wall) | Loose Fill |  | Finished Basement (Wall) Loose Fill | 2023$/sqft | Finished Basement (Wall) |  | 0.003619 | 0.00704 | 0.001017 | R-value | ft2*degF*h/Btu | 2.78 | 6 | 38 | 38 | 0 | 0 | 0 | Square Feet | ft2 | 0 | 900 | 0 | 0 | 0.15625 | 0.27888 | 0.95593 | 900 | Square Feet | ft2 | 160.1703 | 289.0098 | 865.8324 | 1.7306 | 1.8099 | 0 | 0 | 277.1873 | 500.1541 | 1498.3909 | 289.895 | 523.0839 | 1567.0851 | 2040 | Reference | 999 | Prevailing local wages, Drive time, Local code requirements, Access, Presence/condition/type of existing insulation, Existing construction and materials, Moisture issues present, Presence of hazardous materials, Presence of hazardous materials, Extent of preparation, Accommodation for termite inspections | 3 | 80 | 0.4672 | 2023 | Assumes reference and advanced cases are constant and no significant raw material advancements. Typical costs assume a wall area of 900 sq ft as an example based on average sqft of a house to be 2,025, though wall areas and insulation amounts vary greatly by building.
79 | 2023 | Residential | Envelope | Finished Basement (Wall) | Loose Fill |  | Finished Basement (Wall) Loose Fill | 2023$/sqft | Finished Basement (Wall) |  | 0.003619 | 0.00704 | 0.001017 | R-value | ft2*degF*h/Btu | 2.78 | 6 | 38 | 38 | 0 | 0 | 0 | Square Feet | ft2 | 0 | 900 | 0 | 0 | 0.15625 | 0.27888 | 0.95593 | 900 | Square Feet | ft2 | 160.1703 | 289.0098 | 865.8324 | 1.7306 | 1.8099 | 0 | 0 | 277.1873 | 500.1541 | 1498.3909 | 289.895 | 523.0839 | 1567.0851 | 2045 | Reference | 999 | Prevailing local wages, Drive time, Local code requirements, Access, Presence/condition/type of existing insulation, Existing construction and materials, Moisture issues present, Presence of hazardous materials, Presence of hazardous materials, Extent of preparation, Accommodation for termite inspections | 3 | 80 | 0.4672 | 2023 | Assumes reference and advanced cases are constant and no significant raw material advancements. Typical costs assume a wall area of 900 sq ft as an example based on average sqft of a house to be 2,025, though wall areas and insulation amounts vary greatly by building.
79 | 2023 | Residential | Envelope | Finished Basement (Wall) | Loose Fill |  | Finished Basement (Wall) Loose Fill | 2023$/sqft | Finished Basement (Wall) |  | 0.003619 | 0.00704 | 0.001017 | R-value | ft2*degF*h/Btu | 2.78 | 6 | 38 | 38 | 0 | 0 | 0 | Square Feet | ft2 | 0 | 900 | 0 | 0 | 0.15625 | 0.27888 | 0.95593 | 900 | Square Feet | ft2 | 160.1703 | 289.0098 | 865.8324 | 1.7306 | 1.8099 | 0 | 0 | 277.1873 | 500.1541 | 1498.3909 | 289.895 | 523.0839 | 1567.0851 | 2050 | Reference | 999 | Prevailing local wages, Drive time, Local code requirements, Access, Presence/condition/type of existing insulation, Existing construction and materials, Moisture issues present, Presence of hazardous materials, Presence of hazardous materials, Extent of preparation, Accommodation for termite inspections | 3 | 80 | 0.4672 | 2023 | Assumes reference and advanced cases are constant and no significant raw material advancements. Typical costs assume a wall area of 900 sq ft as an example based on average sqft of a house to be 2,025, though wall areas and insulation amounts vary greatly by building.
79 | 2023 | Residential | Envelope | Finished Basement (Wall) | Loose Fill |  | Finished Basement (Wall) Loose Fill | 2023$/sqft | Finished Basement (Wall) |  | 0.003619 | 0.00704 | 0.001017 | R-value | ft2*degF*h/Btu | 2.78 | 6 | 38 | 38 | 0 | 0 | 0 | Square Feet | ft2 | 0 | 900 | 0 | 0 | 0.15625 | 0.27888 | 0.95593 | 900 | Square Feet | ft2 | 160.1703 | 289.0098 | 865.8324 | 1.7306 | 1.8099 | 0 | 0 | 277.1873 | 500.1541 | 1498.3909 | 289.895 | 523.0839 | 1567.0851 | 2023 | Intermediate | 999 | Prevailing local wages, Drive time, Local code requirements, Access, Presence/condition/type of existing insulation, Existing construction and materials, Moisture issues present, Presence of hazardous materials, Presence of hazardous materials, Extent of preparation, Accommodation for termite inspections | 3 | 80 | 0.4672 | 2023 | Assumes reference and advanced cases are constant and no significant raw material advancements. Typical costs assume a wall area of 900 sq ft as an example based on average sqft of a house to be 2,025, though wall areas and insulation amounts vary greatly by building.
79 | 2023 | Residential | Envelope | Finished Basement (Wall) | Loose Fill |  | Finished Basement (Wall) Loose Fill | 2023$/sqft | Finished Basement (Wall) |  | 0.003619 | 0.00704 | 0.001017 | R-value | ft2*degF*h/Btu | 2.78 | 6 | 38 | 38 | 0 | 0 | 0 | Square Feet | ft2 | 0 | 900 | 0 | 0 | 0.15625 | 0.27888 | 0.95593 | 900 | Square Feet | ft2 | 160.1703 | 289.0098 | 865.8324 | 1.7306 | 1.8099 | 0 | 0 | 277.1873 | 500.1541 | 1498.3909 | 289.895 | 523.0839 | 1567.0851 | 2030 | Intermediate | 999 | Prevailing local wages, Drive time, Local code requirements, Access, Presence/condition/type of existing insulation, Existing construction and materials, Moisture issues present, Presence of hazardous materials, Presence of hazardous materials, Extent of preparation, Accommodation for termite inspections | 3 | 80 | 0.4672 | 2023 | Assumes reference and advanced cases are constant and no significant raw material advancements. Typical costs assume a wall area of 900 sq ft as an example based on average sqft of a house to be 2,025, though wall areas and insulation amounts vary greatly by building.
79 | 2023 | Residential | Envelope | Finished Basement (Wall) | Loose Fill |  | Finished Basement (Wall) Loose Fill | 2023$/sqft | Finished Basement (Wall) |  | 0.003619 | 0.00704 | 0.001017 | R-value | ft2*degF*h/Btu | 2.78 | 6 | 38 | 38 | 0 | 0 | 0 | Square Feet | ft2 | 0 | 900 | 0 | 0 | 0.15625 | 0.27888 | 0.95593 | 900 | Square Feet | ft2 | 160.1703 | 289.0098 | 865.8324 | 1.7306 | 1.8099 | 0 | 0 | 277.1873 | 500.1541 | 1498.3909 | 289.895 | 523.0839 | 1567.0851 | 2035 | Intermediate | 999 | Prevailing local wages, Drive time, Local code requirements, Access, Presence/condition/type of existing insulation, Existing construction and materials, Moisture issues present, Presence of hazardous materials, Presence of hazardous materials, Extent of preparation, Accommodation for termite inspections | 3 | 80 | 0.4672 | 2023 | Assumes reference and advanced cases are constant and no significant raw material advancements. Typical costs assume a wall area of 900 sq ft as an example based on average sqft of a house to be 2,025, though wall areas and insulation amounts vary greatly by building.
79 | 2023 | Residential | Envelope | Finished Basement (Wall) | Loose Fill |  | Finished Basement (Wall) Loose Fill | 2023$/sqft | Finished Basement (Wall) |  | 0.003619 | 0.00704 | 0.001017 | R-value | ft2*degF*h/Btu | 2.78 | 6 | 38 | 38 | 0 | 0 | 0 | Square Feet | ft2 | 0 | 900 | 0 | 0 | 0.15625 | 0.27888 | 0.95593 | 900 | Square Feet | ft2 | 160.1703 | 289.0098 | 865.8324 | 1.7306 | 1.8099 | 0 | 0 | 277.1873 | 500.1541 | 1498.3909 | 289.895 | 523.0839 | 1567.0851 | 2040 | Intermediate | 999 | Prevailing local wages, Drive time, Local code requirements, Access, Presence/condition/type of existing insulation, Existing construction and materials, Moisture issues present, Presence of hazardous materials, Presence of hazardous materials, Extent of preparation, Accommodation for termite inspections | 3 | 80 | 0.4672 | 2023 | Assumes reference and advanced cases are constant and no significant raw material advancements. Typical costs assume a wall area of 900 sq ft as an example based on average sqft of a house to be 2,025, though wall areas and insulation amounts vary greatly by building.
79 | 2023 | Residential | Envelope | Finished Basement (Wall) | Loose Fill |  | Finished Basement (Wall) Loose Fill | 2023$/sqft | Finished Basement (Wall) |  | 0.003619 | 0.00704 | 0.001017 | R-value | ft2*degF*h/Btu | 2.78 | 6 | 38 | 38 | 0 | 0 | 0 | Square Feet | ft2 | 0 | 900 | 0 | 0 | 0.15625 | 0.27888 | 0.95593 | 900 | Square Feet | ft2 | 160.1703 | 289.0098 | 865.8324 | 1.7306 | 1.8099 | 0 | 0 | 277.1873 | 500.1541 | 1498.3909 | 289.895 | 523.0839 | 1567.0851 | 2045 | Intermediate | 999 | Prevailing local wages, Drive time, Local code requirements, Access, Presence/condition/type of existing insulation, Existing construction and materials, Moisture issues present, Presence of hazardous materials, Presence of hazardous materials, Extent of preparation, Accommodation for termite inspections | 3 | 80 | 0.4672 | 2023 | Assumes reference and advanced cases are constant and no significant raw material advancements. Typical costs assume a wall area of 900 sq ft as an example based on average sqft of a house to be 2,025, though wall areas and insulation amounts vary greatly by building.
79 | 2023 | Residential | Envelope | Finished Basement (Wall) | Loose Fill |  | Finished Basement (Wall) Loose Fill | 2023$/sqft | Finished Basement (Wall) |  | 0.003619 | 0.00704 | 0.001017 | R-value | ft2*degF*h/Btu | 2.78 | 6 | 38 | 38 | 0 | 0 | 0 | Square Feet | ft2 | 0 | 900 | 0 | 0 | 0.15625 | 0.27888 | 0.95593 | 900 | Square Feet | ft2 | 160.1703 | 289.0098 | 865.8324 | 1.7306 | 1.8099 | 0 | 0 | 277.1873 | 500.1541 | 1498.3909 | 289.895 | 523.0839 | 1567.0851 | 2050 | Intermediate | 999 | Prevailing local wages, Drive time, Local code requirements, Access, Presence/condition/type of existing insulation, Existing construction and materials, Moisture issues present, Presence of hazardous materials, Presence of hazardous materials, Extent of preparation, Accommodation for termite inspections | 3 | 80 | 0.4672 | 2023 | Assumes reference and advanced cases are constant and no significant raw material advancements. Typical costs assume a wall area of 900 sq ft as an example based on average sqft of a house to be 2,025, though wall areas and insulation amounts vary greatly by building.
79 | 2023 | Residential | Envelope | Finished Basement (Wall) | Loose Fill |  | Finished Basement (Wall) Loose Fill | 2023$/sqft | Finished Basement (Wall) |  | 0.003619 | 0.00704 | 0.001017 | R-value | ft2*degF*h/Btu | 2.78 | 6 | 38 | 38 | 0 | 0 | 0 | Square Feet | ft2 | 0 | 900 | 0 | 0 | 0.15625 | 0.27888 | 0.95593 | 900 | Square Feet | ft2 | 160.1703 | 289.0098 | 865.8324 | 1.7306 | 1.8099 | 0 | 0 | 277.1873 | 500.1541 | 1498.3909 | 289.895 | 523.0839 | 1567.0851 | 2023 | Advanced | 999 | Prevailing local wages, Drive time, Local code requirements, Access, Presence/condition/type of existing insulation, Existing construction and materials, Moisture issues present, Presence of hazardous materials, Presence of hazardous materials, Extent of preparation, Accommodation for termite inspections | 3 | 80 | 0.4672 | 2023 | Assumes reference and advanced cases are constant and no significant raw material advancements. Typical costs assume a wall area of 900 sq ft as an example based on average sqft of a house to be 2,025, though wall areas and insulation amounts vary greatly by building.
79 | 2023 | Residential | Envelope | Finished Basement (Wall) | Loose Fill |  | Finished Basement (Wall) Loose Fill | 2023$/sqft | Finished Basement (Wall) |  | 0.003619 | 0.00704 | 0.001017 | R-value | ft2*degF*h/Btu | 2.78 | 6 | 38 | 38 | 0 | 0 | 0 | Square Feet | ft2 | 0 | 900 | 0 | 0 | 0.15625 | 0.27888 | 0.95593 | 900 | Square Feet | ft2 | 160.1703 | 289.0098 | 865.8324 | 1.7306 | 1.8099 | 0 | 0 | 277.1873 | 500.1541 | 1498.3909 | 289.895 | 523.0839 | 1567.0851 | 2030 | Advanced | 999 | Prevailing local wages, Drive time, Local code requirements, Access, Presence/condition/type of existing insulation, Existing construction and materials, Moisture issues present, Presence of hazardous materials, Presence of hazardous materials, Extent of preparation, Accommodation for termite inspections | 3 | 80 | 0.4672 | 2023 | Assumes reference and advanced cases are constant and no significant raw material advancements. Typical costs assume a wall area of 900 sq ft as an example based on average sqft of a house to be 2,025, though wall areas and insulation amounts vary greatly by building.
79 | 2023 | Residential | Envelope | Finished Basement (Wall) | Loose Fill |  | Finished Basement (Wall) Loose Fill | 2023$/sqft | Finished Basement (Wall) |  | 0.003619 | 0.00704 | 0.001017 | R-value | ft2*degF*h/Btu | 2.78 | 6 | 38 | 38 | 0 | 0 | 0 | Square Feet | ft2 | 0 | 900 | 0 | 0 | 0.15625 | 0.27888 | 0.95593 | 900 | Square Feet | ft2 | 160.1703 | 289.0098 | 865.8324 | 1.7306 | 1.8099 | 0 | 0 | 277.1873 | 500.1541 | 1498.3909 | 289.895 | 523.0839 | 1567.0851 | 2035 | Advanced | 999 | Prevailing local wages, Drive time, Local code requirements, Access, Presence/condition/type of existing insulation, Existing construction and materials, Moisture issues present, Presence of hazardous materials, Presence of hazardous materials, Extent of preparation, Accommodation for termite inspections | 3 | 80 | 0.4672 | 2023 | Assumes reference and advanced cases are constant and no significant raw material advancements. Typical costs assume a wall area of 900 sq ft as an example based on average sqft of a house to be 2,025, though wall areas and insulation amounts vary greatly by building.
79 | 2023 | Residential | Envelope | Finished Basement (Wall) | Loose Fill |  | Finished Basement (Wall) Loose Fill | 2023$/sqft | Finished Basement (Wall) |  | 0.003619 | 0.00704 | 0.001017 | R-value | ft2*degF*h/Btu | 2.78 | 6 | 38 | 38 | 0 | 0 | 0 | Square Feet | ft2 | 0 | 900 | 0 | 0 | 0.15625 | 0.27888 | 0.95593 | 900 | Square Feet | ft2 | 160.1703 | 289.0098 | 865.8324 | 1.7306 | 1.8099 | 0 | 0 | 277.1873 | 500.1541 | 1498.3909 | 289.895 | 523.0839 | 1567.0851 | 2040 | Advanced | 999 | Prevailing local wages, Drive time, Local code requirements, Access, Presence/condition/type of existing insulation, Existing construction and materials, Moisture issues present, Presence of hazardous materials, Presence of hazardous materials, Extent of preparation, Accommodation for termite inspections | 3 | 80 | 0.4672 | 2023 | Assumes reference and advanced cases are constant and no significant raw material advancements. Typical costs assume a wall area of 900 sq ft as an example based on average sqft of a house to be 2,025, though wall areas and insulation amounts vary greatly by building.
79 | 2023 | Residential | Envelope | Finished Basement (Wall) | Loose Fill |  | Finished Basement (Wall) Loose Fill | 2023$/sqft | Finished Basement (Wall) |  | 0.003619 | 0.00704 | 0.001017 | R-value | ft2*degF*h/Btu | 2.78 | 6 | 38 | 38 | 0 | 0 | 0 | Square Feet | ft2 | 0 | 900 | 0 | 0 | 0.15625 | 0.27888 | 0.95593 | 900 | Square Feet | ft2 | 160.1703 | 289.0098 | 865.8324 | 1.7306 | 1.8099 | 0 | 0 | 277.1873 | 500.1541 | 1498.3909 | 289.895 | 523.0839 | 1567.0851 | 2045 | Advanced | 999 | Prevailing local wages, Drive time, Local code requirements, Access, Presence/condition/type of existing insulation, Existing construction and materials, Moisture issues present, Presence of hazardous materials, Presence of hazardous materials, Extent of preparation, Accommodation for termite inspections | 3 | 80 | 0.4672 | 2023 | Assumes reference and advanced cases are constant and no significant raw material advancements. Typical costs assume a wall area of 900 sq ft as an example based on average sqft of a house to be 2,025, though wall areas and insulation amounts vary greatly by building.
79 | 2023 | Residential | Envelope | Finished Basement (Wall) | Loose Fill |  | Finished Basement (Wall) Loose Fill | 2023$/sqft | Finished Basement (Wall) |  | 0.003619 | 0.00704 | 0.001017 | R-value | ft2*degF*h/Btu | 2.78 | 6 | 38 | 38 | 0 | 0 | 0 | Square Feet | ft2 | 0 | 900 | 0 | 0 | 0.15625 | 0.27888 | 0.95593 | 900 | Square Feet | ft2 | 160.1703 | 289.0098 | 865.8324 | 1.7306 | 1.8099 | 0 | 0 | 277.1873 | 500.1541 | 1498.3909 | 289.895 | 523.0839 | 1567.0851 | 2050 | Advanced | 999 | Prevailing local wages, Drive time, Local code requirements, Access, Presence/condition/type of existing insulation, Existing construction and materials, Moisture issues present, Presence of hazardous materials, Presence of hazardous materials, Extent of preparation, Accommodation for termite inspections | 3 | 80 | 0.4672 | 2023 | Assumes reference and advanced cases are constant and no significant raw material advancements. Typical costs assume a wall area of 900 sq ft as an example based on average sqft of a house to be 2,025, though wall areas and insulation amounts vary greatly by building.
80 | 2023 | Residential | Envelope | Finished Basement (Wall) | Rigid Foam (EPS) |  | Finished Basement (Wall) Rigid Foam (EPS) | 2023$/sqft | Finished Basement (Wall) |  | 0.068808 | 0.13143 | 0.29179 | R-value | ft2*degF*h/Btu | 1.44 | 6 | 10 | 10 | 0 | 0 | 0 | Square Feet | ft2 | 0 | 900 | 0 | 0 | 0.13047 | 0.072906 | 0.042857 | 900 | Square Feet | ft2 | 488.9898 | 775.3266 | 1614.2103 | 1 | 1 | 0.455 | 0.915 | 898.4898 | 1184.8266 | 2023.7103 | 1312.4898 | 1598.8266 | 2437.7103 | 2023 | Reference | 999 | Prevailing local wages, Drive time, Local code requirements, Access, Presence/condition/type of existing insulation, Existing construction and materials, Moisture issues present, Presence of hazardous materials, Presence of hazardous materials, Extent of preparation, Accommodation for termite inspections | 3 | 40 | 0.1958 | 2023 | Assumes for the reference case that raw material prices will increase over the coming decades. Assumed for the advanced case that energy dependency will move away from oil and gas causing a higher supply of raw materials used to make insulation which will lower the material costs. Typical costs assume a wall area of 900 sq ft as an example based on average sqft of a house to be 2,025, though wall areas and insulation amounts vary greatly by building.
80 | 2023 | Residential | Envelope | Finished Basement (Wall) | Rigid Foam (EPS) |  | Finished Basement (Wall) Rigid Foam (EPS) | 2023$/sqft | Finished Basement (Wall) |  | 0.075689 | 0.14457 | 0.32096 | R-value | ft2*degF*h/Btu | 1.44 | 6 | 10 | 10 | 0 | 0 | 0 | Square Feet | ft2 | 0 | 900 | 0 | 0 | 0.14352 | 0.080197 | 0.047143 | 900 | Square Feet | ft2 | 537.8888 | 852.8593 | 1775.6313 | 1 | 1 | 0.455 | 0.915 | 947.3888 | 1262.3593 | 2185.1313 | 1361.3888 | 1676.3593 | 2599.1313 | 2030 | Reference | 999 | Prevailing local wages, Drive time, Local code requirements, Access, Presence/condition/type of existing insulation, Existing construction and materials, Moisture issues present, Presence of hazardous materials, Presence of hazardous materials, Extent of preparation, Accommodation for termite inspections | 3 | 40 | 0.1958 | 2023 | Assumes for the reference case that raw material prices will increase over the coming decades. Assumed for the advanced case that energy dependency will move away from oil and gas causing a higher supply of raw materials used to make insulation which will lower the material costs. Typical costs assume a wall area of 900 sq ft as an example based on average sqft of a house to be 2,025, though wall areas and insulation amounts vary greatly by building.
80 | 2023 | Residential | Envelope | Finished Basement (Wall) | Rigid Foam (EPS) |  | Finished Basement (Wall) Rigid Foam (EPS) | 2023$/sqft | Finished Basement (Wall) |  | 0.079473 | 0.1518 | 0.33701 | R-value | ft2*degF*h/Btu | 1.44 | 6 | 10 | 10 | 0 | 0 | 0 | Square Feet | ft2 | 0 | 900 | 0 | 0 | 0.1507 | 0.084206 | 0.0495 | 900 | Square Feet | ft2 | 564.7832 | 895.5022 | 1864.4129 | 1 | 1 | 0.455 | 0.915 | 974.2832 | 1305.0022 | 2273.9129 | 1388.2832 | 1719.0022 | 2687.9129 | 2035 | Reference | 999 | Prevailing local wages, Drive time, Local code requirements, Access, Presence/condition/type of existing insulation, Existing construction and materials, Moisture issues present, Presence of hazardous materials, Presence of hazardous materials, Extent of preparation, Accommodation for termite inspections | 3 | 40 | 0.1958 | 2023 | Assumes for the reference case that raw material prices will increase over the coming decades. Assumed for the advanced case that energy dependency will move away from oil and gas causing a higher supply of raw materials used to make insulation which will lower the material costs. Typical costs assume a wall area of 900 sq ft as an example based on average sqft of a house to be 2,025, though wall areas and insulation amounts vary greatly by building.
80 | 2023 | Residential | Envelope | Finished Basement (Wall) | Rigid Foam (EPS) |  | Finished Basement (Wall) Rigid Foam (EPS) | 2023$/sqft | Finished Basement (Wall) |  | 0.083258 | 0.15903 | 0.35306 | R-value | ft2*degF*h/Btu | 1.44 | 6 | 10 | 10 | 0 | 0 | 0 | Square Feet | ft2 | 0 | 900 | 0 | 0 | 0.15787 | 0.088216 | 0.051857 | 900 | Square Feet | ft2 | 591.6777 | 938.1452 | 1953.1945 | 1 | 1 | 0.455 | 0.915 | 1001.1777 | 1347.6452 | 2362.6945 | 1415.1777 | 1761.6452 | 2776.6945 | 2040 | Reference | 999 | Prevailing local wages, Drive time, Local code requirements, Access, Presence/condition/type of existing insulation, Existing construction and materials, Moisture issues present, Presence of hazardous materials, Presence of hazardous materials, Extent of preparation, Accommodation for termite inspections | 3 | 40 | 0.1958 | 2023 | Assumes for the reference case that raw material prices will increase over the coming decades. Assumed for the advanced case that energy dependency will move away from oil and gas causing a higher supply of raw materials used to make insulation which will lower the material costs. Typical costs assume a wall area of 900 sq ft as an example based on average sqft of a house to be 2,025, though wall areas and insulation amounts vary greatly by building.
80 | 2023 | Residential | Envelope | Finished Basement (Wall) | Rigid Foam (EPS) |  | Finished Basement (Wall) Rigid Foam (EPS) | 2023$/sqft | Finished Basement (Wall) |  | 0.085064 | 0.16248 | 0.36072 | R-value | ft2*degF*h/Btu | 1.44 | 6 | 10 | 10 | 0 | 0 | 0 | Square Feet | ft2 | 0 | 900 | 0 | 0 | 0.1613 | 0.09013 | 0.052982 | 900 | Square Feet | ft2 | 604.5136 | 958.4975 | 1995.5675 | 1 | 1 | 0.455 | 0.915 | 1014.0136 | 1367.9975 | 2405.0675 | 1428.0136 | 1781.9975 | 2819.0675 | 2045 | Reference | 999 | Prevailing local wages, Drive time, Local code requirements, Access, Presence/condition/type of existing insulation, Existing construction and materials, Moisture issues present, Presence of hazardous materials, Presence of hazardous materials, Extent of preparation, Accommodation for termite inspections | 3 | 40 | 0.1958 | 2023 | Assumes for the reference case that raw material prices will increase over the coming decades. Assumed for the advanced case that energy dependency will move away from oil and gas causing a higher supply of raw materials used to make insulation which will lower the material costs. Typical costs assume a wall area of 900 sq ft as an example based on average sqft of a house to be 2,025, though wall areas and insulation amounts vary greatly by building.
80 | 2023 | Residential | Envelope | Finished Basement (Wall) | Rigid Foam (EPS) |  | Finished Basement (Wall) Rigid Foam (EPS) | 2023$/sqft | Finished Basement (Wall) |  | 0.08687 | 0.16593 | 0.36838 | R-value | ft2*degF*h/Btu | 1.44 | 6 | 10 | 10 | 0 | 0 | 0 | Square Feet | ft2 | 0 | 900 | 0 | 0 | 0.16472 | 0.092044 | 0.054107 | 900 | Square Feet | ft2 | 617.3496 | 978.8498 | 2037.9405 | 1 | 1 | 0.455 | 0.915 | 1026.8496 | 1388.3498 | 2447.4405 | 1440.8496 | 1802.3498 | 2861.4405 | 2050 | Reference | 999 | Prevailing local wages, Drive time, Local code requirements, Access, Presence/condition/type of existing insulation, Existing construction and materials, Moisture issues present, Presence of hazardous materials, Presence of hazardous materials, Extent of preparation, Accommodation for termite inspections | 3 | 40 | 0.1958 | 2023 | Assumes for the reference case that raw material prices will increase over the coming decades. Assumed for the advanced case that energy dependency will move away from oil and gas causing a higher supply of raw materials used to make insulation which will lower the material costs. Typical costs assume a wall area of 900 sq ft as an example based on average sqft of a house to be 2,025, though wall areas and insulation amounts vary greatly by building.
80 | 2023 | Residential | Envelope | Finished Basement (Wall) | Rigid Foam (EPS) |  | Finished Basement (Wall) Rigid Foam (EPS) | 2023$/sqft | Finished Basement (Wall) |  | 0.068808 | 0.13143 | 0.29179 | R-value | ft2*degF*h/Btu | 1.44 | 6 | 10 | 10 | 0 | 0 | 0 | Square Feet | ft2 | 0 | 900 | 0 | 0 | 0.13047 | 0.072906 | 0.042857 | 900 | Square Feet | ft2 | 488.9898 | 775.3266 | 1614.2103 | 1 | 1 | 0.455 | 0.915 | 898.4898 | 1184.8266 | 2023.7103 | 1312.4898 | 1598.8266 | 2437.7103 | 2023 | Intermediate | 999 | Prevailing local wages, Drive time, Local code requirements, Access, Presence/condition/type of existing insulation, Existing construction and materials, Moisture issues present, Presence of hazardous materials, Presence of hazardous materials, Extent of preparation, Accommodation for termite inspections | 3 | 40 | 0.1958 | 2023 | Assumes for the reference case that raw material prices will increase over the coming decades. Assumed for the advanced case that energy dependency will move away from oil and gas causing a higher supply of raw materials used to make insulation which will lower the material costs. Typical costs assume a wall area of 900 sq ft as an example based on average sqft of a house to be 2,025, though wall areas and insulation amounts vary greatly by building.
80 | 2023 | Residential | Envelope | Finished Basement (Wall) | Rigid Foam (EPS) |  | Finished Basement (Wall) Rigid Foam (EPS) | 2023$/sqft | Finished Basement (Wall) |  | 0.068808 | 0.13143 | 0.29179 | R-value | ft2*degF*h/Btu | 1.44 | 6 | 10 | 10 | 0 | 0 | 0 | Square Feet | ft2 | 0 | 900 | 0 | 0 | 0.13047 | 0.072906 | 0.042857 | 900 | Square Feet | ft2 | 488.9898 | 775.3266 | 1614.2103 | 1 | 1 | 0.455 | 0.915 | 898.4898 | 1184.8266 | 2023.7103 | 1312.4898 | 1598.8266 | 2437.7103 | 2030 | Intermediate | 999 | Prevailing local wages, Drive time, Local code requirements, Access, Presence/condition/type of existing insulation, Existing construction and materials, Moisture issues present, Presence of hazardous materials, Presence of hazardous materials, Extent of preparation, Accommodation for termite inspections | 3 | 40 | 0.1958 | 2023 | Assumes for the reference case that raw material prices will increase over the coming decades. Assumed for the advanced case that energy dependency will move away from oil and gas causing a higher supply of raw materials used to make insulation which will lower the material costs. Typical costs assume a wall area of 900 sq ft as an example based on average sqft of a house to be 2,025, though wall areas and insulation amounts vary greatly by building.
80 | 2023 | Residential | Envelope | Finished Basement (Wall) | Rigid Foam (EPS) |  | Finished Basement (Wall) Rigid Foam (EPS) | 2023$/sqft | Finished Basement (Wall) |  | 0.069152 | 0.13209 | 0.29324 | R-value | ft2*degF*h/Btu | 1.44 | 6 | 10 | 10 | 0 | 0 | 0 | Square Feet | ft2 | 0 | 900 | 0 | 0 | 0.13113 | 0.073271 | 0.043071 | 900 | Square Feet | ft2 | 491.4347 | 779.2032 | 1622.2814 | 1 | 1 | 0.455 | 0.915 | 900.9347 | 1188.7032 | 2031.7814 | 1314.9347 | 1602.7032 | 2445.7814 | 2035 | Intermediate | 999 | Prevailing local wages, Drive time, Local code requirements, Access, Presence/condition/type of existing insulation, Existing construction and materials, Moisture issues present, Presence of hazardous materials, Presence of hazardous materials, Extent of preparation, Accommodation for termite inspections | 3 | 40 | 0.1958 | 2023 | Assumes for the reference case that raw material prices will increase over the coming decades. Assumed for the advanced case that energy dependency will move away from oil and gas causing a higher supply of raw materials used to make insulation which will lower the material costs. Typical costs assume a wall area of 900 sq ft as an example based on average sqft of a house to be 2,025, though wall areas and insulation amounts vary greatly by building.
80 | 2023 | Residential | Envelope | Finished Basement (Wall) | Rigid Foam (EPS) |  | Finished Basement (Wall) Rigid Foam (EPS) | 2023$/sqft | Finished Basement (Wall) |  | 0.069496 | 0.13274 | 0.2947 | R-value | ft2*degF*h/Btu | 1.44 | 6 | 10 | 10 | 0 | 0 | 0 | Square Feet | ft2 | 0 | 900 | 0 | 0 | 0.13178 | 0.073635 | 0.043286 | 900 | Square Feet | ft2 | 493.8797 | 783.0799 | 1630.3524 | 1 | 1 | 0.455 | 0.915 | 903.3797 | 1192.5799 | 2039.8524 | 1317.3797 | 1606.5799 | 2453.8524 | 2040 | Intermediate | 999 | Prevailing local wages, Drive time, Local code requirements, Access, Presence/condition/type of existing insulation, Existing construction and materials, Moisture issues present, Presence of hazardous materials, Presence of hazardous materials, Extent of preparation, Accommodation for termite inspections | 3 | 40 | 0.1958 | 2023 | Assumes for the reference case that raw material prices will increase over the coming decades. Assumed for the advanced case that energy dependency will move away from oil and gas causing a higher supply of raw materials used to make insulation which will lower the material costs. Typical costs assume a wall area of 900 sq ft as an example based on average sqft of a house to be 2,025, though wall areas and insulation amounts vary greatly by building.
80 | 2023 | Residential | Envelope | Finished Basement (Wall) | Rigid Foam (EPS) |  | Finished Basement (Wall) Rigid Foam (EPS) | 2023$/sqft | Finished Basement (Wall) |  | 0.069006 | 0.13181 | 0.29262 | R-value | ft2*degF*h/Btu | 1.44 | 6 | 10 | 10 | 0 | 0 | 0 | Square Feet | ft2 | 0 | 900 | 0 | 0 | 0.13085 | 0.073116 | 0.04298 | 900 | Square Feet | ft2 | 490.3956 | 777.5557 | 1618.8512 | 1 | 1 | 0.455 | 0.915 | 899.8956 | 1187.0557 | 2028.3512 | 1313.8956 | 1601.0557 | 2442.3512 | 2045 | Intermediate | 999 | Prevailing local wages, Drive time, Local code requirements, Access, Presence/condition/type of existing insulation, Existing construction and materials, Moisture issues present, Presence of hazardous materials, Presence of hazardous materials, Extent of preparation, Accommodation for termite inspections | 3 | 40 | 0.1958 | 2023 | Assumes for the reference case that raw material prices will increase over the coming decades. Assumed for the advanced case that energy dependency will move away from oil and gas causing a higher supply of raw materials used to make insulation which will lower the material costs. Typical costs assume a wall area of 900 sq ft as an example based on average sqft of a house to be 2,025, though wall areas and insulation amounts vary greatly by building.
80 | 2023 | Residential | Envelope | Finished Basement (Wall) | Rigid Foam (EPS) |  | Finished Basement (Wall) Rigid Foam (EPS) | 2023$/sqft | Finished Basement (Wall) |  | 0.068516 | 0.13087 | 0.29054 | R-value | ft2*degF*h/Btu | 1.44 | 6 | 10 | 10 | 0 | 0 | 0 | Square Feet | ft2 | 0 | 900 | 0 | 0 | 0.12992 | 0.072596 | 0.042675 | 900 | Square Feet | ft2 | 486.9116 | 772.0315 | 1607.3499 | 1 | 1 | 0.455 | 0.915 | 896.4116 | 1181.5315 | 2016.8499 | 1310.4116 | 1595.5315 | 2430.8499 | 2050 | Intermediate | 999 | Prevailing local wages, Drive time, Local code requirements, Access, Presence/condition/type of existing insulation, Existing construction and materials, Moisture issues present, Presence of hazardous materials, Presence of hazardous materials, Extent of preparation, Accommodation for termite inspections | 3 | 40 | 0.1958 | 2023 | Assumes for the reference case that raw material prices will increase over the coming decades. Assumed for the advanced case that energy dependency will move away from oil and gas causing a higher supply of raw materials used to make insulation which will lower the material costs. Typical costs assume a wall area of 900 sq ft as an example based on average sqft of a house to be 2,025, though wall areas and insulation amounts vary greatly by building.
80 | 2023 | Residential | Envelope | Finished Basement (Wall) | Rigid Foam (EPS) |  | Finished Basement (Wall) Rigid Foam (EPS) | 2023$/sqft | Finished Basement (Wall) |  | 0.068808 | 0.13143 | 0.29179 | R-value | ft2*degF*h/Btu | 1.44 | 6 | 10 | 10 | 0 | 0 | 0 | Square Feet | ft2 | 0 | 900 | 0 | 0 | 0.13047 | 0.072906 | 0.042857 | 900 | Square Feet | ft2 | 488.9898 | 775.3266 | 1614.2103 | 1 | 1 | 0.455 | 0.915 | 898.4898 | 1184.8266 | 2023.7103 | 1312.4898 | 1598.8266 | 2437.7103 | 2023 | Advanced | 999 | Prevailing local wages, Drive time, Local code requirements, Access, Presence/condition/type of existing insulation, Existing construction and materials, Moisture issues present, Presence of hazardous materials, Presence of hazardous materials, Extent of preparation, Accommodation for termite inspections | 3 | 40 | 0.1958 | 2023 | Assumes for the reference case that raw material prices will increase over the coming decades. Assumed for the advanced case that energy dependency will move away from oil and gas causing a higher supply of raw materials used to make insulation which will lower the material costs. Typical costs assume a wall area of 900 sq ft as an example based on average sqft of a house to be 2,025, though wall areas and insulation amounts vary greatly by building.
80 | 2023 | Residential | Envelope | Finished Basement (Wall) | Rigid Foam (EPS) |  | Finished Basement (Wall) Rigid Foam (EPS) | 2023$/sqft | Finished Basement (Wall) |  | 0.061927 | 0.11829 | 0.26261 | R-value | ft2*degF*h/Btu | 1.44 | 6 | 10 | 10 | 0 | 0 | 0 | Square Feet | ft2 | 0 | 900 | 0 | 0 | 0.11743 | 0.065615 | 0.038571 | 900 | Square Feet | ft2 | 440.0908 | 697.7939 | 1452.7893 | 1 | 1 | 0.455 | 0.915 | 849.5908 | 1107.2939 | 1862.2893 | 1263.5908 | 1521.2939 | 2276.2893 | 2030 | Advanced | 999 | Prevailing local wages, Drive time, Local code requirements, Access, Presence/condition/type of existing insulation, Existing construction and materials, Moisture issues present, Presence of hazardous materials, Presence of hazardous materials, Extent of preparation, Accommodation for termite inspections | 3 | 40 | 0.1958 | 2023 | Assumes for the reference case that raw material prices will increase over the coming decades. Assumed for the advanced case that energy dependency will move away from oil and gas causing a higher supply of raw materials used to make insulation which will lower the material costs. Typical costs assume a wall area of 900 sq ft as an example based on average sqft of a house to be 2,025, though wall areas and insulation amounts vary greatly by building.
80 | 2023 | Residential | Envelope | Finished Basement (Wall) | Rigid Foam (EPS) |  | Finished Basement (Wall) Rigid Foam (EPS) | 2023$/sqft | Finished Basement (Wall) |  | 0.058831 | 0.11237 | 0.24948 | R-value | ft2*degF*h/Btu | 1.44 | 6 | 10 | 10 | 0 | 0 | 0 | Square Feet | ft2 | 0 | 900 | 0 | 0 | 0.11156 | 0.062335 | 0.036643 | 900 | Square Feet | ft2 | 418.0863 | 662.9042 | 1380.1498 | 1 | 1 | 0.455 | 0.915 | 827.5863 | 1072.4042 | 1789.6498 | 1241.5863 | 1486.4042 | 2203.6498 | 2035 | Advanced | 999 | Prevailing local wages, Drive time, Local code requirements, Access, Presence/condition/type of existing insulation, Existing construction and materials, Moisture issues present, Presence of hazardous materials, Presence of hazardous materials, Extent of preparation, Accommodation for termite inspections | 3 | 40 | 0.1958 | 2023 | Assumes for the reference case that raw material prices will increase over the coming decades. Assumed for the advanced case that energy dependency will move away from oil and gas causing a higher supply of raw materials used to make insulation which will lower the material costs. Typical costs assume a wall area of 900 sq ft as an example based on average sqft of a house to be 2,025, though wall areas and insulation amounts vary greatly by building.
80 | 2023 | Residential | Envelope | Finished Basement (Wall) | Rigid Foam (EPS) |  | Finished Basement (Wall) Rigid Foam (EPS) | 2023$/sqft | Finished Basement (Wall) |  | 0.055734 | 0.10646 | 0.23635 | R-value | ft2*degF*h/Btu | 1.44 | 6 | 10 | 10 | 0 | 0 | 0 | Square Feet | ft2 | 0 | 900 | 0 | 0 | 0.10568 | 0.059054 | 0.034714 | 900 | Square Feet | ft2 | 396.0817 | 628.0145 | 1307.5103 | 1 | 1 | 0.455 | 0.915 | 805.5817 | 1037.5145 | 1717.0103 | 1219.5817 | 1451.5145 | 2131.0103 | 2040 | Advanced | 999 | Prevailing local wages, Drive time, Local code requirements, Access, Presence/condition/type of existing insulation, Existing construction and materials, Moisture issues present, Presence of hazardous materials, Presence of hazardous materials, Extent of preparation, Accommodation for termite inspections | 3 | 40 | 0.1958 | 2023 | Assumes for the reference case that raw material prices will increase over the coming decades. Assumed for the advanced case that energy dependency will move away from oil and gas causing a higher supply of raw materials used to make insulation which will lower the material costs. Typical costs assume a wall area of 900 sq ft as an example based on average sqft of a house to be 2,025, though wall areas and insulation amounts vary greatly by building.
80 | 2023 | Residential | Envelope | Finished Basement (Wall) | Rigid Foam (EPS) |  | Finished Basement (Wall) Rigid Foam (EPS) | 2023$/sqft | Finished Basement (Wall) |  | 0.052948 | 0.10113 | 0.22453 | R-value | ft2*degF*h/Btu | 1.44 | 6 | 10 | 10 | 0 | 0 | 0 | Square Feet | ft2 | 0 | 900 | 0 | 0 | 0.1004 | 0.056101 | 0.032978 | 900 | Square Feet | ft2 | 376.2777 | 596.6138 | 1242.1348 | 1 | 1 | 0.455 | 0.915 | 785.7777 | 1006.1138 | 1651.6348 | 1199.7777 | 1420.1138 | 2065.6348 | 2045 | Advanced | 999 | Prevailing local wages, Drive time, Local code requirements, Access, Presence/condition/type of existing insulation, Existing construction and materials, Moisture issues present, Presence of hazardous materials, Presence of hazardous materials, Extent of preparation, Accommodation for termite inspections | 3 | 40 | 0.1958 | 2023 | Assumes for the reference case that raw material prices will increase over the coming decades. Assumed for the advanced case that energy dependency will move away from oil and gas causing a higher supply of raw materials used to make insulation which will lower the material costs. Typical costs assume a wall area of 900 sq ft as an example based on average sqft of a house to be 2,025, though wall areas and insulation amounts vary greatly by building.
80 | 2023 | Residential | Envelope | Finished Basement (Wall) | Rigid Foam (EPS) |  | Finished Basement (Wall) Rigid Foam (EPS) | 2023$/sqft | Finished Basement (Wall) |  | 0.050161 | 0.095811 | 0.21271 | R-value | ft2*degF*h/Btu | 1.44 | 6 | 10 | 10 | 0 | 0 | 0 | Square Feet | ft2 | 0 | 900 | 0 | 0 | 0.095116 | 0.053148 | 0.031243 | 900 | Square Feet | ft2 | 356.4736 | 565.2131 | 1176.7593 | 1 | 1 | 0.455 | 0.915 | 765.9736 | 974.7131 | 1586.2593 | 1179.9736 | 1388.7131 | 2000.2593 | 2050 | Advanced | 999 | Prevailing local wages, Drive time, Local code requirements, Access, Presence/condition/type of existing insulation, Existing construction and materials, Moisture issues present, Presence of hazardous materials, Presence of hazardous materials, Extent of preparation, Accommodation for termite inspections | 3 | 40 | 0.1958 | 2023 | Assumes for the reference case that raw material prices will increase over the coming decades. Assumed for the advanced case that energy dependency will move away from oil and gas causing a higher supply of raw materials used to make insulation which will lower the material costs. Typical costs assume a wall area of 900 sq ft as an example based on average sqft of a house to be 2,025, though wall areas and insulation amounts vary greatly by building.
81 | 2023 | Residential | Envelope | Finished Basement (Wall) | Rigid Foam (ISO) |  | Finished Basement (Wall) Rigid Foam (ISO) | 2023$/sqft | Finished Basement (Wall) |  | 0.026871 | 0.10174 | 0.14459 | R-value | ft2*degF*h/Btu | 2.7 | 6 | 31 | 31 | 0 | 0 | 0 | Square Feet | ft2 | 0 | 900 | 0 | 0 | 0.53651 | 0.49099 | 0.67024 | 900 | Square Feet | ft2 | 627.9651 | 991.2825 | 1383.9921 | 1 | 1 | 0.40875 | 0.86875 | 995.8401 | 1359.1575 | 1751.8671 | 1409.8401 | 1773.1575 | 2165.8671 | 2023 | Reference | 999 | Prevailing local wages, Drive time, Local code requirements, Access, Presence/condition/type of existing insulation, Existing construction and materials, Moisture issues present, Presence of hazardous materials, Presence of hazardous materials, Extent of preparation, Accommodation for termite inspections | 3 | 36 | 0.4695 | 2023 | Assumes for the reference case that raw material prices will increase over the coming decades. Assumed for the advanced case that energy dependency will move away from oil and gas causing a higher supply of raw materials used to make insulation which will lower the material costs. Typical costs assume a wall area of 900 sq ft as an example based on average sqft of a house to be 2,025, though wall areas and insulation amounts vary greatly by building.
81 | 2023 | Residential | Envelope | Finished Basement (Wall) | Rigid Foam (ISO) |  | Finished Basement (Wall) Rigid Foam (ISO) | 2023$/sqft | Finished Basement (Wall) |  | 0.029558 | 0.11191 | 0.15905 | R-value | ft2*degF*h/Btu | 2.7 | 6 | 31 | 31 | 0 | 0 | 0 | Square Feet | ft2 | 0 | 900 | 0 | 0 | 0.59016 | 0.54009 | 0.73726 | 900 | Square Feet | ft2 | 690.7616 | 1090.4108 | 1522.3913 | 1 | 1 | 0.40875 | 0.86875 | 1058.6366 | 1458.2858 | 1890.2663 | 1472.6366 | 1872.2858 | 2304.2663 | 2030 | Reference | 999 | Prevailing local wages, Drive time, Local code requirements, Access, Presence/condition/type of existing insulation, Existing construction and materials, Moisture issues present, Presence of hazardous materials, Presence of hazardous materials, Extent of preparation, Accommodation for termite inspections | 3 | 36 | 0.4695 | 2023 | Assumes for the reference case that raw material prices will increase over the coming decades. Assumed for the advanced case that energy dependency will move away from oil and gas causing a higher supply of raw materials used to make insulation which will lower the material costs. Typical costs assume a wall area of 900 sq ft as an example based on average sqft of a house to be 2,025, though wall areas and insulation amounts vary greatly by building.
81 | 2023 | Residential | Envelope | Finished Basement (Wall) | Rigid Foam (ISO) |  | Finished Basement (Wall) Rigid Foam (ISO) | 2023$/sqft | Finished Basement (Wall) |  | 0.031036 | 0.11751 | 0.167 | R-value | ft2*degF*h/Btu | 2.7 | 6 | 31 | 31 | 0 | 0 | 0 | Square Feet | ft2 | 0 | 900 | 0 | 0 | 0.61967 | 0.56709 | 0.77412 | 900 | Square Feet | ft2 | 725.2997 | 1144.9313 | 1598.5109 | 1 | 1 | 0.40875 | 0.86875 | 1093.1747 | 1512.8063 | 1966.3859 | 1507.1747 | 1926.8063 | 2380.3859 | 2035 | Reference | 999 | Prevailing local wages, Drive time, Local code requirements, Access, Presence/condition/type of existing insulation, Existing construction and materials, Moisture issues present, Presence of hazardous materials, Presence of hazardous materials, Extent of preparation, Accommodation for termite inspections | 3 | 36 | 0.4695 | 2023 | Assumes for the reference case that raw material prices will increase over the coming decades. Assumed for the advanced case that energy dependency will move away from oil and gas causing a higher supply of raw materials used to make insulation which will lower the material costs. Typical costs assume a wall area of 900 sq ft as an example based on average sqft of a house to be 2,025, though wall areas and insulation amounts vary greatly by building.
81 | 2023 | Residential | Envelope | Finished Basement (Wall) | Rigid Foam (ISO) |  | Finished Basement (Wall) Rigid Foam (ISO) | 2023$/sqft | Finished Basement (Wall) |  | 0.032514 | 0.1231 | 0.17495 | R-value | ft2*degF*h/Btu | 2.7 | 6 | 31 | 31 | 0 | 0 | 0 | Square Feet | ft2 | 0 | 900 | 0 | 0 | 0.64918 | 0.5941 | 0.81098 | 900 | Square Feet | ft2 | 759.8378 | 1199.4518 | 1674.6304 | 1 | 1 | 0.40875 | 0.86875 | 1127.7128 | 1567.3268 | 2042.5054 | 1541.7128 | 1981.3268 | 2456.5054 | 2040 | Reference | 999 | Prevailing local wages, Drive time, Local code requirements, Access, Presence/condition/type of existing insulation, Existing construction and materials, Moisture issues present, Presence of hazardous materials, Presence of hazardous materials, Extent of preparation, Accommodation for termite inspections | 3 | 36 | 0.4695 | 2023 | Assumes for the reference case that raw material prices will increase over the coming decades. Assumed for the advanced case that energy dependency will move away from oil and gas causing a higher supply of raw materials used to make insulation which will lower the material costs. Typical costs assume a wall area of 900 sq ft as an example based on average sqft of a house to be 2,025, though wall areas and insulation amounts vary greatly by building.
81 | 2023 | Residential | Envelope | Finished Basement (Wall) | Rigid Foam (ISO) |  | Finished Basement (Wall) Rigid Foam (ISO) | 2023$/sqft | Finished Basement (Wall) |  | 0.033219 | 0.12577 | 0.17875 | R-value | ft2*degF*h/Btu | 2.7 | 6 | 31 | 31 | 0 | 0 | 0 | Square Feet | ft2 | 0 | 900 | 0 | 0 | 0.66326 | 0.60699 | 0.82858 | 900 | Square Feet | ft2 | 776.3219 | 1225.473 | 1710.9602 | 1 | 1 | 0.40875 | 0.86875 | 1144.1969 | 1593.348 | 2078.8352 | 1558.1969 | 2007.348 | 2492.8352 | 2045 | Reference | 999 | Prevailing local wages, Drive time, Local code requirements, Access, Presence/condition/type of existing insulation, Existing construction and materials, Moisture issues present, Presence of hazardous materials, Presence of hazardous materials, Extent of preparation, Accommodation for termite inspections | 3 | 36 | 0.4695 | 2023 | Assumes for the reference case that raw material prices will increase over the coming decades. Assumed for the advanced case that energy dependency will move away from oil and gas causing a higher supply of raw materials used to make insulation which will lower the material costs. Typical costs assume a wall area of 900 sq ft as an example based on average sqft of a house to be 2,025, though wall areas and insulation amounts vary greatly by building.
81 | 2023 | Residential | Envelope | Finished Basement (Wall) | Rigid Foam (ISO) |  | Finished Basement (Wall) Rigid Foam (ISO) | 2023$/sqft | Finished Basement (Wall) |  | 0.033925 | 0.12845 | 0.18254 | R-value | ft2*degF*h/Btu | 2.7 | 6 | 31 | 31 | 0 | 0 | 0 | Square Feet | ft2 | 0 | 900 | 0 | 0 | 0.67735 | 0.61988 | 0.84617 | 900 | Square Feet | ft2 | 792.8059 | 1251.4942 | 1747.29 | 1 | 1 | 0.40875 | 0.86875 | 1160.6809 | 1619.3692 | 2115.165 | 1574.6809 | 2033.3692 | 2529.165 | 2050 | Reference | 999 | Prevailing local wages, Drive time, Local code requirements, Access, Presence/condition/type of existing insulation, Existing construction and materials, Moisture issues present, Presence of hazardous materials, Presence of hazardous materials, Extent of preparation, Accommodation for termite inspections | 3 | 36 | 0.4695 | 2023 | Assumes for the reference case that raw material prices will increase over the coming decades. Assumed for the advanced case that energy dependency will move away from oil and gas causing a higher supply of raw materials used to make insulation which will lower the material costs. Typical costs assume a wall area of 900 sq ft as an example based on average sqft of a house to be 2,025, though wall areas and insulation amounts vary greatly by building.
81 | 2023 | Residential | Envelope | Finished Basement (Wall) | Rigid Foam (ISO) |  | Finished Basement (Wall) Rigid Foam (ISO) | 2023$/sqft | Finished Basement (Wall) |  | 0.026871 | 0.10174 | 0.14459 | R-value | ft2*degF*h/Btu | 2.7 | 6 | 31 | 31 | 0 | 0 | 0 | Square Feet | ft2 | 0 | 900 | 0 | 0 | 0.53651 | 0.49099 | 0.67024 | 900 | Square Feet | ft2 | 627.9651 | 991.2825 | 1383.9921 | 1 | 1 | 0.40875 | 0.86875 | 995.8401 | 1359.1575 | 1751.8671 | 1409.8401 | 1773.1575 | 2165.8671 | 2023 | Intermediate | 999 | Prevailing local wages, Drive time, Local code requirements, Access, Presence/condition/type of existing insulation, Existing construction and materials, Moisture issues present, Presence of hazardous materials, Presence of hazardous materials, Extent of preparation, Accommodation for termite inspections | 3 | 36 | 0.4695 | 2023 | Assumes for the reference case that raw material prices will increase over the coming decades. Assumed for the advanced case that energy dependency will move away from oil and gas causing a higher supply of raw materials used to make insulation which will lower the material costs. Typical costs assume a wall area of 900 sq ft as an example based on average sqft of a house to be 2,025, though wall areas and insulation amounts vary greatly by building.
81 | 2023 | Residential | Envelope | Finished Basement (Wall) | Rigid Foam (ISO) |  | Finished Basement (Wall) Rigid Foam (ISO) | 2023$/sqft | Finished Basement (Wall) |  | 0.026871 | 0.10174 | 0.14459 | R-value | ft2*degF*h/Btu | 2.7 | 6 | 31 | 31 | 0 | 0 | 0 | Square Feet | ft2 | 0 | 900 | 0 | 0 | 0.53651 | 0.49099 | 0.67024 | 900 | Square Feet | ft2 | 627.9651 | 991.2825 | 1383.9921 | 1 | 1 | 0.40875 | 0.86875 | 995.8401 | 1359.1575 | 1751.8671 | 1409.8401 | 1773.1575 | 2165.8671 | 2030 | Intermediate | 999 | Prevailing local wages, Drive time, Local code requirements, Access, Presence/condition/type of existing insulation, Existing construction and materials, Moisture issues present, Presence of hazardous materials, Presence of hazardous materials, Extent of preparation, Accommodation for termite inspections | 3 | 36 | 0.4695 | 2023 | Assumes for the reference case that raw material prices will increase over the coming decades. Assumed for the advanced case that energy dependency will move away from oil and gas causing a higher supply of raw materials used to make insulation which will lower the material costs. Typical costs assume a wall area of 900 sq ft as an example based on average sqft of a house to be 2,025, though wall areas and insulation amounts vary greatly by building.
81 | 2023 | Residential | Envelope | Finished Basement (Wall) | Rigid Foam (ISO) |  | Finished Basement (Wall) Rigid Foam (ISO) | 2023$/sqft | Finished Basement (Wall) |  | 0.027005 | 0.10225 | 0.14531 | R-value | ft2*degF*h/Btu | 2.7 | 6 | 31 | 31 | 0 | 0 | 0 | Square Feet | ft2 | 0 | 900 | 0 | 0 | 0.5392 | 0.49345 | 0.67359 | 900 | Square Feet | ft2 | 631.1049 | 996.2389 | 1390.9121 | 1 | 1 | 0.40875 | 0.86875 | 998.9799 | 1364.1139 | 1758.7871 | 1412.9799 | 1778.1139 | 2172.7871 | 2035 | Intermediate | 999 | Prevailing local wages, Drive time, Local code requirements, Access, Presence/condition/type of existing insulation, Existing construction and materials, Moisture issues present, Presence of hazardous materials, Presence of hazardous materials, Extent of preparation, Accommodation for termite inspections | 3 | 36 | 0.4695 | 2023 | Assumes for the reference case that raw material prices will increase over the coming decades. Assumed for the advanced case that energy dependency will move away from oil and gas causing a higher supply of raw materials used to make insulation which will lower the material costs. Typical costs assume a wall area of 900 sq ft as an example based on average sqft of a house to be 2,025, though wall areas and insulation amounts vary greatly by building.
81 | 2023 | Residential | Envelope | Finished Basement (Wall) | Rigid Foam (ISO) |  | Finished Basement (Wall) Rigid Foam (ISO) | 2023$/sqft | Finished Basement (Wall) |  | 0.02714 | 0.10276 | 0.14603 | R-value | ft2*degF*h/Btu | 2.7 | 6 | 31 | 31 | 0 | 0 | 0 | Square Feet | ft2 | 0 | 900 | 0 | 0 | 0.54188 | 0.4959 | 0.67694 | 900 | Square Feet | ft2 | 634.2448 | 1001.1953 | 1397.832 | 1 | 1 | 0.40875 | 0.86875 | 1002.1198 | 1369.0703 | 1765.707 | 1416.1198 | 1783.0703 | 2179.707 | 2040 | Intermediate | 999 | Prevailing local wages, Drive time, Local code requirements, Access, Presence/condition/type of existing insulation, Existing construction and materials, Moisture issues present, Presence of hazardous materials, Presence of hazardous materials, Extent of preparation, Accommodation for termite inspections | 3 | 36 | 0.4695 | 2023 | Assumes for the reference case that raw material prices will increase over the coming decades. Assumed for the advanced case that energy dependency will move away from oil and gas causing a higher supply of raw materials used to make insulation which will lower the material costs. Typical costs assume a wall area of 900 sq ft as an example based on average sqft of a house to be 2,025, though wall areas and insulation amounts vary greatly by building.
81 | 2023 | Residential | Envelope | Finished Basement (Wall) | Rigid Foam (ISO) |  | Finished Basement (Wall) Rigid Foam (ISO) | 2023$/sqft | Finished Basement (Wall) |  | 0.026948 | 0.10203 | 0.145 | R-value | ft2*degF*h/Btu | 2.7 | 6 | 31 | 31 | 0 | 0 | 0 | Square Feet | ft2 | 0 | 900 | 0 | 0 | 0.53806 | 0.4924 | 0.67216 | 900 | Square Feet | ft2 | 629.7705 | 994.1324 | 1387.9711 | 1 | 1 | 0.40875 | 0.86875 | 997.6455 | 1362.0074 | 1755.8461 | 1411.6455 | 1776.0074 | 2169.8461 | 2045 | Intermediate | 999 | Prevailing local wages, Drive time, Local code requirements, Access, Presence/condition/type of existing insulation, Existing construction and materials, Moisture issues present, Presence of hazardous materials, Presence of hazardous materials, Extent of preparation, Accommodation for termite inspections | 3 | 36 | 0.4695 | 2023 | Assumes for the reference case that raw material prices will increase over the coming decades. Assumed for the advanced case that energy dependency will move away from oil and gas causing a higher supply of raw materials used to make insulation which will lower the material costs. Typical costs assume a wall area of 900 sq ft as an example based on average sqft of a house to be 2,025, though wall areas and insulation amounts vary greatly by building.
81 | 2023 | Residential | Envelope | Finished Basement (Wall) | Rigid Foam (ISO) |  | Finished Basement (Wall) Rigid Foam (ISO) | 2023$/sqft | Finished Basement (Wall) |  | 0.026757 | 0.10131 | 0.14397 | R-value | ft2*degF*h/Btu | 2.7 | 6 | 31 | 31 | 0 | 0 | 0 | Square Feet | ft2 | 0 | 900 | 0 | 0 | 0.53423 | 0.4889 | 0.66739 | 900 | Square Feet | ft2 | 625.2962 | 987.0695 | 1378.1101 | 1 | 1 | 0.40875 | 0.86875 | 993.1712 | 1354.9445 | 1745.9851 | 1407.1712 | 1768.9445 | 2159.9851 | 2050 | Intermediate | 999 | Prevailing local wages, Drive time, Local code requirements, Access, Presence/condition/type of existing insulation, Existing construction and materials, Moisture issues present, Presence of hazardous materials, Presence of hazardous materials, Extent of preparation, Accommodation for termite inspections | 3 | 36 | 0.4695 | 2023 | Assumes for the reference case that raw material prices will increase over the coming decades. Assumed for the advanced case that energy dependency will move away from oil and gas causing a higher supply of raw materials used to make insulation which will lower the material costs. Typical costs assume a wall area of 900 sq ft as an example based on average sqft of a house to be 2,025, though wall areas and insulation amounts vary greatly by building.
81 | 2023 | Residential | Envelope | Finished Basement (Wall) | Rigid Foam (ISO) |  | Finished Basement (Wall) Rigid Foam (ISO) | 2023$/sqft | Finished Basement (Wall) |  | 0.026871 | 0.10174 | 0.14459 | R-value | ft2*degF*h/Btu | 2.7 | 6 | 31 | 31 | 0 | 0 | 0 | Square Feet | ft2 | 0 | 900 | 0 | 0 | 0.53651 | 0.49099 | 0.67024 | 900 | Square Feet | ft2 | 627.9651 | 991.2825 | 1383.9921 | 1 | 1 | 0.40875 | 0.86875 | 995.8401 | 1359.1575 | 1751.8671 | 1409.8401 | 1773.1575 | 2165.8671 | 2023 | Advanced | 999 | Prevailing local wages, Drive time, Local code requirements, Access, Presence/condition/type of existing insulation, Existing construction and materials, Moisture issues present, Presence of hazardous materials, Presence of hazardous materials, Extent of preparation, Accommodation for termite inspections | 3 | 36 | 0.4695 | 2023 | Assumes for the reference case that raw material prices will increase over the coming decades. Assumed for the advanced case that energy dependency will move away from oil and gas causing a higher supply of raw materials used to make insulation which will lower the material costs. Typical costs assume a wall area of 900 sq ft as an example based on average sqft of a house to be 2,025, though wall areas and insulation amounts vary greatly by building.
81 | 2023 | Residential | Envelope | Finished Basement (Wall) | Rigid Foam (ISO) |  | Finished Basement (Wall) Rigid Foam (ISO) | 2023$/sqft | Finished Basement (Wall) |  | 0.024184 | 0.091565 | 0.13013 | R-value | ft2*degF*h/Btu | 2.7 | 6 | 31 | 31 | 0 | 0 | 0 | Square Feet | ft2 | 0 | 900 | 0 | 0 | 0.48286 | 0.44189 | 0.60321 | 900 | Square Feet | ft2 | 565.1686 | 892.1542 | 1245.5929 | 1 | 1 | 0.40875 | 0.86875 | 933.0436 | 1260.0293 | 1613.4679 | 1347.0436 | 1674.0293 | 2027.4679 | 2030 | Advanced | 999 | Prevailing local wages, Drive time, Local code requirements, Access, Presence/condition/type of existing insulation, Existing construction and materials, Moisture issues present, Presence of hazardous materials, Presence of hazardous materials, Extent of preparation, Accommodation for termite inspections | 3 | 36 | 0.4695 | 2023 | Assumes for the reference case that raw material prices will increase over the coming decades. Assumed for the advanced case that energy dependency will move away from oil and gas causing a higher supply of raw materials used to make insulation which will lower the material costs. Typical costs assume a wall area of 900 sq ft as an example based on average sqft of a house to be 2,025, though wall areas and insulation amounts vary greatly by building.
81 | 2023 | Residential | Envelope | Finished Basement (Wall) | Rigid Foam (ISO) |  | Finished Basement (Wall) Rigid Foam (ISO) | 2023$/sqft | Finished Basement (Wall) |  | 0.022975 | 0.086987 | 0.12362 | R-value | ft2*degF*h/Btu | 2.7 | 6 | 31 | 31 | 0 | 0 | 0 | Square Feet | ft2 | 0 | 900 | 0 | 0 | 0.45872 | 0.4198 | 0.57305 | 900 | Square Feet | ft2 | 536.9102 | 847.5465 | 1183.3132 | 1 | 1 | 0.40875 | 0.86875 | 904.7852 | 1215.4215 | 1551.1882 | 1318.7852 | 1629.4215 | 1965.1882 | 2035 | Advanced | 999 | Prevailing local wages, Drive time, Local code requirements, Access, Presence/condition/type of existing insulation, Existing construction and materials, Moisture issues present, Presence of hazardous materials, Presence of hazardous materials, Extent of preparation, Accommodation for termite inspections | 3 | 36 | 0.4695 | 2023 | Assumes for the reference case that raw material prices will increase over the coming decades. Assumed for the advanced case that energy dependency will move away from oil and gas causing a higher supply of raw materials used to make insulation which will lower the material costs. Typical costs assume a wall area of 900 sq ft as an example based on average sqft of a house to be 2,025, though wall areas and insulation amounts vary greatly by building.
81 | 2023 | Residential | Envelope | Finished Basement (Wall) | Rigid Foam (ISO) |  | Finished Basement (Wall) Rigid Foam (ISO) | 2023$/sqft | Finished Basement (Wall) |  | 0.021766 | 0.082409 | 0.11712 | R-value | ft2*degF*h/Btu | 2.7 | 6 | 31 | 31 | 0 | 0 | 0 | Square Feet | ft2 | 0 | 900 | 0 | 0 | 0.43458 | 0.3977 | 0.54289 | 900 | Square Feet | ft2 | 508.6517 | 802.9388 | 1121.0336 | 1 | 1 | 0.40875 | 0.86875 | 876.5267 | 1170.8138 | 1488.9086 | 1290.5267 | 1584.8138 | 1902.9086 | 2040 | Advanced | 999 | Prevailing local wages, Drive time, Local code requirements, Access, Presence/condition/type of existing insulation, Existing construction and materials, Moisture issues present, Presence of hazardous materials, Presence of hazardous materials, Extent of preparation, Accommodation for termite inspections | 3 | 36 | 0.4695 | 2023 | Assumes for the reference case that raw material prices will increase over the coming decades. Assumed for the advanced case that energy dependency will move away from oil and gas causing a higher supply of raw materials used to make insulation which will lower the material costs. Typical costs assume a wall area of 900 sq ft as an example based on average sqft of a house to be 2,025, though wall areas and insulation amounts vary greatly by building.
81 | 2023 | Residential | Envelope | Finished Basement (Wall) | Rigid Foam (ISO) |  | Finished Basement (Wall) Rigid Foam (ISO) | 2023$/sqft | Finished Basement (Wall) |  | 0.020677 | 0.078288 | 0.11126 | R-value | ft2*degF*h/Btu | 2.7 | 6 | 31 | 31 | 0 | 0 | 0 | Square Feet | ft2 | 0 | 900 | 0 | 0 | 0.41285 | 0.37782 | 0.51575 | 900 | Square Feet | ft2 | 483.2191 | 762.7919 | 1064.9819 | 1 | 1 | 0.40875 | 0.86875 | 851.0941 | 1130.6669 | 1432.8569 | 1265.0941 | 1544.6669 | 1846.8569 | 2045 | Advanced | 999 | Prevailing local wages, Drive time, Local code requirements, Access, Presence/condition/type of existing insulation, Existing construction and materials, Moisture issues present, Presence of hazardous materials, Presence of hazardous materials, Extent of preparation, Accommodation for termite inspections | 3 | 36 | 0.4695 | 2023 | Assumes for the reference case that raw material prices will increase over the coming decades. Assumed for the advanced case that energy dependency will move away from oil and gas causing a higher supply of raw materials used to make insulation which will lower the material costs. Typical costs assume a wall area of 900 sq ft as an example based on average sqft of a house to be 2,025, though wall areas and insulation amounts vary greatly by building.
81 | 2023 | Residential | Envelope | Finished Basement (Wall) | Rigid Foam (ISO) |  | Finished Basement (Wall) Rigid Foam (ISO) | 2023$/sqft | Finished Basement (Wall) |  | 0.019589 | 0.074168 | 0.10541 | R-value | ft2*degF*h/Btu | 2.7 | 6 | 31 | 31 | 0 | 0 | 0 | Square Feet | ft2 | 0 | 900 | 0 | 0 | 0.39112 | 0.35793 | 0.4886 | 900 | Square Feet | ft2 | 457.7866 | 722.6449 | 1008.9302 | 1 | 1 | 0.40875 | 0.86875 | 825.6616 | 1090.5199 | 1376.8052 | 1239.6616 | 1504.5199 | 1790.8052 | 2050 | Advanced | 999 | Prevailing local wages, Drive time, Local code requirements, Access, Presence/condition/type of existing insulation, Existing construction and materials, Moisture issues present, Presence of hazardous materials, Presence of hazardous materials, Extent of preparation, Accommodation for termite inspections | 3 | 36 | 0.4695 | 2023 | Assumes for the reference case that raw material prices will increase over the coming decades. Assumed for the advanced case that energy dependency will move away from oil and gas causing a higher supply of raw materials used to make insulation which will lower the material costs. Typical costs assume a wall area of 900 sq ft as an example based on average sqft of a house to be 2,025, though wall areas and insulation amounts vary greatly by building.
82 | 2023 | Residential | Envelope | Finished Basement (Wall) | Rigid Foam (XPS) |  | Finished Basement (Wall) Rigid Foam (XPS) | 2023$/sqft | Finished Basement (Wall) |  | 0.12372 | 0.1755 | 0.2285 | R-value | ft2*degF*h/Btu | 1 | 6 | 20 | 20 | 0 | 0 | 0 | Square Feet | ft2 | 0 | 900 | 0 | 0 | 0.065725 | 0.10125 | 2.7075 | 900 | Square Feet | ft2 | 727.2243 | 1038.8268 | 3670.65 | 1 | 1 | 0.455 | 0.915 | 1136.7243 | 1448.3268 | 4080.15 | 1550.7243 | 1862.3268 | 4494.15 | 2023 | Reference | 999 | Prevailing local wages, Drive time, Local code requirements, Access, Presence/condition/type of existing insulation, Existing construction and materials, Moisture issues present, Presence of hazardous materials, Presence of hazardous materials, Extent of preparation, Accommodation for termite inspections | 3 | 75 | 0.2668 | 2023 | Assumes for the reference case that raw material prices will increase over the coming decades. Assumed for the advanced case that energy dependency will move away from oil and gas causing a higher supply of raw materials used to make insulation which will lower the material costs. Typical costs assume a wall area of 900 sq ft as an example based on average sqft of a house to be 2,025, though wall areas and insulation amounts vary greatly by building.
82 | 2023 | Residential | Envelope | Finished Basement (Wall) | Rigid Foam (XPS) |  | Finished Basement (Wall) Rigid Foam (XPS) | 2023$/sqft | Finished Basement (Wall) |  | 0.13609 | 0.19305 | 0.25135 | R-value | ft2*degF*h/Btu | 1 | 6 | 20 | 20 | 0 | 0 | 0 | Square Feet | ft2 | 0 | 900 | 0 | 0 | 0.072298 | 0.11138 | 2.9783 | 900 | Square Feet | ft2 | 799.9467 | 1142.7095 | 4037.715 | 1 | 1 | 0.455 | 0.915 | 1209.4467 | 1552.2095 | 4447.215 | 1623.4467 | 1966.2095 | 4861.215 | 2030 | Reference | 999 | Prevailing local wages, Drive time, Local code requirements, Access, Presence/condition/type of existing insulation, Existing construction and materials, Moisture issues present, Presence of hazardous materials, Presence of hazardous materials, Extent of preparation, Accommodation for termite inspections | 3 | 75 | 0.2668 | 2023 | Assumes for the reference case that raw material prices will increase over the coming decades. Assumed for the advanced case that energy dependency will move away from oil and gas causing a higher supply of raw materials used to make insulation which will lower the material costs. Typical costs assume a wall area of 900 sq ft as an example based on average sqft of a house to be 2,025, though wall areas and insulation amounts vary greatly by building.
82 | 2023 | Residential | Envelope | Finished Basement (Wall) | Rigid Foam (XPS) |  | Finished Basement (Wall) Rigid Foam (XPS) | 2023$/sqft | Finished Basement (Wall) |  | 0.14289 | 0.2027 | 0.26392 | R-value | ft2*degF*h/Btu | 1 | 6 | 20 | 20 | 0 | 0 | 0 | Square Feet | ft2 | 0 | 900 | 0 | 0 | 0.075912 | 0.11695 | 3.1272 | 900 | Square Feet | ft2 | 839.9441 | 1199.845 | 4239.6008 | 1 | 1 | 0.455 | 0.915 | 1249.4441 | 1609.345 | 4649.1008 | 1663.4441 | 2023.345 | 5063.1008 | 2035 | Reference | 999 | Prevailing local wages, Drive time, Local code requirements, Access, Presence/condition/type of existing insulation, Existing construction and materials, Moisture issues present, Presence of hazardous materials, Presence of hazardous materials, Extent of preparation, Accommodation for termite inspections | 3 | 75 | 0.2668 | 2023 | Assumes for the reference case that raw material prices will increase over the coming decades. Assumed for the advanced case that energy dependency will move away from oil and gas causing a higher supply of raw materials used to make insulation which will lower the material costs. Typical costs assume a wall area of 900 sq ft as an example based on average sqft of a house to be 2,025, though wall areas and insulation amounts vary greatly by building.
82 | 2023 | Residential | Envelope | Finished Basement (Wall) | Rigid Foam (XPS) |  | Finished Basement (Wall) Rigid Foam (XPS) | 2023$/sqft | Finished Basement (Wall) |  | 0.1497 | 0.21236 | 0.27649 | R-value | ft2*degF*h/Btu | 1 | 6 | 20 | 20 | 0 | 0 | 0 | Square Feet | ft2 | 0 | 900 | 0 | 0 | 0.079527 | 0.12251 | 3.2761 | 900 | Square Feet | ft2 | 879.9414 | 1256.9804 | 4441.4865 | 1 | 1 | 0.455 | 0.915 | 1289.4414 | 1666.4804 | 4850.9865 | 1703.4414 | 2080.4804 | 5264.9865 | 2040 | Reference | 999 | Prevailing local wages, Drive time, Local code requirements, Access, Presence/condition/type of existing insulation, Existing construction and materials, Moisture issues present, Presence of hazardous materials, Presence of hazardous materials, Extent of preparation, Accommodation for termite inspections | 3 | 75 | 0.2668 | 2023 | Assumes for the reference case that raw material prices will increase over the coming decades. Assumed for the advanced case that energy dependency will move away from oil and gas causing a higher supply of raw materials used to make insulation which will lower the material costs. Typical costs assume a wall area of 900 sq ft as an example based on average sqft of a house to be 2,025, though wall areas and insulation amounts vary greatly by building.
82 | 2023 | Residential | Envelope | Finished Basement (Wall) | Rigid Foam (XPS) |  | Finished Basement (Wall) Rigid Foam (XPS) | 2023$/sqft | Finished Basement (Wall) |  | 0.15295 | 0.21696 | 0.28248 | R-value | ft2*degF*h/Btu | 1 | 6 | 20 | 20 | 0 | 0 | 0 | Square Feet | ft2 | 0 | 900 | 0 | 0 | 0.081253 | 0.12517 | 3.3471 | 900 | Square Feet | ft2 | 899.031 | 1284.2496 | 4537.8411 | 1 | 1 | 0.455 | 0.915 | 1308.531 | 1693.7496 | 4947.3411 | 1722.531 | 2107.7496 | 5361.3411 | 2045 | Reference | 999 | Prevailing local wages, Drive time, Local code requirements, Access, Presence/condition/type of existing insulation, Existing construction and materials, Moisture issues present, Presence of hazardous materials, Presence of hazardous materials, Extent of preparation, Accommodation for termite inspections | 3 | 75 | 0.2668 | 2023 | Assumes for the reference case that raw material prices will increase over the coming decades. Assumed for the advanced case that energy dependency will move away from oil and gas causing a higher supply of raw materials used to make insulation which will lower the material costs. Typical costs assume a wall area of 900 sq ft as an example based on average sqft of a house to be 2,025, though wall areas and insulation amounts vary greatly by building.
82 | 2023 | Residential | Envelope | Finished Basement (Wall) | Rigid Foam (XPS) |  | Finished Basement (Wall) Rigid Foam (XPS) | 2023$/sqft | Finished Basement (Wall) |  | 0.15619 | 0.22157 | 0.28848 | R-value | ft2*degF*h/Btu | 1 | 6 | 20 | 20 | 0 | 0 | 0 | Square Feet | ft2 | 0 | 900 | 0 | 0 | 0.082978 | 0.12783 | 3.4182 | 900 | Square Feet | ft2 | 918.1207 | 1311.5188 | 4634.1956 | 1 | 1 | 0.455 | 0.915 | 1327.6207 | 1721.0188 | 5043.6956 | 1741.6207 | 2135.0188 | 5457.6956 | 2050 | Reference | 999 | Prevailing local wages, Drive time, Local code requirements, Access, Presence/condition/type of existing insulation, Existing construction and materials, Moisture issues present, Presence of hazardous materials, Presence of hazardous materials, Extent of preparation, Accommodation for termite inspections | 3 | 75 | 0.2668 | 2023 | Assumes for the reference case that raw material prices will increase over the coming decades. Assumed for the advanced case that energy dependency will move away from oil and gas causing a higher supply of raw materials used to make insulation which will lower the material costs. Typical costs assume a wall area of 900 sq ft as an example based on average sqft of a house to be 2,025, though wall areas and insulation amounts vary greatly by building.
82 | 2023 | Residential | Envelope | Finished Basement (Wall) | Rigid Foam (XPS) |  | Finished Basement (Wall) Rigid Foam (XPS) | 2023$/sqft | Finished Basement (Wall) |  | 0.12372 | 0.1755 | 0.2285 | R-value | ft2*degF*h/Btu | 1 | 6 | 20 | 20 | 0 | 0 | 0 | Square Feet | ft2 | 0 | 900 | 0 | 0 | 0.065725 | 0.10125 | 2.7075 | 900 | Square Feet | ft2 | 727.2243 | 1038.8268 | 3670.65 | 1 | 1 | 0.455 | 0.915 | 1136.7243 | 1448.3268 | 4080.15 | 1550.7243 | 1862.3268 | 4494.15 | 2023 | Intermediate | 999 | Prevailing local wages, Drive time, Local code requirements, Access, Presence/condition/type of existing insulation, Existing construction and materials, Moisture issues present, Presence of hazardous materials, Presence of hazardous materials, Extent of preparation, Accommodation for termite inspections | 3 | 75 | 0.2668 | 2023 | Assumes for the reference case that raw material prices will increase over the coming decades. Assumed for the advanced case that energy dependency will move away from oil and gas causing a higher supply of raw materials used to make insulation which will lower the material costs. Typical costs assume a wall area of 900 sq ft as an example based on average sqft of a house to be 2,025, though wall areas and insulation amounts vary greatly by building.
82 | 2023 | Residential | Envelope | Finished Basement (Wall) | Rigid Foam (XPS) |  | Finished Basement (Wall) Rigid Foam (XPS) | 2023$/sqft | Finished Basement (Wall) |  | 0.12372 | 0.1755 | 0.2285 | R-value | ft2*degF*h/Btu | 1 | 6 | 20 | 20 | 0 | 0 | 0 | Square Feet | ft2 | 0 | 900 | 0 | 0 | 0.065725 | 0.10125 | 2.7075 | 900 | Square Feet | ft2 | 727.2243 | 1038.8268 | 3670.65 | 1 | 1 | 0.455 | 0.915 | 1136.7243 | 1448.3268 | 4080.15 | 1550.7243 | 1862.3268 | 4494.15 | 2030 | Intermediate | 999 | Prevailing local wages, Drive time, Local code requirements, Access, Presence/condition/type of existing insulation, Existing construction and materials, Moisture issues present, Presence of hazardous materials, Presence of hazardous materials, Extent of preparation, Accommodation for termite inspections | 3 | 75 | 0.2668 | 2023 | Assumes for the reference case that raw material prices will increase over the coming decades. Assumed for the advanced case that energy dependency will move away from oil and gas causing a higher supply of raw materials used to make insulation which will lower the material costs. Typical costs assume a wall area of 900 sq ft as an example based on average sqft of a house to be 2,025, though wall areas and insulation amounts vary greatly by building.
82 | 2023 | Residential | Envelope | Finished Basement (Wall) | Rigid Foam (XPS) |  | Finished Basement (Wall) Rigid Foam (XPS) | 2023$/sqft | Finished Basement (Wall) |  | 0.12434 | 0.17638 | 0.22964 | R-value | ft2*degF*h/Btu | 1 | 6 | 20 | 20 | 0 | 0 | 0 | Square Feet | ft2 | 0 | 900 | 0 | 0 | 0.066054 | 0.10176 | 2.721 | 900 | Square Feet | ft2 | 730.8604 | 1044.0209 | 3689.0033 | 1 | 1 | 0.455 | 0.915 | 1140.3604 | 1453.5209 | 4098.5033 | 1554.3604 | 1867.5209 | 4512.5033 | 2035 | Intermediate | 999 | Prevailing local wages, Drive time, Local code requirements, Access, Presence/condition/type of existing insulation, Existing construction and materials, Moisture issues present, Presence of hazardous materials, Presence of hazardous materials, Extent of preparation, Accommodation for termite inspections | 3 | 75 | 0.2668 | 2023 | Assumes for the reference case that raw material prices will increase over the coming decades. Assumed for the advanced case that energy dependency will move away from oil and gas causing a higher supply of raw materials used to make insulation which will lower the material costs. Typical costs assume a wall area of 900 sq ft as an example based on average sqft of a house to be 2,025, though wall areas and insulation amounts vary greatly by building.
82 | 2023 | Residential | Envelope | Finished Basement (Wall) | Rigid Foam (XPS) |  | Finished Basement (Wall) Rigid Foam (XPS) | 2023$/sqft | Finished Basement (Wall) |  | 0.12495 | 0.17725 | 0.23079 | R-value | ft2*degF*h/Btu | 1 | 6 | 20 | 20 | 0 | 0 | 0 | Square Feet | ft2 | 0 | 900 | 0 | 0 | 0.066382 | 0.10226 | 2.7346 | 900 | Square Feet | ft2 | 734.4965 | 1049.2151 | 3707.3565 | 1 | 1 | 0.455 | 0.915 | 1143.9965 | 1458.7151 | 4116.8565 | 1557.9965 | 1872.7151 | 4530.8565 | 2040 | Intermediate | 999 | Prevailing local wages, Drive time, Local code requirements, Access, Presence/condition/type of existing insulation, Existing construction and materials, Moisture issues present, Presence of hazardous materials, Presence of hazardous materials, Extent of preparation, Accommodation for termite inspections | 3 | 75 | 0.2668 | 2023 | Assumes for the reference case that raw material prices will increase over the coming decades. Assumed for the advanced case that energy dependency will move away from oil and gas causing a higher supply of raw materials used to make insulation which will lower the material costs. Typical costs assume a wall area of 900 sq ft as an example based on average sqft of a house to be 2,025, though wall areas and insulation amounts vary greatly by building.
82 | 2023 | Residential | Envelope | Finished Basement (Wall) | Rigid Foam (XPS) |  | Finished Basement (Wall) Rigid Foam (XPS) | 2023$/sqft | Finished Basement (Wall) |  | 0.12407 | 0.176 | 0.22916 | R-value | ft2*degF*h/Btu | 1 | 6 | 20 | 20 | 0 | 0 | 0 | Square Feet | ft2 | 0 | 900 | 0 | 0 | 0.065914 | 0.10154 | 2.7153 | 900 | Square Feet | ft2 | 729.3151 | 1041.8134 | 3681.2031 | 1 | 1 | 0.455 | 0.915 | 1138.8151 | 1451.3134 | 4090.7031 | 1552.8151 | 1865.3134 | 4504.7031 | 2045 | Intermediate | 999 | Prevailing local wages, Drive time, Local code requirements, Access, Presence/condition/type of existing insulation, Existing construction and materials, Moisture issues present, Presence of hazardous materials, Presence of hazardous materials, Extent of preparation, Accommodation for termite inspections | 3 | 75 | 0.2668 | 2023 | Assumes for the reference case that raw material prices will increase over the coming decades. Assumed for the advanced case that energy dependency will move away from oil and gas causing a higher supply of raw materials used to make insulation which will lower the material costs. Typical costs assume a wall area of 900 sq ft as an example based on average sqft of a house to be 2,025, though wall areas and insulation amounts vary greatly by building.
82 | 2023 | Residential | Envelope | Finished Basement (Wall) | Rigid Foam (XPS) |  | Finished Basement (Wall) Rigid Foam (XPS) | 2023$/sqft | Finished Basement (Wall) |  | 0.12319 | 0.17475 | 0.22753 | R-value | ft2*degF*h/Btu | 1 | 6 | 20 | 20 | 0 | 0 | 0 | Square Feet | ft2 | 0 | 900 | 0 | 0 | 0.065446 | 0.10082 | 2.696 | 900 | Square Feet | ft2 | 724.1336 | 1034.4118 | 3655.0497 | 1 | 1 | 0.455 | 0.915 | 1133.6336 | 1443.9118 | 4064.5497 | 1547.6336 | 1857.9118 | 4478.5497 | 2050 | Intermediate | 999 | Prevailing local wages, Drive time, Local code requirements, Access, Presence/condition/type of existing insulation, Existing construction and materials, Moisture issues present, Presence of hazardous materials, Presence of hazardous materials, Extent of preparation, Accommodation for termite inspections | 3 | 75 | 0.2668 | 2023 | Assumes for the reference case that raw material prices will increase over the coming decades. Assumed for the advanced case that energy dependency will move away from oil and gas causing a higher supply of raw materials used to make insulation which will lower the material costs. Typical costs assume a wall area of 900 sq ft as an example based on average sqft of a house to be 2,025, though wall areas and insulation amounts vary greatly by building.
82 | 2023 | Residential | Envelope | Finished Basement (Wall) | Rigid Foam (XPS) |  | Finished Basement (Wall) Rigid Foam (XPS) | 2023$/sqft | Finished Basement (Wall) |  | 0.12372 | 0.1755 | 0.2285 | R-value | ft2*degF*h/Btu | 1 | 6 | 20 | 20 | 0 | 0 | 0 | Square Feet | ft2 | 0 | 900 | 0 | 0 | 0.065725 | 0.10125 | 2.7075 | 900 | Square Feet | ft2 | 727.2243 | 1038.8268 | 3670.65 | 1 | 1 | 0.455 | 0.915 | 1136.7243 | 1448.3268 | 4080.15 | 1550.7243 | 1862.3268 | 4494.15 | 2023 | Advanced | 999 | Prevailing local wages, Drive time, Local code requirements, Access, Presence/condition/type of existing insulation, Existing construction and materials, Moisture issues present, Presence of hazardous materials, Presence of hazardous materials, Extent of preparation, Accommodation for termite inspections | 3 | 75 | 0.2668 | 2023 | Assumes for the reference case that raw material prices will increase over the coming decades. Assumed for the advanced case that energy dependency will move away from oil and gas causing a higher supply of raw materials used to make insulation which will lower the material costs. Typical costs assume a wall area of 900 sq ft as an example based on average sqft of a house to be 2,025, though wall areas and insulation amounts vary greatly by building.
82 | 2023 | Residential | Envelope | Finished Basement (Wall) | Rigid Foam (XPS) |  | Finished Basement (Wall) Rigid Foam (XPS) | 2023$/sqft | Finished Basement (Wall) |  | 0.11135 | 0.15795 | 0.20565 | R-value | ft2*degF*h/Btu | 1 | 6 | 20 | 20 | 0 | 0 | 0 | Square Feet | ft2 | 0 | 900 | 0 | 0 | 0.059153 | 0.091127 | 2.4367 | 900 | Square Feet | ft2 | 654.5019 | 934.9441 | 3303.585 | 1 | 1 | 0.455 | 0.915 | 1064.0019 | 1344.4441 | 3713.085 | 1478.0019 | 1758.4441 | 4127.085 | 2030 | Advanced | 999 | Prevailing local wages, Drive time, Local code requirements, Access, Presence/condition/type of existing insulation, Existing construction and materials, Moisture issues present, Presence of hazardous materials, Presence of hazardous materials, Extent of preparation, Accommodation for termite inspections | 3 | 75 | 0.2668 | 2023 | Assumes for the reference case that raw material prices will increase over the coming decades. Assumed for the advanced case that energy dependency will move away from oil and gas causing a higher supply of raw materials used to make insulation which will lower the material costs. Typical costs assume a wall area of 900 sq ft as an example based on average sqft of a house to be 2,025, though wall areas and insulation amounts vary greatly by building.
82 | 2023 | Residential | Envelope | Finished Basement (Wall) | Rigid Foam (XPS) |  | Finished Basement (Wall) Rigid Foam (XPS) | 2023$/sqft | Finished Basement (Wall) |  | 0.10578 | 0.15005 | 0.19537 | R-value | ft2*degF*h/Btu | 1 | 6 | 20 | 20 | 0 | 0 | 0 | Square Feet | ft2 | 0 | 900 | 0 | 0 | 0.056195 | 0.08657 | 2.3149 | 900 | Square Feet | ft2 | 621.7768 | 888.1969 | 3138.4057 | 1 | 1 | 0.455 | 0.915 | 1031.2768 | 1297.6969 | 3547.9057 | 1445.2768 | 1711.6969 | 3961.9057 | 2035 | Advanced | 999 | Prevailing local wages, Drive time, Local code requirements, Access, Presence/condition/type of existing insulation, Existing construction and materials, Moisture issues present, Presence of hazardous materials, Presence of hazardous materials, Extent of preparation, Accommodation for termite inspections | 3 | 75 | 0.2668 | 2023 | Assumes for the reference case that raw material prices will increase over the coming decades. Assumed for the advanced case that energy dependency will move away from oil and gas causing a higher supply of raw materials used to make insulation which will lower the material costs. Typical costs assume a wall area of 900 sq ft as an example based on average sqft of a house to be 2,025, though wall areas and insulation amounts vary greatly by building.
82 | 2023 | Residential | Envelope | Finished Basement (Wall) | Rigid Foam (XPS) |  | Finished Basement (Wall) Rigid Foam (XPS) | 2023$/sqft | Finished Basement (Wall) |  | 0.10021 | 0.14215 | 0.18508 | R-value | ft2*degF*h/Btu | 1 | 6 | 20 | 20 | 0 | 0 | 0 | Square Feet | ft2 | 0 | 900 | 0 | 0 | 0.053237 | 0.082014 | 2.1931 | 900 | Square Feet | ft2 | 589.0517 | 841.4497 | 2973.2265 | 1 | 1 | 0.455 | 0.915 | 998.5517 | 1250.9497 | 3382.7265 | 1412.5517 | 1664.9497 | 3796.7265 | 2040 | Advanced | 999 | Prevailing local wages, Drive time, Local code requirements, Access, Presence/condition/type of existing insulation, Existing construction and materials, Moisture issues present, Presence of hazardous materials, Presence of hazardous materials, Extent of preparation, Accommodation for termite inspections | 3 | 75 | 0.2668 | 2023 | Assumes for the reference case that raw material prices will increase over the coming decades. Assumed for the advanced case that energy dependency will move away from oil and gas causing a higher supply of raw materials used to make insulation which will lower the material costs. Typical costs assume a wall area of 900 sq ft as an example based on average sqft of a house to be 2,025, though wall areas and insulation amounts vary greatly by building.
82 | 2023 | Residential | Envelope | Finished Basement (Wall) | Rigid Foam (XPS) |  | Finished Basement (Wall) Rigid Foam (XPS) | 2023$/sqft | Finished Basement (Wall) |  | 0.0952 | 0.13505 | 0.17583 | R-value | ft2*degF*h/Btu | 1 | 6 | 20 | 20 | 0 | 0 | 0 | Square Feet | ft2 | 0 | 900 | 0 | 0 | 0.050575 | 0.077913 | 2.0834 | 900 | Square Feet | ft2 | 559.5991 | 799.3772 | 2824.5652 | 1 | 1 | 0.455 | 0.915 | 969.0991 | 1208.8772 | 3234.0652 | 1383.0991 | 1622.8772 | 3648.0652 | 2045 | Advanced | 999 | Prevailing local wages, Drive time, Local code requirements, Access, Presence/condition/type of existing insulation, Existing construction and materials, Moisture issues present, Presence of hazardous materials, Presence of hazardous materials, Extent of preparation, Accommodation for termite inspections | 3 | 75 | 0.2668 | 2023 | Assumes for the reference case that raw material prices will increase over the coming decades. Assumed for the advanced case that energy dependency will move away from oil and gas causing a higher supply of raw materials used to make insulation which will lower the material costs. Typical costs assume a wall area of 900 sq ft as an example based on average sqft of a house to be 2,025, though wall areas and insulation amounts vary greatly by building.
82 | 2023 | Residential | Envelope | Finished Basement (Wall) | Rigid Foam (XPS) |  | Finished Basement (Wall) Rigid Foam (XPS) | 2023$/sqft | Finished Basement (Wall) |  | 0.09019 | 0.12794 | 0.16658 | R-value | ft2*degF*h/Btu | 1 | 6 | 20 | 20 | 0 | 0 | 0 | Square Feet | ft2 | 0 | 900 | 0 | 0 | 0.047914 | 0.073813 | 1.9738 | 900 | Square Feet | ft2 | 530.1465 | 757.3047 | 2675.9039 | 1 | 1 | 0.455 | 0.915 | 939.6465 | 1166.8047 | 3085.4039 | 1353.6465 | 1580.8047 | 3499.4039 | 2050 | Advanced | 999 | Prevailing local wages, Drive time, Local code requirements, Access, Presence/condition/type of existing insulation, Existing construction and materials, Moisture issues present, Presence of hazardous materials, Presence of hazardous materials, Extent of preparation, Accommodation for termite inspections | 3 | 75 | 0.2668 | 2023 | Assumes for the reference case that raw material prices will increase over the coming decades. Assumed for the advanced case that energy dependency will move away from oil and gas causing a higher supply of raw materials used to make insulation which will lower the material costs. Typical costs assume a wall area of 900 sq ft as an example based on average sqft of a house to be 2,025, though wall areas and insulation amounts vary greatly by building.
83 | 2023 | Residential | Envelope | Finished Basement (Wall) | Spray Foam (Closed Cell) |  | Finished Basement (Wall) Spray Foam (Closed Cell) | 2023$/sqft | Finished Basement (Wall) |  | 0.20929 | 0.30106 | 0.61853 | R-value | ft2*degF*h/Btu | 5.5 | 6 | 42 | 42 | 0 | 0 | 0 | Square Feet | ft2 | 0 | 900 | 0 | 0 | 4e-06 | 0.031017 | -0.003062 | 900 | Square Feet | ft2 | 1130.148 | 1653.6123 | 3337.3332 | 1.1367 | 1.2849 | 0 | 0 | 1284.6161 | 1879.6273 | 3793.4784 | 1452.1747 | 2124.796 | 4288.2799 | 2023 | Reference | 999 | Prevailing local wages, Drive time, Local code requirements, Access, Presence/condition/type of existing insulation, Existing construction and materials, Moisture issues present, Presence of hazardous materials, Presence of hazardous materials, Extent of preparation, Accommodation for termite inspections | 3 | 274 | 0.3875 | 2023 | Assumes for the reference case that raw material prices will increase over the coming decades. Assumed for the advanced case that energy dependency will move away from oil and gas causing a higher supply of raw materials used to make insulation which will lower the material costs. Typical costs assume a wall area of 900 sq ft as an example based on average sqft of a house to be 2,025, though wall areas and insulation amounts vary greatly by building.
83 | 2023 | Residential | Envelope | Finished Basement (Wall) | Spray Foam (Closed Cell) |  | Finished Basement (Wall) Spray Foam (Closed Cell) | 2023$/sqft | Finished Basement (Wall) |  | 0.23021 | 0.33116 | 0.68039 | R-value | ft2*degF*h/Btu | 5.5 | 6 | 42 | 42 | 0 | 0 | 0 | Square Feet | ft2 | 0 | 900 | 0 | 0 | 4.4e-06 | 0.034119 | -0.0033682 | 900 | Square Feet | ft2 | 1243.1628 | 1818.9735 | 3671.0665 | 1.1367 | 1.2849 | 0 | 0 | 1413.0777 | 2067.59 | 4172.8262 | 1597.3922 | 2337.2756 | 4717.1079 | 2030 | Reference | 999 | Prevailing local wages, Drive time, Local code requirements, Access, Presence/condition/type of existing insulation, Existing construction and materials, Moisture issues present, Presence of hazardous materials, Presence of hazardous materials, Extent of preparation, Accommodation for termite inspections | 3 | 274 | 0.3875 | 2023 | Assumes for the reference case that raw material prices will increase over the coming decades. Assumed for the advanced case that energy dependency will move away from oil and gas causing a higher supply of raw materials used to make insulation which will lower the material costs. Typical costs assume a wall area of 900 sq ft as an example based on average sqft of a house to be 2,025, though wall areas and insulation amounts vary greatly by building.
83 | 2023 | Residential | Envelope | Finished Basement (Wall) | Spray Foam (Closed Cell) |  | Finished Basement (Wall) Spray Foam (Closed Cell) | 2023$/sqft | Finished Basement (Wall) |  | 0.24173 | 0.34772 | 0.71441 | R-value | ft2*degF*h/Btu | 5.5 | 6 | 42 | 42 | 0 | 0 | 0 | Square Feet | ft2 | 0 | 900 | 0 | 0 | 4.62e-06 | 0.035825 | -0.0035366 | 900 | Square Feet | ft2 | 1305.3209 | 1909.9222 | 3854.6198 | 1.1367 | 1.2849 | 0 | 0 | 1483.7316 | 2170.9695 | 4381.4675 | 1677.2618 | 2454.1394 | 4952.9633 | 2035 | Reference | 999 | Prevailing local wages, Drive time, Local code requirements, Access, Presence/condition/type of existing insulation, Existing construction and materials, Moisture issues present, Presence of hazardous materials, Presence of hazardous materials, Extent of preparation, Accommodation for termite inspections | 3 | 274 | 0.3875 | 2023 | Assumes for the reference case that raw material prices will increase over the coming decades. Assumed for the advanced case that energy dependency will move away from oil and gas causing a higher supply of raw materials used to make insulation which will lower the material costs. Typical costs assume a wall area of 900 sq ft as an example based on average sqft of a house to be 2,025, though wall areas and insulation amounts vary greatly by building.
83 | 2023 | Residential | Envelope | Finished Basement (Wall) | Spray Foam (Closed Cell) |  | Finished Basement (Wall) Spray Foam (Closed Cell) | 2023$/sqft | Finished Basement (Wall) |  | 0.25324 | 0.36428 | 0.74843 | R-value | ft2*degF*h/Btu | 5.5 | 6 | 42 | 42 | 0 | 0 | 0 | Square Feet | ft2 | 0 | 900 | 0 | 0 | 4.84e-06 | 0.037531 | -0.003705 | 900 | Square Feet | ft2 | 1367.4791 | 2000.8709 | 4038.1732 | 1.1367 | 1.2849 | 0 | 0 | 1554.3855 | 2274.349 | 4590.1088 | 1757.1314 | 2571.0032 | 5188.8187 | 2040 | Reference | 999 | Prevailing local wages, Drive time, Local code requirements, Access, Presence/condition/type of existing insulation, Existing construction and materials, Moisture issues present, Presence of hazardous materials, Presence of hazardous materials, Extent of preparation, Accommodation for termite inspections | 3 | 274 | 0.3875 | 2023 | Assumes for the reference case that raw material prices will increase over the coming decades. Assumed for the advanced case that energy dependency will move away from oil and gas causing a higher supply of raw materials used to make insulation which will lower the material costs. Typical costs assume a wall area of 900 sq ft as an example based on average sqft of a house to be 2,025, though wall areas and insulation amounts vary greatly by building.
83 | 2023 | Residential | Envelope | Finished Basement (Wall) | Spray Foam (Closed Cell) |  | Finished Basement (Wall) Spray Foam (Closed Cell) | 2023$/sqft | Finished Basement (Wall) |  | 0.25873 | 0.37218 | 0.76466 | R-value | ft2*degF*h/Btu | 5.5 | 6 | 42 | 42 | 0 | 0 | 0 | Square Feet | ft2 | 0 | 900 | 0 | 0 | 4.945e-06 | 0.038345 | -0.0037854 | 900 | Square Feet | ft2 | 1397.1455 | 2044.2782 | 4125.7782 | 1.1367 | 1.2849 | 0 | 0 | 1588.1067 | 2323.6892 | 4689.6876 | 1795.251 | 2626.7791 | 5301.386 | 2045 | Reference | 999 | Prevailing local wages, Drive time, Local code requirements, Access, Presence/condition/type of existing insulation, Existing construction and materials, Moisture issues present, Presence of hazardous materials, Presence of hazardous materials, Extent of preparation, Accommodation for termite inspections | 3 | 274 | 0.3875 | 2023 | Assumes for the reference case that raw material prices will increase over the coming decades. Assumed for the advanced case that energy dependency will move away from oil and gas causing a higher supply of raw materials used to make insulation which will lower the material costs. Typical costs assume a wall area of 900 sq ft as an example based on average sqft of a house to be 2,025, though wall areas and insulation amounts vary greatly by building.
83 | 2023 | Residential | Envelope | Finished Basement (Wall) | Spray Foam (Closed Cell) |  | Finished Basement (Wall) Spray Foam (Closed Cell) | 2023$/sqft | Finished Basement (Wall) |  | 0.26422 | 0.38008 | 0.7809 | R-value | ft2*degF*h/Btu | 5.5 | 6 | 42 | 42 | 0 | 0 | 0 | Square Feet | ft2 | 0 | 900 | 0 | 0 | 5.05e-06 | 0.039159 | -0.0038658 | 900 | Square Feet | ft2 | 1426.8119 | 2087.6855 | 4213.3832 | 1.1367 | 1.2849 | 0 | 0 | 1621.8278 | 2373.0294 | 4789.2664 | 1833.3706 | 2682.555 | 5413.9533 | 2050 | Reference | 999 | Prevailing local wages, Drive time, Local code requirements, Access, Presence/condition/type of existing insulation, Existing construction and materials, Moisture issues present, Presence of hazardous materials, Presence of hazardous materials, Extent of preparation, Accommodation for termite inspections | 3 | 274 | 0.3875 | 2023 | Assumes for the reference case that raw material prices will increase over the coming decades. Assumed for the advanced case that energy dependency will move away from oil and gas causing a higher supply of raw materials used to make insulation which will lower the material costs. Typical costs assume a wall area of 900 sq ft as an example based on average sqft of a house to be 2,025, though wall areas and insulation amounts vary greatly by building.
83 | 2023 | Residential | Envelope | Finished Basement (Wall) | Spray Foam (Closed Cell) |  | Finished Basement (Wall) Spray Foam (Closed Cell) | 2023$/sqft | Finished Basement (Wall) |  | 0.20929 | 0.30106 | 0.61853 | R-value | ft2*degF*h/Btu | 5.5 | 6 | 42 | 42 | 0 | 0 | 0 | Square Feet | ft2 | 0 | 900 | 0 | 0 | 4e-06 | 0.031017 | -0.003062 | 900 | Square Feet | ft2 | 1130.148 | 1653.6123 | 3337.3332 | 1.1367 | 1.2849 | 0 | 0 | 1284.6161 | 1879.6273 | 3793.4784 | 1452.1747 | 2124.796 | 4288.2799 | 2023 | Intermediate | 999 | Prevailing local wages, Drive time, Local code requirements, Access, Presence/condition/type of existing insulation, Existing construction and materials, Moisture issues present, Presence of hazardous materials, Presence of hazardous materials, Extent of preparation, Accommodation for termite inspections | 3 | 274 | 0.3875 | 2023 | Assumes for the reference case that raw material prices will increase over the coming decades. Assumed for the advanced case that energy dependency will move away from oil and gas causing a higher supply of raw materials used to make insulation which will lower the material costs. Typical costs assume a wall area of 900 sq ft as an example based on average sqft of a house to be 2,025, though wall areas and insulation amounts vary greatly by building.
83 | 2023 | Residential | Envelope | Finished Basement (Wall) | Spray Foam (Closed Cell) |  | Finished Basement (Wall) Spray Foam (Closed Cell) | 2023$/sqft | Finished Basement (Wall) |  | 0.20929 | 0.30106 | 0.61853 | R-value | ft2*degF*h/Btu | 5.5 | 6 | 42 | 42 | 0 | 0 | 0 | Square Feet | ft2 | 0 | 900 | 0 | 0 | 4e-06 | 0.031017 | -0.003062 | 900 | Square Feet | ft2 | 1130.148 | 1653.6123 | 3337.3332 | 1.1367 | 1.2849 | 0 | 0 | 1284.6161 | 1879.6273 | 3793.4784 | 1452.1747 | 2124.796 | 4288.2799 | 2030 | Intermediate | 999 | Prevailing local wages, Drive time, Local code requirements, Access, Presence/condition/type of existing insulation, Existing construction and materials, Moisture issues present, Presence of hazardous materials, Presence of hazardous materials, Extent of preparation, Accommodation for termite inspections | 3 | 274 | 0.3875 | 2023 | Assumes for the reference case that raw material prices will increase over the coming decades. Assumed for the advanced case that energy dependency will move away from oil and gas causing a higher supply of raw materials used to make insulation which will lower the material costs. Typical costs assume a wall area of 900 sq ft as an example based on average sqft of a house to be 2,025, though wall areas and insulation amounts vary greatly by building.
83 | 2023 | Residential | Envelope | Finished Basement (Wall) | Spray Foam (Closed Cell) |  | Finished Basement (Wall) Spray Foam (Closed Cell) | 2023$/sqft | Finished Basement (Wall) |  | 0.21033 | 0.30256 | 0.62163 | R-value | ft2*degF*h/Btu | 5.5 | 6 | 42 | 42 | 0 | 0 | 0 | Square Feet | ft2 | 0 | 900 | 0 | 0 | 4.02e-06 | 0.031172 | -0.0030773 | 900 | Square Feet | ft2 | 1135.7987 | 1661.8804 | 3354.0199 | 1.1367 | 1.2849 | 0 | 0 | 1291.0392 | 1889.0254 | 3812.4457 | 1459.4356 | 2135.42 | 4309.7213 | 2035 | Intermediate | 999 | Prevailing local wages, Drive time, Local code requirements, Access, Presence/condition/type of existing insulation, Existing construction and materials, Moisture issues present, Presence of hazardous materials, Presence of hazardous materials, Extent of preparation, Accommodation for termite inspections | 3 | 274 | 0.3875 | 2023 | Assumes for the reference case that raw material prices will increase over the coming decades. Assumed for the advanced case that energy dependency will move away from oil and gas causing a higher supply of raw materials used to make insulation which will lower the material costs. Typical costs assume a wall area of 900 sq ft as an example based on average sqft of a house to be 2,025, though wall areas and insulation amounts vary greatly by building.
83 | 2023 | Residential | Envelope | Finished Basement (Wall) | Spray Foam (Closed Cell) |  | Finished Basement (Wall) Spray Foam (Closed Cell) | 2023$/sqft | Finished Basement (Wall) |  | 0.21138 | 0.30407 | 0.62472 | R-value | ft2*degF*h/Btu | 5.5 | 6 | 42 | 42 | 0 | 0 | 0 | Square Feet | ft2 | 0 | 900 | 0 | 0 | 4.04e-06 | 0.031327 | -0.0030926 | 900 | Square Feet | ft2 | 1141.4495 | 1670.1484 | 3370.7065 | 1.1367 | 1.2849 | 0 | 0 | 1297.4623 | 1898.4235 | 3831.4131 | 1466.6965 | 2146.044 | 4331.1627 | 2040 | Intermediate | 999 | Prevailing local wages, Drive time, Local code requirements, Access, Presence/condition/type of existing insulation, Existing construction and materials, Moisture issues present, Presence of hazardous materials, Presence of hazardous materials, Extent of preparation, Accommodation for termite inspections | 3 | 274 | 0.3875 | 2023 | Assumes for the reference case that raw material prices will increase over the coming decades. Assumed for the advanced case that energy dependency will move away from oil and gas causing a higher supply of raw materials used to make insulation which will lower the material costs. Typical costs assume a wall area of 900 sq ft as an example based on average sqft of a house to be 2,025, though wall areas and insulation amounts vary greatly by building.
83 | 2023 | Residential | Envelope | Finished Basement (Wall) | Spray Foam (Closed Cell) |  | Finished Basement (Wall) Spray Foam (Closed Cell) | 2023$/sqft | Finished Basement (Wall) |  | 0.20989 | 0.30192 | 0.62031 | R-value | ft2*degF*h/Btu | 5.5 | 6 | 42 | 42 | 0 | 0 | 0 | Square Feet | ft2 | 0 | 900 | 0 | 0 | 4.0115e-06 | 0.031106 | -0.0030708 | 900 | Square Feet | ft2 | 1133.3972 | 1658.3664 | 3346.928 | 1.1367 | 1.2849 | 0 | 0 | 1288.3094 | 1885.0312 | 3804.3846 | 1456.3497 | 2130.9048 | 4300.6087 | 2045 | Intermediate | 999 | Prevailing local wages, Drive time, Local code requirements, Access, Presence/condition/type of existing insulation, Existing construction and materials, Moisture issues present, Presence of hazardous materials, Presence of hazardous materials, Extent of preparation, Accommodation for termite inspections | 3 | 274 | 0.3875 | 2023 | Assumes for the reference case that raw material prices will increase over the coming decades. Assumed for the advanced case that energy dependency will move away from oil and gas causing a higher supply of raw materials used to make insulation which will lower the material costs. Typical costs assume a wall area of 900 sq ft as an example based on average sqft of a house to be 2,025, though wall areas and insulation amounts vary greatly by building.
83 | 2023 | Residential | Envelope | Finished Basement (Wall) | Spray Foam (Closed Cell) |  | Finished Basement (Wall) Spray Foam (Closed Cell) | 2023$/sqft | Finished Basement (Wall) |  | 0.2084 | 0.29978 | 0.61591 | R-value | ft2*degF*h/Btu | 5.5 | 6 | 42 | 42 | 0 | 0 | 0 | Square Feet | ft2 | 0 | 900 | 0 | 0 | 3.983e-06 | 0.030885 | -0.003049 | 900 | Square Feet | ft2 | 1125.3449 | 1646.5844 | 3323.1495 | 1.1367 | 1.2849 | 0 | 0 | 1279.1565 | 1871.6388 | 3777.3561 | 1446.003 | 2115.7657 | 4270.0547 | 2050 | Intermediate | 999 | Prevailing local wages, Drive time, Local code requirements, Access, Presence/condition/type of existing insulation, Existing construction and materials, Moisture issues present, Presence of hazardous materials, Presence of hazardous materials, Extent of preparation, Accommodation for termite inspections | 3 | 274 | 0.3875 | 2023 | Assumes for the reference case that raw material prices will increase over the coming decades. Assumed for the advanced case that energy dependency will move away from oil and gas causing a higher supply of raw materials used to make insulation which will lower the material costs. Typical costs assume a wall area of 900 sq ft as an example based on average sqft of a house to be 2,025, though wall areas and insulation amounts vary greatly by building.
83 | 2023 | Residential | Envelope | Finished Basement (Wall) | Spray Foam (Closed Cell) |  | Finished Basement (Wall) Spray Foam (Closed Cell) | 2023$/sqft | Finished Basement (Wall) |  | 0.20929 | 0.30106 | 0.61853 | R-value | ft2*degF*h/Btu | 5.5 | 6 | 42 | 42 | 0 | 0 | 0 | Square Feet | ft2 | 0 | 900 | 0 | 0 | 4e-06 | 0.031017 | -0.003062 | 900 | Square Feet | ft2 | 1130.148 | 1653.6123 | 3337.3332 | 1.1367 | 1.2849 | 0 | 0 | 1284.6161 | 1879.6273 | 3793.4784 | 1452.1747 | 2124.796 | 4288.2799 | 2023 | Advanced | 999 | Prevailing local wages, Drive time, Local code requirements, Access, Presence/condition/type of existing insulation, Existing construction and materials, Moisture issues present, Presence of hazardous materials, Presence of hazardous materials, Extent of preparation, Accommodation for termite inspections | 3 | 274 | 0.3875 | 2023 | Assumes for the reference case that raw material prices will increase over the coming decades. Assumed for the advanced case that energy dependency will move away from oil and gas causing a higher supply of raw materials used to make insulation which will lower the material costs. Typical costs assume a wall area of 900 sq ft as an example based on average sqft of a house to be 2,025, though wall areas and insulation amounts vary greatly by building.
83 | 2023 | Residential | Envelope | Finished Basement (Wall) | Spray Foam (Closed Cell) |  | Finished Basement (Wall) Spray Foam (Closed Cell) | 2023$/sqft | Finished Basement (Wall) |  | 0.18836 | 0.27095 | 0.55668 | R-value | ft2*degF*h/Btu | 5.5 | 6 | 42 | 42 | 0 | 0 | 0 | Square Feet | ft2 | 0 | 900 | 0 | 0 | 3.6e-06 | 0.027915 | -0.0027558 | 900 | Square Feet | ft2 | 1017.1332 | 1488.2511 | 3003.5999 | 1.1367 | 1.2849 | 0 | 0 | 1156.1545 | 1691.6645 | 3414.1305 | 1306.9573 | 1912.3164 | 3859.4519 | 2030 | Advanced | 999 | Prevailing local wages, Drive time, Local code requirements, Access, Presence/condition/type of existing insulation, Existing construction and materials, Moisture issues present, Presence of hazardous materials, Presence of hazardous materials, Extent of preparation, Accommodation for termite inspections | 3 | 274 | 0.3875 | 2023 | Assumes for the reference case that raw material prices will increase over the coming decades. Assumed for the advanced case that energy dependency will move away from oil and gas causing a higher supply of raw materials used to make insulation which will lower the material costs. Typical costs assume a wall area of 900 sq ft as an example based on average sqft of a house to be 2,025, though wall areas and insulation amounts vary greatly by building.
83 | 2023 | Residential | Envelope | Finished Basement (Wall) | Spray Foam (Closed Cell) |  | Finished Basement (Wall) Spray Foam (Closed Cell) | 2023$/sqft | Finished Basement (Wall) |  | 0.17894 | 0.2574 | 0.52885 | R-value | ft2*degF*h/Btu | 5.5 | 6 | 42 | 42 | 0 | 0 | 0 | Square Feet | ft2 | 0 | 900 | 0 | 0 | 3.42e-06 | 0.02652 | -0.002618 | 900 | Square Feet | ft2 | 966.2765 | 1413.8385 | 2853.4199 | 1.1367 | 1.2849 | 0 | 0 | 1098.3468 | 1607.0813 | 3243.424 | 1241.6094 | 1816.7006 | 3666.4793 | 2035 | Advanced | 999 | Prevailing local wages, Drive time, Local code requirements, Access, Presence/condition/type of existing insulation, Existing construction and materials, Moisture issues present, Presence of hazardous materials, Presence of hazardous materials, Extent of preparation, Accommodation for termite inspections | 3 | 274 | 0.3875 | 2023 | Assumes for the reference case that raw material prices will increase over the coming decades. Assumed for the advanced case that energy dependency will move away from oil and gas causing a higher supply of raw materials used to make insulation which will lower the material costs. Typical costs assume a wall area of 900 sq ft as an example based on average sqft of a house to be 2,025, though wall areas and insulation amounts vary greatly by building.
83 | 2023 | Residential | Envelope | Finished Basement (Wall) | Spray Foam (Closed Cell) |  | Finished Basement (Wall) Spray Foam (Closed Cell) | 2023$/sqft | Finished Basement (Wall) |  | 0.16952 | 0.24385 | 0.50101 | R-value | ft2*degF*h/Btu | 5.5 | 6 | 42 | 42 | 0 | 0 | 0 | Square Feet | ft2 | 0 | 900 | 0 | 0 | 3.24e-06 | 0.025124 | -0.0024802 | 900 | Square Feet | ft2 | 915.4199 | 1339.426 | 2703.2399 | 1.1367 | 1.2849 | 0 | 0 | 1040.539 | 1522.4981 | 3072.7175 | 1176.2615 | 1721.0848 | 3473.5067 | 2040 | Advanced | 999 | Prevailing local wages, Drive time, Local code requirements, Access, Presence/condition/type of existing insulation, Existing construction and materials, Moisture issues present, Presence of hazardous materials, Presence of hazardous materials, Extent of preparation, Accommodation for termite inspections | 3 | 274 | 0.3875 | 2023 | Assumes for the reference case that raw material prices will increase over the coming decades. Assumed for the advanced case that energy dependency will move away from oil and gas causing a higher supply of raw materials used to make insulation which will lower the material costs. Typical costs assume a wall area of 900 sq ft as an example based on average sqft of a house to be 2,025, though wall areas and insulation amounts vary greatly by building.
83 | 2023 | Residential | Envelope | Finished Basement (Wall) | Spray Foam (Closed Cell) |  | Finished Basement (Wall) Spray Foam (Closed Cell) | 2023$/sqft | Finished Basement (Wall) |  | 0.16105 | 0.23166 | 0.47596 | R-value | ft2*degF*h/Btu | 5.5 | 6 | 42 | 42 | 0 | 0 | 0 | Square Feet | ft2 | 0 | 900 | 0 | 0 | 3.078e-06 | 0.023868 | -0.0023562 | 900 | Square Feet | ft2 | 869.6489 | 1272.4547 | 2568.0779 | 1.1367 | 1.2849 | 0 | 0 | 988.5121 | 1446.3732 | 2919.0816 | 1117.4485 | 1635.0306 | 3299.8314 | 2045 | Advanced | 999 | Prevailing local wages, Drive time, Local code requirements, Access, Presence/condition/type of existing insulation, Existing construction and materials, Moisture issues present, Presence of hazardous materials, Presence of hazardous materials, Extent of preparation, Accommodation for termite inspections | 3 | 274 | 0.3875 | 2023 | Assumes for the reference case that raw material prices will increase over the coming decades. Assumed for the advanced case that energy dependency will move away from oil and gas causing a higher supply of raw materials used to make insulation which will lower the material costs. Typical costs assume a wall area of 900 sq ft as an example based on average sqft of a house to be 2,025, though wall areas and insulation amounts vary greatly by building.
83 | 2023 | Residential | Envelope | Finished Basement (Wall) | Spray Foam (Closed Cell) |  | Finished Basement (Wall) Spray Foam (Closed Cell) | 2023$/sqft | Finished Basement (Wall) |  | 0.15257 | 0.21947 | 0.45091 | R-value | ft2*degF*h/Btu | 5.5 | 6 | 42 | 42 | 0 | 0 | 0 | Square Feet | ft2 | 0 | 900 | 0 | 0 | 2.916e-06 | 0.022611 | -0.0022322 | 900 | Square Feet | ft2 | 823.8779 | 1205.4834 | 2432.9159 | 1.1367 | 1.2849 | 0 | 0 | 936.4851 | 1370.2483 | 2765.4457 | 1058.6354 | 1548.9763 | 3126.156 | 2050 | Advanced | 999 | Prevailing local wages, Drive time, Local code requirements, Access, Presence/condition/type of existing insulation, Existing construction and materials, Moisture issues present, Presence of hazardous materials, Presence of hazardous materials, Extent of preparation, Accommodation for termite inspections | 3 | 274 | 0.3875 | 2023 | Assumes for the reference case that raw material prices will increase over the coming decades. Assumed for the advanced case that energy dependency will move away from oil and gas causing a higher supply of raw materials used to make insulation which will lower the material costs. Typical costs assume a wall area of 900 sq ft as an example based on average sqft of a house to be 2,025, though wall areas and insulation amounts vary greatly by building.
84 | 2023 | Residential | Envelope | Finished Basement (Wall) | Spray Foam (Open Cell) |  | Finished Basement (Wall) Spray Foam (Open Cell) | 2023$/sqft | Finished Basement (Wall) |  | 0.14643 | 0.27345 | 0.42841 | R-value | ft2*degF*h/Btu | 3.7 | 6 | 25.8 | 25.8 | 0 | 0 | 0 | Square Feet | ft2 | 0 | 900 | 0 | 0 | 4e-06 | 0.031017 | -0.003062 | 900 | Square Feet | ft2 | 790.7094 | 1504.5453 | 2310.6582 | 1.1367 | 1.2853 | 0 | 0 | 898.7832 | 1710.1859 | 2626.4779 | 1016.3335 | 1933.8581 | 2969.9904 | 2023 | Reference | 999 | Prevailing local wages, Drive time, Local code requirements, Access, Presence/condition/type of existing insulation, Existing construction and materials, Moisture issues present, Presence of hazardous materials, Presence of hazardous materials, Extent of preparation, Accommodation for termite inspections | 3 | 80 | 0.4672 | 2023 | Assumes for the reference case that raw material prices will increase over the coming decades. Assumed for the advanced case that energy dependency will move away from oil and gas causing a higher supply of raw materials used to make insulation which will lower the material costs. Typical costs assume a wall area of 900 sq ft as an example based on average sqft of a house to be 2,025, though wall areas and insulation amounts vary greatly by building.
84 | 2023 | Residential | Envelope | Finished Basement (Wall) | Spray Foam (Open Cell) |  | Finished Basement (Wall) Spray Foam (Open Cell) | 2023$/sqft | Finished Basement (Wall) |  | 0.16107 | 0.3008 | 0.47125 | R-value | ft2*degF*h/Btu | 3.7 | 6 | 25.8 | 25.8 | 0 | 0 | 0 | Square Feet | ft2 | 0 | 900 | 0 | 0 | 4.4e-06 | 0.034119 | -0.0033682 | 900 | Square Feet | ft2 | 869.7803 | 1654.9998 | 2541.724 | 1.1367 | 1.2853 | 0 | 0 | 988.6615 | 1881.2044 | 2889.1257 | 1117.9668 | 2127.2439 | 3266.9894 | 2030 | Reference | 999 | Prevailing local wages, Drive time, Local code requirements, Access, Presence/condition/type of existing insulation, Existing construction and materials, Moisture issues present, Presence of hazardous materials, Presence of hazardous materials, Extent of preparation, Accommodation for termite inspections | 3 | 80 | 0.4672 | 2023 | Assumes for the reference case that raw material prices will increase over the coming decades. Assumed for the advanced case that energy dependency will move away from oil and gas causing a higher supply of raw materials used to make insulation which will lower the material costs. Typical costs assume a wall area of 900 sq ft as an example based on average sqft of a house to be 2,025, though wall areas and insulation amounts vary greatly by building.
84 | 2023 | Residential | Envelope | Finished Basement (Wall) | Spray Foam (Open Cell) |  | Finished Basement (Wall) Spray Foam (Open Cell) | 2023$/sqft | Finished Basement (Wall) |  | 0.16912 | 0.31583 | 0.49481 | R-value | ft2*degF*h/Btu | 3.7 | 6 | 25.8 | 25.8 | 0 | 0 | 0 | Square Feet | ft2 | 0 | 900 | 0 | 0 | 4.62e-06 | 0.035825 | -0.0035366 | 900 | Square Feet | ft2 | 913.2694 | 1737.7498 | 2668.8102 | 1.1367 | 1.2853 | 0 | 0 | 1038.0946 | 1975.2647 | 3033.582 | 1173.8652 | 2233.6061 | 3430.3389 | 2035 | Reference | 999 | Prevailing local wages, Drive time, Local code requirements, Access, Presence/condition/type of existing insulation, Existing construction and materials, Moisture issues present, Presence of hazardous materials, Presence of hazardous materials, Extent of preparation, Accommodation for termite inspections | 3 | 80 | 0.4672 | 2023 | Assumes for the reference case that raw material prices will increase over the coming decades. Assumed for the advanced case that energy dependency will move away from oil and gas causing a higher supply of raw materials used to make insulation which will lower the material costs. Typical costs assume a wall area of 900 sq ft as an example based on average sqft of a house to be 2,025, though wall areas and insulation amounts vary greatly by building.
84 | 2023 | Residential | Envelope | Finished Basement (Wall) | Spray Foam (Open Cell) |  | Finished Basement (Wall) Spray Foam (Open Cell) | 2023$/sqft | Finished Basement (Wall) |  | 0.17718 | 0.33087 | 0.51838 | R-value | ft2*degF*h/Btu | 3.7 | 6 | 25.8 | 25.8 | 0 | 0 | 0 | Square Feet | ft2 | 0 | 900 | 0 | 0 | 4.84e-06 | 0.037531 | -0.003705 | 900 | Square Feet | ft2 | 956.7584 | 1820.4998 | 2795.8964 | 1.1367 | 1.2853 | 0 | 0 | 1087.5277 | 2069.3249 | 3178.0382 | 1229.7635 | 2339.9683 | 3593.6884 | 2040 | Reference | 999 | Prevailing local wages, Drive time, Local code requirements, Access, Presence/condition/type of existing insulation, Existing construction and materials, Moisture issues present, Presence of hazardous materials, Presence of hazardous materials, Extent of preparation, Accommodation for termite inspections | 3 | 80 | 0.4672 | 2023 | Assumes for the reference case that raw material prices will increase over the coming decades. Assumed for the advanced case that energy dependency will move away from oil and gas causing a higher supply of raw materials used to make insulation which will lower the material costs. Typical costs assume a wall area of 900 sq ft as an example based on average sqft of a house to be 2,025, though wall areas and insulation amounts vary greatly by building.
84 | 2023 | Residential | Envelope | Finished Basement (Wall) | Spray Foam (Open Cell) |  | Finished Basement (Wall) Spray Foam (Open Cell) | 2023$/sqft | Finished Basement (Wall) |  | 0.18102 | 0.33805 | 0.52962 | R-value | ft2*degF*h/Btu | 3.7 | 6 | 25.8 | 25.8 | 0 | 0 | 0 | Square Feet | ft2 | 0 | 900 | 0 | 0 | 4.945e-06 | 0.038345 | -0.0037854 | 900 | Square Feet | ft2 | 977.5145 | 1859.9941 | 2856.5512 | 1.1367 | 1.2853 | 0 | 0 | 1111.1207 | 2114.2173 | 3246.9833 | 1256.4423 | 2390.7321 | 3671.6506 | 2045 | Reference | 999 | Prevailing local wages, Drive time, Local code requirements, Access, Presence/condition/type of existing insulation, Existing construction and materials, Moisture issues present, Presence of hazardous materials, Presence of hazardous materials, Extent of preparation, Accommodation for termite inspections | 3 | 80 | 0.4672 | 2023 | Assumes for the reference case that raw material prices will increase over the coming decades. Assumed for the advanced case that energy dependency will move away from oil and gas causing a higher supply of raw materials used to make insulation which will lower the material costs. Typical costs assume a wall area of 900 sq ft as an example based on average sqft of a house to be 2,025, though wall areas and insulation amounts vary greatly by building.
84 | 2023 | Residential | Envelope | Finished Basement (Wall) | Spray Foam (Open Cell) |  | Finished Basement (Wall) Spray Foam (Open Cell) | 2023$/sqft | Finished Basement (Wall) |  | 0.18486 | 0.34523 | 0.54087 | R-value | ft2*degF*h/Btu | 3.7 | 6 | 25.8 | 25.8 | 0 | 0 | 0 | Square Feet | ft2 | 0 | 900 | 0 | 0 | 5.05e-06 | 0.039159 | -0.0038658 | 900 | Square Feet | ft2 | 998.2706 | 1899.4884 | 2917.206 | 1.1367 | 1.2853 | 0 | 0 | 1134.7138 | 2159.1096 | 3315.9283 | 1283.121 | 2441.4958 | 3749.6129 | 2050 | Reference | 999 | Prevailing local wages, Drive time, Local code requirements, Access, Presence/condition/type of existing insulation, Existing construction and materials, Moisture issues present, Presence of hazardous materials, Presence of hazardous materials, Extent of preparation, Accommodation for termite inspections | 3 | 80 | 0.4672 | 2023 | Assumes for the reference case that raw material prices will increase over the coming decades. Assumed for the advanced case that energy dependency will move away from oil and gas causing a higher supply of raw materials used to make insulation which will lower the material costs. Typical costs assume a wall area of 900 sq ft as an example based on average sqft of a house to be 2,025, though wall areas and insulation amounts vary greatly by building.
84 | 2023 | Residential | Envelope | Finished Basement (Wall) | Spray Foam (Open Cell) |  | Finished Basement (Wall) Spray Foam (Open Cell) | 2023$/sqft | Finished Basement (Wall) |  | 0.14643 | 0.27345 | 0.42841 | R-value | ft2*degF*h/Btu | 3.7 | 6 | 25.8 | 25.8 | 0 | 0 | 0 | Square Feet | ft2 | 0 | 900 | 0 | 0 | 4e-06 | 0.031017 | -0.003062 | 900 | Square Feet | ft2 | 790.7094 | 1504.5453 | 2310.6582 | 1.1367 | 1.2853 | 0 | 0 | 898.7832 | 1710.1859 | 2626.4779 | 1016.3335 | 1933.8581 | 2969.9904 | 2023 | Intermediate | 999 | Prevailing local wages, Drive time, Local code requirements, Access, Presence/condition/type of existing insulation, Existing construction and materials, Moisture issues present, Presence of hazardous materials, Presence of hazardous materials, Extent of preparation, Accommodation for termite inspections | 3 | 80 | 0.4672 | 2023 | Assumes for the reference case that raw material prices will increase over the coming decades. Assumed for the advanced case that energy dependency will move away from oil and gas causing a higher supply of raw materials used to make insulation which will lower the material costs. Typical costs assume a wall area of 900 sq ft as an example based on average sqft of a house to be 2,025, though wall areas and insulation amounts vary greatly by building.
84 | 2023 | Residential | Envelope | Finished Basement (Wall) | Spray Foam (Open Cell) |  | Finished Basement (Wall) Spray Foam (Open Cell) | 2023$/sqft | Finished Basement (Wall) |  | 0.14643 | 0.27345 | 0.42841 | R-value | ft2*degF*h/Btu | 3.7 | 6 | 25.8 | 25.8 | 0 | 0 | 0 | Square Feet | ft2 | 0 | 900 | 0 | 0 | 4e-06 | 0.031017 | -0.003062 | 900 | Square Feet | ft2 | 790.7094 | 1504.5453 | 2310.6582 | 1.1367 | 1.2853 | 0 | 0 | 898.7832 | 1710.1859 | 2626.4779 | 1016.3335 | 1933.8581 | 2969.9904 | 2030 | Intermediate | 999 | Prevailing local wages, Drive time, Local code requirements, Access, Presence/condition/type of existing insulation, Existing construction and materials, Moisture issues present, Presence of hazardous materials, Presence of hazardous materials, Extent of preparation, Accommodation for termite inspections | 3 | 80 | 0.4672 | 2023 | Assumes for the reference case that raw material prices will increase over the coming decades. Assumed for the advanced case that energy dependency will move away from oil and gas causing a higher supply of raw materials used to make insulation which will lower the material costs. Typical costs assume a wall area of 900 sq ft as an example based on average sqft of a house to be 2,025, though wall areas and insulation amounts vary greatly by building.
84 | 2023 | Residential | Envelope | Finished Basement (Wall) | Spray Foam (Open Cell) |  | Finished Basement (Wall) Spray Foam (Open Cell) | 2023$/sqft | Finished Basement (Wall) |  | 0.14716 | 0.27482 | 0.43055 | R-value | ft2*degF*h/Btu | 3.7 | 6 | 25.8 | 25.8 | 0 | 0 | 0 | Square Feet | ft2 | 0 | 900 | 0 | 0 | 4.02e-06 | 0.031172 | -0.0030773 | 900 | Square Feet | ft2 | 794.6629 | 1512.068 | 2322.2115 | 1.1367 | 1.2853 | 0 | 0 | 903.2771 | 1718.7368 | 2639.6103 | 1021.4152 | 1943.5274 | 2984.8403 | 2035 | Intermediate | 999 | Prevailing local wages, Drive time, Local code requirements, Access, Presence/condition/type of existing insulation, Existing construction and materials, Moisture issues present, Presence of hazardous materials, Presence of hazardous materials, Extent of preparation, Accommodation for termite inspections | 3 | 80 | 0.4672 | 2023 | Assumes for the reference case that raw material prices will increase over the coming decades. Assumed for the advanced case that energy dependency will move away from oil and gas causing a higher supply of raw materials used to make insulation which will lower the material costs. Typical costs assume a wall area of 900 sq ft as an example based on average sqft of a house to be 2,025, though wall areas and insulation amounts vary greatly by building.
84 | 2023 | Residential | Envelope | Finished Basement (Wall) | Spray Foam (Open Cell) |  | Finished Basement (Wall) Spray Foam (Open Cell) | 2023$/sqft | Finished Basement (Wall) |  | 0.14789 | 0.27618 | 0.43269 | R-value | ft2*degF*h/Btu | 3.7 | 6 | 25.8 | 25.8 | 0 | 0 | 0 | Square Feet | ft2 | 0 | 900 | 0 | 0 | 4.04e-06 | 0.031327 | -0.0030926 | 900 | Square Feet | ft2 | 798.6165 | 1519.5908 | 2333.7648 | 1.1367 | 1.2853 | 0 | 0 | 907.771 | 1727.2877 | 2652.7427 | 1026.4968 | 1953.1967 | 2999.6903 | 2040 | Intermediate | 999 | Prevailing local wages, Drive time, Local code requirements, Access, Presence/condition/type of existing insulation, Existing construction and materials, Moisture issues present, Presence of hazardous materials, Presence of hazardous materials, Extent of preparation, Accommodation for termite inspections | 3 | 80 | 0.4672 | 2023 | Assumes for the reference case that raw material prices will increase over the coming decades. Assumed for the advanced case that energy dependency will move away from oil and gas causing a higher supply of raw materials used to make insulation which will lower the material costs. Typical costs assume a wall area of 900 sq ft as an example based on average sqft of a house to be 2,025, though wall areas and insulation amounts vary greatly by building.
84 | 2023 | Residential | Envelope | Finished Basement (Wall) | Spray Foam (Open Cell) |  | Finished Basement (Wall) Spray Foam (Open Cell) | 2023$/sqft | Finished Basement (Wall) |  | 0.14685 | 0.27424 | 0.42964 | R-value | ft2*degF*h/Btu | 3.7 | 6 | 25.8 | 25.8 | 0 | 0 | 0 | Square Feet | ft2 | 0 | 900 | 0 | 0 | 4.0115e-06 | 0.031106 | -0.0030708 | 900 | Square Feet | ft2 | 792.9827 | 1508.8709 | 2317.3013 | 1.1367 | 1.2853 | 0 | 0 | 901.3672 | 1715.1026 | 2634.029 | 1019.2554 | 1939.4179 | 2978.5291 | 2045 | Intermediate | 999 | Prevailing local wages, Drive time, Local code requirements, Access, Presence/condition/type of existing insulation, Existing construction and materials, Moisture issues present, Presence of hazardous materials, Presence of hazardous materials, Extent of preparation, Accommodation for termite inspections | 3 | 80 | 0.4672 | 2023 | Assumes for the reference case that raw material prices will increase over the coming decades. Assumed for the advanced case that energy dependency will move away from oil and gas causing a higher supply of raw materials used to make insulation which will lower the material costs. Typical costs assume a wall area of 900 sq ft as an example based on average sqft of a house to be 2,025, though wall areas and insulation amounts vary greatly by building.
84 | 2023 | Residential | Envelope | Finished Basement (Wall) | Spray Foam (Open Cell) |  | Finished Basement (Wall) Spray Foam (Open Cell) | 2023$/sqft | Finished Basement (Wall) |  | 0.1458 | 0.27229 | 0.42659 | R-value | ft2*degF*h/Btu | 3.7 | 6 | 25.8 | 25.8 | 0 | 0 | 0 | Square Feet | ft2 | 0 | 900 | 0 | 0 | 3.983e-06 | 0.030885 | -0.003049 | 900 | Square Feet | ft2 | 787.3489 | 1498.151 | 2300.8379 | 1.1367 | 1.2853 | 0 | 0 | 894.9634 | 1702.9176 | 2615.3154 | 1012.0141 | 1925.6392 | 2957.3679 | 2050 | Intermediate | 999 | Prevailing local wages, Drive time, Local code requirements, Access, Presence/condition/type of existing insulation, Existing construction and materials, Moisture issues present, Presence of hazardous materials, Presence of hazardous materials, Extent of preparation, Accommodation for termite inspections | 3 | 80 | 0.4672 | 2023 | Assumes for the reference case that raw material prices will increase over the coming decades. Assumed for the advanced case that energy dependency will move away from oil and gas causing a higher supply of raw materials used to make insulation which will lower the material costs. Typical costs assume a wall area of 900 sq ft as an example based on average sqft of a house to be 2,025, though wall areas and insulation amounts vary greatly by building.
84 | 2023 | Residential | Envelope | Finished Basement (Wall) | Spray Foam (Open Cell) |  | Finished Basement (Wall) Spray Foam (Open Cell) | 2023$/sqft | Finished Basement (Wall) |  | 0.14643 | 0.27345 | 0.42841 | R-value | ft2*degF*h/Btu | 3.7 | 6 | 25.8 | 25.8 | 0 | 0 | 0 | Square Feet | ft2 | 0 | 900 | 0 | 0 | 4e-06 | 0.031017 | -0.003062 | 900 | Square Feet | ft2 | 790.7094 | 1504.5453 | 2310.6582 | 1.1367 | 1.2853 | 0 | 0 | 898.7832 | 1710.1859 | 2626.4779 | 1016.3335 | 1933.8581 | 2969.9904 | 2023 | Advanced | 999 | Prevailing local wages, Drive time, Local code requirements, Access, Presence/condition/type of existing insulation, Existing construction and materials, Moisture issues present, Presence of hazardous materials, Presence of hazardous materials, Extent of preparation, Accommodation for termite inspections | 3 | 80 | 0.4672 | 2023 | Assumes for the reference case that raw material prices will increase over the coming decades. Assumed for the advanced case that energy dependency will move away from oil and gas causing a higher supply of raw materials used to make insulation which will lower the material costs. Typical costs assume a wall area of 900 sq ft as an example based on average sqft of a house to be 2,025, though wall areas and insulation amounts vary greatly by building.
84 | 2023 | Residential | Envelope | Finished Basement (Wall) | Spray Foam (Open Cell) |  | Finished Basement (Wall) Spray Foam (Open Cell) | 2023$/sqft | Finished Basement (Wall) |  | 0.13178 | 0.24611 | 0.38557 | R-value | ft2*degF*h/Btu | 3.7 | 6 | 25.8 | 25.8 | 0 | 0 | 0 | Square Feet | ft2 | 0 | 900 | 0 | 0 | 3.6e-06 | 0.027915 | -0.0027558 | 900 | Square Feet | ft2 | 711.6385 | 1354.0908 | 2079.5924 | 1.1367 | 1.2853 | 0 | 0 | 808.9049 | 1539.1673 | 2363.8301 | 914.7001 | 1740.4723 | 2672.9913 | 2030 | Advanced | 999 | Prevailing local wages, Drive time, Local code requirements, Access, Presence/condition/type of existing insulation, Existing construction and materials, Moisture issues present, Presence of hazardous materials, Presence of hazardous materials, Extent of preparation, Accommodation for termite inspections | 3 | 80 | 0.4672 | 2023 | Assumes for the reference case that raw material prices will increase over the coming decades. Assumed for the advanced case that energy dependency will move away from oil and gas causing a higher supply of raw materials used to make insulation which will lower the material costs. Typical costs assume a wall area of 900 sq ft as an example based on average sqft of a house to be 2,025, though wall areas and insulation amounts vary greatly by building.
84 | 2023 | Residential | Envelope | Finished Basement (Wall) | Spray Foam (Open Cell) |  | Finished Basement (Wall) Spray Foam (Open Cell) | 2023$/sqft | Finished Basement (Wall) |  | 0.1252 | 0.2338 | 0.36629 | R-value | ft2*degF*h/Btu | 3.7 | 6 | 25.8 | 25.8 | 0 | 0 | 0 | Square Feet | ft2 | 0 | 900 | 0 | 0 | 3.42e-06 | 0.02652 | -0.002618 | 900 | Square Feet | ft2 | 676.0565 | 1286.3862 | 1975.6128 | 1.1367 | 1.2853 | 0 | 0 | 768.4596 | 1462.2089 | 2245.6386 | 868.9651 | 1653.4487 | 2539.3418 | 2035 | Advanced | 999 | Prevailing local wages, Drive time, Local code requirements, Access, Presence/condition/type of existing insulation, Existing construction and materials, Moisture issues present, Presence of hazardous materials, Presence of hazardous materials, Extent of preparation, Accommodation for termite inspections | 3 | 80 | 0.4672 | 2023 | Assumes for the reference case that raw material prices will increase over the coming decades. Assumed for the advanced case that energy dependency will move away from oil and gas causing a higher supply of raw materials used to make insulation which will lower the material costs. Typical costs assume a wall area of 900 sq ft as an example based on average sqft of a house to be 2,025, though wall areas and insulation amounts vary greatly by building.
84 | 2023 | Residential | Envelope | Finished Basement (Wall) | Spray Foam (Open Cell) |  | Finished Basement (Wall) Spray Foam (Open Cell) | 2023$/sqft | Finished Basement (Wall) |  | 0.11861 | 0.22149 | 0.34701 | R-value | ft2*degF*h/Btu | 3.7 | 6 | 25.8 | 25.8 | 0 | 0 | 0 | Square Feet | ft2 | 0 | 900 | 0 | 0 | 3.24e-06 | 0.025124 | -0.0024802 | 900 | Square Feet | ft2 | 640.4746 | 1218.6817 | 1871.6331 | 1.1367 | 1.2853 | 0 | 0 | 728.0144 | 1385.2505 | 2127.4471 | 823.2301 | 1566.4251 | 2405.6922 | 2040 | Advanced | 999 | Prevailing local wages, Drive time, Local code requirements, Access, Presence/condition/type of existing insulation, Existing construction and materials, Moisture issues present, Presence of hazardous materials, Presence of hazardous materials, Extent of preparation, Accommodation for termite inspections | 3 | 80 | 0.4672 | 2023 | Assumes for the reference case that raw material prices will increase over the coming decades. Assumed for the advanced case that energy dependency will move away from oil and gas causing a higher supply of raw materials used to make insulation which will lower the material costs. Typical costs assume a wall area of 900 sq ft as an example based on average sqft of a house to be 2,025, though wall areas and insulation amounts vary greatly by building.
84 | 2023 | Residential | Envelope | Finished Basement (Wall) | Spray Foam (Open Cell) |  | Finished Basement (Wall) Spray Foam (Open Cell) | 2023$/sqft | Finished Basement (Wall) |  | 0.11268 | 0.21042 | 0.32966 | R-value | ft2*degF*h/Btu | 3.7 | 6 | 25.8 | 25.8 | 0 | 0 | 0 | Square Feet | ft2 | 0 | 900 | 0 | 0 | 3.078e-06 | 0.023868 | -0.0023562 | 900 | Square Feet | ft2 | 608.4509 | 1157.7476 | 1778.0515 | 1.1367 | 1.2853 | 0 | 0 | 691.6137 | 1315.988 | 2021.0747 | 782.0686 | 1488.1038 | 2285.4076 | 2045 | Advanced | 999 | Prevailing local wages, Drive time, Local code requirements, Access, Presence/condition/type of existing insulation, Existing construction and materials, Moisture issues present, Presence of hazardous materials, Presence of hazardous materials, Extent of preparation, Accommodation for termite inspections | 3 | 80 | 0.4672 | 2023 | Assumes for the reference case that raw material prices will increase over the coming decades. Assumed for the advanced case that energy dependency will move away from oil and gas causing a higher supply of raw materials used to make insulation which will lower the material costs. Typical costs assume a wall area of 900 sq ft as an example based on average sqft of a house to be 2,025, though wall areas and insulation amounts vary greatly by building.
84 | 2023 | Residential | Envelope | Finished Basement (Wall) | Spray Foam (Open Cell) |  | Finished Basement (Wall) Spray Foam (Open Cell) | 2023$/sqft | Finished Basement (Wall) |  | 0.10675 | 0.19935 | 0.31231 | R-value | ft2*degF*h/Btu | 3.7 | 6 | 25.8 | 25.8 | 0 | 0 | 0 | Square Feet | ft2 | 0 | 900 | 0 | 0 | 2.916e-06 | 0.022611 | -0.0022322 | 900 | Square Feet | ft2 | 576.4272 | 1096.8135 | 1684.4698 | 1.1367 | 1.2853 | 0 | 0 | 655.2129 | 1246.7255 | 1914.7024 | 740.9071 | 1409.7826 | 2165.123 | 2050 | Advanced | 999 | Prevailing local wages, Drive time, Local code requirements, Access, Presence/condition/type of existing insulation, Existing construction and materials, Moisture issues present, Presence of hazardous materials, Presence of hazardous materials, Extent of preparation, Accommodation for termite inspections | 3 | 80 | 0.4672 | 2023 | Assumes for the reference case that raw material prices will increase over the coming decades. Assumed for the advanced case that energy dependency will move away from oil and gas causing a higher supply of raw materials used to make insulation which will lower the material costs. Typical costs assume a wall area of 900 sq ft as an example based on average sqft of a house to be 2,025, though wall areas and insulation amounts vary greatly by building.
85 | 2023 | Residential | Envelope | Finished Roof | Loose Fill |  | Finished Roof Loose Fill | 2023$/sqft | Finished Roof |  | 0.008696 | 0.017857 | 0.011494 | R-value | ft2*degF*h/Btu | 2.78 | 6 | 49 | 49 | 0 | 0 | 0 | Square Feet | ft2 | 0 | 900 | 0 | 0 | 0.13696 | 0.13572 | 0.61675 | 900 | Square Feet | ft2 | 170.2188 | 218.5713 | 617.139 | 1.7149 | 1.806 | 0 | 0 | 291.9067 | 374.826 | 1058.3263 | 307.4222 | 394.7488 | 1114.5785 | 2023 | Reference | 999 | Prevailing local wages, Drive time, Local code requirements, Access, Presence/condition/type of existing insulation, Existing construction and materials, Moisture issues present, Presence of hazardous materials, Presence of hazardous materials, Extent of preparation, Accommodation for termite inspections | 3 | 48 | 0.01313 | 2023 | Assumes reference and advanced cases are constant and no significant raw material advancements. Typical costs assume a wall area of 900 sq ft as an example based on average sqft of a house to be 2,025, though wall areas and insulation amounts vary greatly by building.
85 | 2023 | Residential | Envelope | Finished Roof | Loose Fill |  | Finished Roof Loose Fill | 2023$/sqft | Finished Roof |  | 0.008696 | 0.017857 | 0.011494 | R-value | ft2*degF*h/Btu | 2.78 | 6 | 49 | 49 | 0 | 0 | 0 | Square Feet | ft2 | 0 | 900 | 0 | 0 | 0.13696 | 0.13572 | 0.61675 | 900 | Square Feet | ft2 | 170.2188 | 218.5713 | 617.139 | 1.7149 | 1.806 | 0 | 0 | 291.9067 | 374.826 | 1058.3263 | 307.4222 | 394.7488 | 1114.5785 | 2030 | Reference | 999 | Prevailing local wages, Drive time, Local code requirements, Access, Presence/condition/type of existing insulation, Existing construction and materials, Moisture issues present, Presence of hazardous materials, Presence of hazardous materials, Extent of preparation, Accommodation for termite inspections | 3 | 48 | 0.01313 | 2023 | Assumes reference and advanced cases are constant and no significant raw material advancements. Typical costs assume a wall area of 900 sq ft as an example based on average sqft of a house to be 2,025, though wall areas and insulation amounts vary greatly by building.
85 | 2023 | Residential | Envelope | Finished Roof | Loose Fill |  | Finished Roof Loose Fill | 2023$/sqft | Finished Roof |  | 0.008696 | 0.017857 | 0.011494 | R-value | ft2*degF*h/Btu | 2.78 | 6 | 49 | 49 | 0 | 0 | 0 | Square Feet | ft2 | 0 | 900 | 0 | 0 | 0.13696 | 0.13572 | 0.61675 | 900 | Square Feet | ft2 | 170.2188 | 218.5713 | 617.139 | 1.7149 | 1.806 | 0 | 0 | 291.9067 | 374.826 | 1058.3263 | 307.4222 | 394.7488 | 1114.5785 | 2035 | Reference | 999 | Prevailing local wages, Drive time, Local code requirements, Access, Presence/condition/type of existing insulation, Existing construction and materials, Moisture issues present, Presence of hazardous materials, Presence of hazardous materials, Extent of preparation, Accommodation for termite inspections | 3 | 48 | 0.01313 | 2023 | Assumes reference and advanced cases are constant and no significant raw material advancements. Typical costs assume a wall area of 900 sq ft as an example based on average sqft of a house to be 2,025, though wall areas and insulation amounts vary greatly by building.
85 | 2023 | Residential | Envelope | Finished Roof | Loose Fill |  | Finished Roof Loose Fill | 2023$/sqft | Finished Roof |  | 0.008696 | 0.017857 | 0.011494 | R-value | ft2*degF*h/Btu | 2.78 | 6 | 49 | 49 | 0 | 0 | 0 | Square Feet | ft2 | 0 | 900 | 0 | 0 | 0.13696 | 0.13572 | 0.61675 | 900 | Square Feet | ft2 | 170.2188 | 218.5713 | 617.139 | 1.7149 | 1.806 | 0 | 0 | 291.9067 | 374.826 | 1058.3263 | 307.4222 | 394.7488 | 1114.5785 | 2040 | Reference | 999 | Prevailing local wages, Drive time, Local code requirements, Access, Presence/condition/type of existing insulation, Existing construction and materials, Moisture issues present, Presence of hazardous materials, Presence of hazardous materials, Extent of preparation, Accommodation for termite inspections | 3 | 48 | 0.01313 | 2023 | Assumes reference and advanced cases are constant and no significant raw material advancements. Typical costs assume a wall area of 900 sq ft as an example based on average sqft of a house to be 2,025, though wall areas and insulation amounts vary greatly by building.
85 | 2023 | Residential | Envelope | Finished Roof | Loose Fill |  | Finished Roof Loose Fill | 2023$/sqft | Finished Roof |  | 0.008696 | 0.017857 | 0.011494 | R-value | ft2*degF*h/Btu | 2.78 | 6 | 49 | 49 | 0 | 0 | 0 | Square Feet | ft2 | 0 | 900 | 0 | 0 | 0.13696 | 0.13572 | 0.61675 | 900 | Square Feet | ft2 | 170.2188 | 218.5713 | 617.139 | 1.7149 | 1.806 | 0 | 0 | 291.9067 | 374.826 | 1058.3263 | 307.4222 | 394.7488 | 1114.5785 | 2045 | Reference | 999 | Prevailing local wages, Drive time, Local code requirements, Access, Presence/condition/type of existing insulation, Existing construction and materials, Moisture issues present, Presence of hazardous materials, Presence of hazardous materials, Extent of preparation, Accommodation for termite inspections | 3 | 48 | 0.01313 | 2023 | Assumes reference and advanced cases are constant and no significant raw material advancements. Typical costs assume a wall area of 900 sq ft as an example based on average sqft of a house to be 2,025, though wall areas and insulation amounts vary greatly by building.
85 | 2023 | Residential | Envelope | Finished Roof | Loose Fill |  | Finished Roof Loose Fill | 2023$/sqft | Finished Roof |  | 0.008696 | 0.017857 | 0.011494 | R-value | ft2*degF*h/Btu | 2.78 | 6 | 49 | 49 | 0 | 0 | 0 | Square Feet | ft2 | 0 | 900 | 0 | 0 | 0.13696 | 0.13572 | 0.61675 | 900 | Square Feet | ft2 | 170.2188 | 218.5713 | 617.139 | 1.7149 | 1.806 | 0 | 0 | 291.9067 | 374.826 | 1058.3263 | 307.4222 | 394.7488 | 1114.5785 | 2050 | Reference | 999 | Prevailing local wages, Drive time, Local code requirements, Access, Presence/condition/type of existing insulation, Existing construction and materials, Moisture issues present, Presence of hazardous materials, Presence of hazardous materials, Extent of preparation, Accommodation for termite inspections | 3 | 48 | 0.01313 | 2023 | Assumes reference and advanced cases are constant and no significant raw material advancements. Typical costs assume a wall area of 900 sq ft as an example based on average sqft of a house to be 2,025, though wall areas and insulation amounts vary greatly by building.
85 | 2023 | Residential | Envelope | Finished Roof | Loose Fill |  | Finished Roof Loose Fill | 2023$/sqft | Finished Roof |  | 0.008696 | 0.017857 | 0.011494 | R-value | ft2*degF*h/Btu | 2.78 | 6 | 49 | 49 | 0 | 0 | 0 | Square Feet | ft2 | 0 | 900 | 0 | 0 | 0.13696 | 0.13572 | 0.61675 | 900 | Square Feet | ft2 | 170.2188 | 218.5713 | 617.139 | 1.7149 | 1.806 | 0 | 0 | 291.9067 | 374.826 | 1058.3263 | 307.4222 | 394.7488 | 1114.5785 | 2023 | Intermediate | 999 | Prevailing local wages, Drive time, Local code requirements, Access, Presence/condition/type of existing insulation, Existing construction and materials, Moisture issues present, Presence of hazardous materials, Presence of hazardous materials, Extent of preparation, Accommodation for termite inspections | 3 | 48 | 0.01313 | 2023 | Assumes reference and advanced cases are constant and no significant raw material advancements. Typical costs assume a wall area of 900 sq ft as an example based on average sqft of a house to be 2,025, though wall areas and insulation amounts vary greatly by building.
85 | 2023 | Residential | Envelope | Finished Roof | Loose Fill |  | Finished Roof Loose Fill | 2023$/sqft | Finished Roof |  | 0.008696 | 0.017857 | 0.011494 | R-value | ft2*degF*h/Btu | 2.78 | 6 | 49 | 49 | 0 | 0 | 0 | Square Feet | ft2 | 0 | 900 | 0 | 0 | 0.13696 | 0.13572 | 0.61675 | 900 | Square Feet | ft2 | 170.2188 | 218.5713 | 617.139 | 1.7149 | 1.806 | 0 | 0 | 291.9067 | 374.826 | 1058.3263 | 307.4222 | 394.7488 | 1114.5785 | 2030 | Intermediate | 999 | Prevailing local wages, Drive time, Local code requirements, Access, Presence/condition/type of existing insulation, Existing construction and materials, Moisture issues present, Presence of hazardous materials, Presence of hazardous materials, Extent of preparation, Accommodation for termite inspections | 3 | 48 | 0.01313 | 2023 | Assumes reference and advanced cases are constant and no significant raw material advancements. Typical costs assume a wall area of 900 sq ft as an example based on average sqft of a house to be 2,025, though wall areas and insulation amounts vary greatly by building.
85 | 2023 | Residential | Envelope | Finished Roof | Loose Fill |  | Finished Roof Loose Fill | 2023$/sqft | Finished Roof |  | 0.008696 | 0.017857 | 0.011494 | R-value | ft2*degF*h/Btu | 2.78 | 6 | 49 | 49 | 0 | 0 | 0 | Square Feet | ft2 | 0 | 900 | 0 | 0 | 0.13696 | 0.13572 | 0.61675 | 900 | Square Feet | ft2 | 170.2188 | 218.5713 | 617.139 | 1.7149 | 1.806 | 0 | 0 | 291.9067 | 374.826 | 1058.3263 | 307.4222 | 394.7488 | 1114.5785 | 2035 | Intermediate | 999 | Prevailing local wages, Drive time, Local code requirements, Access, Presence/condition/type of existing insulation, Existing construction and materials, Moisture issues present, Presence of hazardous materials, Presence of hazardous materials, Extent of preparation, Accommodation for termite inspections | 3 | 48 | 0.01313 | 2023 | Assumes reference and advanced cases are constant and no significant raw material advancements. Typical costs assume a wall area of 900 sq ft as an example based on average sqft of a house to be 2,025, though wall areas and insulation amounts vary greatly by building.
85 | 2023 | Residential | Envelope | Finished Roof | Loose Fill |  | Finished Roof Loose Fill | 2023$/sqft | Finished Roof |  | 0.008696 | 0.017857 | 0.011494 | R-value | ft2*degF*h/Btu | 2.78 | 6 | 49 | 49 | 0 | 0 | 0 | Square Feet | ft2 | 0 | 900 | 0 | 0 | 0.13696 | 0.13572 | 0.61675 | 900 | Square Feet | ft2 | 170.2188 | 218.5713 | 617.139 | 1.7149 | 1.806 | 0 | 0 | 291.9067 | 374.826 | 1058.3263 | 307.4222 | 394.7488 | 1114.5785 | 2040 | Intermediate | 999 | Prevailing local wages, Drive time, Local code requirements, Access, Presence/condition/type of existing insulation, Existing construction and materials, Moisture issues present, Presence of hazardous materials, Presence of hazardous materials, Extent of preparation, Accommodation for termite inspections | 3 | 48 | 0.01313 | 2023 | Assumes reference and advanced cases are constant and no significant raw material advancements. Typical costs assume a wall area of 900 sq ft as an example based on average sqft of a house to be 2,025, though wall areas and insulation amounts vary greatly by building.
85 | 2023 | Residential | Envelope | Finished Roof | Loose Fill |  | Finished Roof Loose Fill | 2023$/sqft | Finished Roof |  | 0.008696 | 0.017857 | 0.011494 | R-value | ft2*degF*h/Btu | 2.78 | 6 | 49 | 49 | 0 | 0 | 0 | Square Feet | ft2 | 0 | 900 | 0 | 0 | 0.13696 | 0.13572 | 0.61675 | 900 | Square Feet | ft2 | 170.2188 | 218.5713 | 617.139 | 1.7149 | 1.806 | 0 | 0 | 291.9067 | 374.826 | 1058.3263 | 307.4222 | 394.7488 | 1114.5785 | 2045 | Intermediate | 999 | Prevailing local wages, Drive time, Local code requirements, Access, Presence/condition/type of existing insulation, Existing construction and materials, Moisture issues present, Presence of hazardous materials, Presence of hazardous materials, Extent of preparation, Accommodation for termite inspections | 3 | 48 | 0.01313 | 2023 | Assumes reference and advanced cases are constant and no significant raw material advancements. Typical costs assume a wall area of 900 sq ft as an example based on average sqft of a house to be 2,025, though wall areas and insulation amounts vary greatly by building.
85 | 2023 | Residential | Envelope | Finished Roof | Loose Fill |  | Finished Roof Loose Fill | 2023$/sqft | Finished Roof |  | 0.008696 | 0.017857 | 0.011494 | R-value | ft2*degF*h/Btu | 2.78 | 6 | 49 | 49 | 0 | 0 | 0 | Square Feet | ft2 | 0 | 900 | 0 | 0 | 0.13696 | 0.13572 | 0.61675 | 900 | Square Feet | ft2 | 170.2188 | 218.5713 | 617.139 | 1.7149 | 1.806 | 0 | 0 | 291.9067 | 374.826 | 1058.3263 | 307.4222 | 394.7488 | 1114.5785 | 2050 | Intermediate | 999 | Prevailing local wages, Drive time, Local code requirements, Access, Presence/condition/type of existing insulation, Existing construction and materials, Moisture issues present, Presence of hazardous materials, Presence of hazardous materials, Extent of preparation, Accommodation for termite inspections | 3 | 48 | 0.01313 | 2023 | Assumes reference and advanced cases are constant and no significant raw material advancements. Typical costs assume a wall area of 900 sq ft as an example based on average sqft of a house to be 2,025, though wall areas and insulation amounts vary greatly by building.
85 | 2023 | Residential | Envelope | Finished Roof | Loose Fill |  | Finished Roof Loose Fill | 2023$/sqft | Finished Roof |  | 0.008696 | 0.017857 | 0.011494 | R-value | ft2*degF*h/Btu | 2.78 | 6 | 49 | 49 | 0 | 0 | 0 | Square Feet | ft2 | 0 | 900 | 0 | 0 | 0.13696 | 0.13572 | 0.61675 | 900 | Square Feet | ft2 | 170.2188 | 218.5713 | 617.139 | 1.7149 | 1.806 | 0 | 0 | 291.9067 | 374.826 | 1058.3263 | 307.4222 | 394.7488 | 1114.5785 | 2023 | Advanced | 999 | Prevailing local wages, Drive time, Local code requirements, Access, Presence/condition/type of existing insulation, Existing construction and materials, Moisture issues present, Presence of hazardous materials, Presence of hazardous materials, Extent of preparation, Accommodation for termite inspections | 3 | 48 | 0.01313 | 2023 | Assumes reference and advanced cases are constant and no significant raw material advancements. Typical costs assume a wall area of 900 sq ft as an example based on average sqft of a house to be 2,025, though wall areas and insulation amounts vary greatly by building.
85 | 2023 | Residential | Envelope | Finished Roof | Loose Fill |  | Finished Roof Loose Fill | 2023$/sqft | Finished Roof |  | 0.008696 | 0.017857 | 0.011494 | R-value | ft2*degF*h/Btu | 2.78 | 6 | 49 | 49 | 0 | 0 | 0 | Square Feet | ft2 | 0 | 900 | 0 | 0 | 0.13696 | 0.13572 | 0.61675 | 900 | Square Feet | ft2 | 170.2188 | 218.5713 | 617.139 | 1.7149 | 1.806 | 0 | 0 | 291.9067 | 374.826 | 1058.3263 | 307.4222 | 394.7488 | 1114.5785 | 2030 | Advanced | 999 | Prevailing local wages, Drive time, Local code requirements, Access, Presence/condition/type of existing insulation, Existing construction and materials, Moisture issues present, Presence of hazardous materials, Presence of hazardous materials, Extent of preparation, Accommodation for termite inspections | 3 | 48 | 0.01313 | 2023 | Assumes reference and advanced cases are constant and no significant raw material advancements. Typical costs assume a wall area of 900 sq ft as an example based on average sqft of a house to be 2,025, though wall areas and insulation amounts vary greatly by building.
85 | 2023 | Residential | Envelope | Finished Roof | Loose Fill |  | Finished Roof Loose Fill | 2023$/sqft | Finished Roof |  | 0.008696 | 0.017857 | 0.011494 | R-value | ft2*degF*h/Btu | 2.78 | 6 | 49 | 49 | 0 | 0 | 0 | Square Feet | ft2 | 0 | 900 | 0 | 0 | 0.13696 | 0.13572 | 0.61675 | 900 | Square Feet | ft2 | 170.2188 | 218.5713 | 617.139 | 1.7149 | 1.806 | 0 | 0 | 291.9067 | 374.826 | 1058.3263 | 307.4222 | 394.7488 | 1114.5785 | 2035 | Advanced | 999 | Prevailing local wages, Drive time, Local code requirements, Access, Presence/condition/type of existing insulation, Existing construction and materials, Moisture issues present, Presence of hazardous materials, Presence of hazardous materials, Extent of preparation, Accommodation for termite inspections | 3 | 48 | 0.01313 | 2023 | Assumes reference and advanced cases are constant and no significant raw material advancements. Typical costs assume a wall area of 900 sq ft as an example based on average sqft of a house to be 2,025, though wall areas and insulation amounts vary greatly by building.
85 | 2023 | Residential | Envelope | Finished Roof | Loose Fill |  | Finished Roof Loose Fill | 2023$/sqft | Finished Roof |  | 0.008696 | 0.017857 | 0.011494 | R-value | ft2*degF*h/Btu | 2.78 | 6 | 49 | 49 | 0 | 0 | 0 | Square Feet | ft2 | 0 | 900 | 0 | 0 | 0.13696 | 0.13572 | 0.61675 | 900 | Square Feet | ft2 | 170.2188 | 218.5713 | 617.139 | 1.7149 | 1.806 | 0 | 0 | 291.9067 | 374.826 | 1058.3263 | 307.4222 | 394.7488 | 1114.5785 | 2040 | Advanced | 999 | Prevailing local wages, Drive time, Local code requirements, Access, Presence/condition/type of existing insulation, Existing construction and materials, Moisture issues present, Presence of hazardous materials, Presence of hazardous materials, Extent of preparation, Accommodation for termite inspections | 3 | 48 | 0.01313 | 2023 | Assumes reference and advanced cases are constant and no significant raw material advancements. Typical costs assume a wall area of 900 sq ft as an example based on average sqft of a house to be 2,025, though wall areas and insulation amounts vary greatly by building.
85 | 2023 | Residential | Envelope | Finished Roof | Loose Fill |  | Finished Roof Loose Fill | 2023$/sqft | Finished Roof |  | 0.008696 | 0.017857 | 0.011494 | R-value | ft2*degF*h/Btu | 2.78 | 6 | 49 | 49 | 0 | 0 | 0 | Square Feet | ft2 | 0 | 900 | 0 | 0 | 0.13696 | 0.13572 | 0.61675 | 900 | Square Feet | ft2 | 170.2188 | 218.5713 | 617.139 | 1.7149 | 1.806 | 0 | 0 | 291.9067 | 374.826 | 1058.3263 | 307.4222 | 394.7488 | 1114.5785 | 2045 | Advanced | 999 | Prevailing local wages, Drive time, Local code requirements, Access, Presence/condition/type of existing insulation, Existing construction and materials, Moisture issues present, Presence of hazardous materials, Presence of hazardous materials, Extent of preparation, Accommodation for termite inspections | 3 | 48 | 0.01313 | 2023 | Assumes reference and advanced cases are constant and no significant raw material advancements. Typical costs assume a wall area of 900 sq ft as an example based on average sqft of a house to be 2,025, though wall areas and insulation amounts vary greatly by building.
85 | 2023 | Residential | Envelope | Finished Roof | Loose Fill |  | Finished Roof Loose Fill | 2023$/sqft | Finished Roof |  | 0.008696 | 0.017857 | 0.011494 | R-value | ft2*degF*h/Btu | 2.78 | 6 | 49 | 49 | 0 | 0 | 0 | Square Feet | ft2 | 0 | 900 | 0 | 0 | 0.13696 | 0.13572 | 0.61675 | 900 | Square Feet | ft2 | 170.2188 | 218.5713 | 617.139 | 1.7149 | 1.806 | 0 | 0 | 291.9067 | 374.826 | 1058.3263 | 307.4222 | 394.7488 | 1114.5785 | 2050 | Advanced | 999 | Prevailing local wages, Drive time, Local code requirements, Access, Presence/condition/type of existing insulation, Existing construction and materials, Moisture issues present, Presence of hazardous materials, Presence of hazardous materials, Extent of preparation, Accommodation for termite inspections | 3 | 48 | 0.01313 | 2023 | Assumes reference and advanced cases are constant and no significant raw material advancements. Typical costs assume a wall area of 900 sq ft as an example based on average sqft of a house to be 2,025, though wall areas and insulation amounts vary greatly by building.
86 | 2023 | Residential | Envelope | Finished Roof | Spray Foam (Closed Cell) |  | Finished Roof Spray Foam (Closed Cell) | 2023$/sqft | Finished Roof |  | 0.20929 | 0.30106 | 0.61853 | R-value | ft2*degF*h/Btu | 5.5 | 6 | 42 | 42 | 0 | 0 | 0 | Square Feet | ft2 | 0 | 900 | 0 | 0 | 4e-06 | 0.031017 | -0.003062 | 900 | Square Feet | ft2 | 1130.148 | 1653.6123 | 3337.3332 | 1.1367 | 1.2849 | 0 | 0 | 1284.6161 | 1879.6273 | 3793.4784 | 1452.1747 | 2124.796 | 4288.2799 | 2023 | Reference | 999 | Prevailing local wages, Drive time, Local code requirements, Roof slope, Access, Presence/condition/type of existing insulation, Existing construction and materials, Moisture issues present, Moisture issues present, Condition of existing electrical system, Presence of hazardous materials | 3 | 274 | 0.3875 | 2023 | Assumes for the reference case that raw material prices will increase over the coming decades. Assumed for the advanced case that energy dependency will move away from oil and gas causing a higher supply of raw materials used to make insulation which will lower the material costs. Typical costs assume a wall area of 900 sq ft as an example based on average sqft of a house to be 2,025, though wall areas and insulation amounts vary greatly by building.
86 | 2023 | Residential | Envelope | Finished Roof | Spray Foam (Closed Cell) |  | Finished Roof Spray Foam (Closed Cell) | 2023$/sqft | Finished Roof |  | 0.23021 | 0.33116 | 0.68039 | R-value | ft2*degF*h/Btu | 5.5 | 6 | 42 | 42 | 0 | 0 | 0 | Square Feet | ft2 | 0 | 900 | 0 | 0 | 4.4e-06 | 0.034119 | -0.0033682 | 900 | Square Feet | ft2 | 1243.1628 | 1818.9735 | 3671.0665 | 1.1367 | 1.2849 | 0 | 0 | 1413.0777 | 2067.59 | 4172.8262 | 1597.3922 | 2337.2756 | 4717.1079 | 2030 | Reference | 999 | Prevailing local wages, Drive time, Local code requirements, Roof slope, Access, Presence/condition/type of existing insulation, Existing construction and materials, Moisture issues present, Moisture issues present, Condition of existing electrical system, Presence of hazardous materials | 3 | 274 | 0.3875 | 2023 | Assumes for the reference case that raw material prices will increase over the coming decades. Assumed for the advanced case that energy dependency will move away from oil and gas causing a higher supply of raw materials used to make insulation which will lower the material costs. Typical costs assume a wall area of 900 sq ft as an example based on average sqft of a house to be 2,025, though wall areas and insulation amounts vary greatly by building.
86 | 2023 | Residential | Envelope | Finished Roof | Spray Foam (Closed Cell) |  | Finished Roof Spray Foam (Closed Cell) | 2023$/sqft | Finished Roof |  | 0.24173 | 0.34772 | 0.71441 | R-value | ft2*degF*h/Btu | 5.5 | 6 | 42 | 42 | 0 | 0 | 0 | Square Feet | ft2 | 0 | 900 | 0 | 0 | 4.62e-06 | 0.035825 | -0.0035366 | 900 | Square Feet | ft2 | 1305.3209 | 1909.9222 | 3854.6198 | 1.1367 | 1.2849 | 0 | 0 | 1483.7316 | 2170.9695 | 4381.4675 | 1677.2618 | 2454.1394 | 4952.9633 | 2035 | Reference | 999 | Prevailing local wages, Drive time, Local code requirements, Roof slope, Access, Presence/condition/type of existing insulation, Existing construction and materials, Moisture issues present, Moisture issues present, Condition of existing electrical system, Presence of hazardous materials | 3 | 274 | 0.3875 | 2023 | Assumes for the reference case that raw material prices will increase over the coming decades. Assumed for the advanced case that energy dependency will move away from oil and gas causing a higher supply of raw materials used to make insulation which will lower the material costs. Typical costs assume a wall area of 900 sq ft as an example based on average sqft of a house to be 2,025, though wall areas and insulation amounts vary greatly by building.
86 | 2023 | Residential | Envelope | Finished Roof | Spray Foam (Closed Cell) |  | Finished Roof Spray Foam (Closed Cell) | 2023$/sqft | Finished Roof |  | 0.25324 | 0.36428 | 0.74843 | R-value | ft2*degF*h/Btu | 5.5 | 6 | 42 | 42 | 0 | 0 | 0 | Square Feet | ft2 | 0 | 900 | 0 | 0 | 4.84e-06 | 0.037531 | -0.003705 | 900 | Square Feet | ft2 | 1367.4791 | 2000.8709 | 4038.1732 | 1.1367 | 1.2849 | 0 | 0 | 1554.3855 | 2274.349 | 4590.1088 | 1757.1314 | 2571.0032 | 5188.8187 | 2040 | Reference | 999 | Prevailing local wages, Drive time, Local code requirements, Roof slope, Access, Presence/condition/type of existing insulation, Existing construction and materials, Moisture issues present, Moisture issues present, Condition of existing electrical system, Presence of hazardous materials | 3 | 274 | 0.3875 | 2023 | Assumes for the reference case that raw material prices will increase over the coming decades. Assumed for the advanced case that energy dependency will move away from oil and gas causing a higher supply of raw materials used to make insulation which will lower the material costs. Typical costs assume a wall area of 900 sq ft as an example based on average sqft of a house to be 2,025, though wall areas and insulation amounts vary greatly by building.
86 | 2023 | Residential | Envelope | Finished Roof | Spray Foam (Closed Cell) |  | Finished Roof Spray Foam (Closed Cell) | 2023$/sqft | Finished Roof |  | 0.25873 | 0.37218 | 0.76466 | R-value | ft2*degF*h/Btu | 5.5 | 6 | 42 | 42 | 0 | 0 | 0 | Square Feet | ft2 | 0 | 900 | 0 | 0 | 4.945e-06 | 0.038345 | -0.0037854 | 900 | Square Feet | ft2 | 1397.1455 | 2044.2782 | 4125.7782 | 1.1367 | 1.2849 | 0 | 0 | 1588.1067 | 2323.6892 | 4689.6876 | 1795.251 | 2626.7791 | 5301.386 | 2045 | Reference | 999 | Prevailing local wages, Drive time, Local code requirements, Roof slope, Access, Presence/condition/type of existing insulation, Existing construction and materials, Moisture issues present, Moisture issues present, Condition of existing electrical system, Presence of hazardous materials | 3 | 274 | 0.3875 | 2023 | Assumes for the reference case that raw material prices will increase over the coming decades. Assumed for the advanced case that energy dependency will move away from oil and gas causing a higher supply of raw materials used to make insulation which will lower the material costs. Typical costs assume a wall area of 900 sq ft as an example based on average sqft of a house to be 2,025, though wall areas and insulation amounts vary greatly by building.
86 | 2023 | Residential | Envelope | Finished Roof | Spray Foam (Closed Cell) |  | Finished Roof Spray Foam (Closed Cell) | 2023$/sqft | Finished Roof |  | 0.26422 | 0.38008 | 0.7809 | R-value | ft2*degF*h/Btu | 5.5 | 6 | 42 | 42 | 0 | 0 | 0 | Square Feet | ft2 | 0 | 900 | 0 | 0 | 5.05e-06 | 0.039159 | -0.0038658 | 900 | Square Feet | ft2 | 1426.8119 | 2087.6855 | 4213.3832 | 1.1367 | 1.2849 | 0 | 0 | 1621.8278 | 2373.0294 | 4789.2664 | 1833.3706 | 2682.555 | 5413.9533 | 2050 | Reference | 999 | Prevailing local wages, Drive time, Local code requirements, Roof slope, Access, Presence/condition/type of existing insulation, Existing construction and materials, Moisture issues present, Moisture issues present, Condition of existing electrical system, Presence of hazardous materials | 3 | 274 | 0.3875 | 2023 | Assumes for the reference case that raw material prices will increase over the coming decades. Assumed for the advanced case that energy dependency will move away from oil and gas causing a higher supply of raw materials used to make insulation which will lower the material costs. Typical costs assume a wall area of 900 sq ft as an example based on average sqft of a house to be 2,025, though wall areas and insulation amounts vary greatly by building.
86 | 2023 | Residential | Envelope | Finished Roof | Spray Foam (Closed Cell) |  | Finished Roof Spray Foam (Closed Cell) | 2023$/sqft | Finished Roof |  | 0.20929 | 0.30106 | 0.61853 | R-value | ft2*degF*h/Btu | 5.5 | 6 | 42 | 42 | 0 | 0 | 0 | Square Feet | ft2 | 0 | 900 | 0 | 0 | 4e-06 | 0.031017 | -0.003062 | 900 | Square Feet | ft2 | 1130.148 | 1653.6123 | 3337.3332 | 1.1367 | 1.2849 | 0 | 0 | 1284.6161 | 1879.6273 | 3793.4784 | 1452.1747 | 2124.796 | 4288.2799 | 2023 | Intermediate | 999 | Prevailing local wages, Drive time, Local code requirements, Roof slope, Access, Presence/condition/type of existing insulation, Existing construction and materials, Moisture issues present, Moisture issues present, Condition of existing electrical system, Presence of hazardous materials | 3 | 274 | 0.3875 | 2023 | Assumes for the reference case that raw material prices will increase over the coming decades. Assumed for the advanced case that energy dependency will move away from oil and gas causing a higher supply of raw materials used to make insulation which will lower the material costs. Typical costs assume a wall area of 900 sq ft as an example based on average sqft of a house to be 2,025, though wall areas and insulation amounts vary greatly by building.
86 | 2023 | Residential | Envelope | Finished Roof | Spray Foam (Closed Cell) |  | Finished Roof Spray Foam (Closed Cell) | 2023$/sqft | Finished Roof |  | 0.20929 | 0.30106 | 0.61853 | R-value | ft2*degF*h/Btu | 5.5 | 6 | 42 | 42 | 0 | 0 | 0 | Square Feet | ft2 | 0 | 900 | 0 | 0 | 4e-06 | 0.031017 | -0.003062 | 900 | Square Feet | ft2 | 1130.148 | 1653.6123 | 3337.3332 | 1.1367 | 1.2849 | 0 | 0 | 1284.6161 | 1879.6273 | 3793.4784 | 1452.1747 | 2124.796 | 4288.2799 | 2030 | Intermediate | 999 | Prevailing local wages, Drive time, Local code requirements, Roof slope, Access, Presence/condition/type of existing insulation, Existing construction and materials, Moisture issues present, Moisture issues present, Condition of existing electrical system, Presence of hazardous materials | 3 | 274 | 0.3875 | 2023 | Assumes for the reference case that raw material prices will increase over the coming decades. Assumed for the advanced case that energy dependency will move away from oil and gas causing a higher supply of raw materials used to make insulation which will lower the material costs. Typical costs assume a wall area of 900 sq ft as an example based on average sqft of a house to be 2,025, though wall areas and insulation amounts vary greatly by building.
86 | 2023 | Residential | Envelope | Finished Roof | Spray Foam (Closed Cell) |  | Finished Roof Spray Foam (Closed Cell) | 2023$/sqft | Finished Roof |  | 0.21033 | 0.30256 | 0.62163 | R-value | ft2*degF*h/Btu | 5.5 | 6 | 42 | 42 | 0 | 0 | 0 | Square Feet | ft2 | 0 | 900 | 0 | 0 | 4.02e-06 | 0.031172 | -0.0030773 | 900 | Square Feet | ft2 | 1135.7987 | 1661.8804 | 3354.0199 | 1.1367 | 1.2849 | 0 | 0 | 1291.0392 | 1889.0254 | 3812.4457 | 1459.4356 | 2135.42 | 4309.7213 | 2035 | Intermediate | 999 | Prevailing local wages, Drive time, Local code requirements, Roof slope, Access, Presence/condition/type of existing insulation, Existing construction and materials, Moisture issues present, Moisture issues present, Condition of existing electrical system, Presence of hazardous materials | 3 | 274 | 0.3875 | 2023 | Assumes for the reference case that raw material prices will increase over the coming decades. Assumed for the advanced case that energy dependency will move away from oil and gas causing a higher supply of raw materials used to make insulation which will lower the material costs. Typical costs assume a wall area of 900 sq ft as an example based on average sqft of a house to be 2,025, though wall areas and insulation amounts vary greatly by building.
86 | 2023 | Residential | Envelope | Finished Roof | Spray Foam (Closed Cell) |  | Finished Roof Spray Foam (Closed Cell) | 2023$/sqft | Finished Roof |  | 0.21138 | 0.30407 | 0.62472 | R-value | ft2*degF*h/Btu | 5.5 | 6 | 42 | 42 | 0 | 0 | 0 | Square Feet | ft2 | 0 | 900 | 0 | 0 | 4.04e-06 | 0.031327 | -0.0030926 | 900 | Square Feet | ft2 | 1141.4495 | 1670.1484 | 3370.7065 | 1.1367 | 1.2849 | 0 | 0 | 1297.4623 | 1898.4235 | 3831.4131 | 1466.6965 | 2146.044 | 4331.1627 | 2040 | Intermediate | 999 | Prevailing local wages, Drive time, Local code requirements, Roof slope, Access, Presence/condition/type of existing insulation, Existing construction and materials, Moisture issues present, Moisture issues present, Condition of existing electrical system, Presence of hazardous materials | 3 | 274 | 0.3875 | 2023 | Assumes for the reference case that raw material prices will increase over the coming decades. Assumed for the advanced case that energy dependency will move away from oil and gas causing a higher supply of raw materials used to make insulation which will lower the material costs. Typical costs assume a wall area of 900 sq ft as an example based on average sqft of a house to be 2,025, though wall areas and insulation amounts vary greatly by building.
86 | 2023 | Residential | Envelope | Finished Roof | Spray Foam (Closed Cell) |  | Finished Roof Spray Foam (Closed Cell) | 2023$/sqft | Finished Roof |  | 0.20989 | 0.30192 | 0.62031 | R-value | ft2*degF*h/Btu | 5.5 | 6 | 42 | 42 | 0 | 0 | 0 | Square Feet | ft2 | 0 | 900 | 0 | 0 | 4.0115e-06 | 0.031106 | -0.0030708 | 900 | Square Feet | ft2 | 1133.3972 | 1658.3664 | 3346.928 | 1.1367 | 1.2849 | 0 | 0 | 1288.3094 | 1885.0312 | 3804.3846 | 1456.3497 | 2130.9048 | 4300.6087 | 2045 | Intermediate | 999 | Prevailing local wages, Drive time, Local code requirements, Roof slope, Access, Presence/condition/type of existing insulation, Existing construction and materials, Moisture issues present, Moisture issues present, Condition of existing electrical system, Presence of hazardous materials | 3 | 274 | 0.3875 | 2023 | Assumes for the reference case that raw material prices will increase over the coming decades. Assumed for the advanced case that energy dependency will move away from oil and gas causing a higher supply of raw materials used to make insulation which will lower the material costs. Typical costs assume a wall area of 900 sq ft as an example based on average sqft of a house to be 2,025, though wall areas and insulation amounts vary greatly by building.
86 | 2023 | Residential | Envelope | Finished Roof | Spray Foam (Closed Cell) |  | Finished Roof Spray Foam (Closed Cell) | 2023$/sqft | Finished Roof |  | 0.2084 | 0.29978 | 0.61591 | R-value | ft2*degF*h/Btu | 5.5 | 6 | 42 | 42 | 0 | 0 | 0 | Square Feet | ft2 | 0 | 900 | 0 | 0 | 3.983e-06 | 0.030885 | -0.003049 | 900 | Square Feet | ft2 | 1125.3449 | 1646.5844 | 3323.1495 | 1.1367 | 1.2849 | 0 | 0 | 1279.1565 | 1871.6388 | 3777.3561 | 1446.003 | 2115.7657 | 4270.0547 | 2050 | Intermediate | 999 | Prevailing local wages, Drive time, Local code requirements, Roof slope, Access, Presence/condition/type of existing insulation, Existing construction and materials, Moisture issues present, Moisture issues present, Condition of existing electrical system, Presence of hazardous materials | 3 | 274 | 0.3875 | 2023 | Assumes for the reference case that raw material prices will increase over the coming decades. Assumed for the advanced case that energy dependency will move away from oil and gas causing a higher supply of raw materials used to make insulation which will lower the material costs. Typical costs assume a wall area of 900 sq ft as an example based on average sqft of a house to be 2,025, though wall areas and insulation amounts vary greatly by building.
86 | 2023 | Residential | Envelope | Finished Roof | Spray Foam (Closed Cell) |  | Finished Roof Spray Foam (Closed Cell) | 2023$/sqft | Finished Roof |  | 0.20929 | 0.30106 | 0.61853 | R-value | ft2*degF*h/Btu | 5.5 | 6 | 42 | 42 | 0 | 0 | 0 | Square Feet | ft2 | 0 | 900 | 0 | 0 | 4e-06 | 0.031017 | -0.003062 | 900 | Square Feet | ft2 | 1130.148 | 1653.6123 | 3337.3332 | 1.1367 | 1.2849 | 0 | 0 | 1284.6161 | 1879.6273 | 3793.4784 | 1452.1747 | 2124.796 | 4288.2799 | 2023 | Advanced | 999 | Prevailing local wages, Drive time, Local code requirements, Roof slope, Access, Presence/condition/type of existing insulation, Existing construction and materials, Moisture issues present, Moisture issues present, Condition of existing electrical system, Presence of hazardous materials | 3 | 274 | 0.3875 | 2023 | Assumes for the reference case that raw material prices will increase over the coming decades. Assumed for the advanced case that energy dependency will move away from oil and gas causing a higher supply of raw materials used to make insulation which will lower the material costs. Typical costs assume a wall area of 900 sq ft as an example based on average sqft of a house to be 2,025, though wall areas and insulation amounts vary greatly by building.
86 | 2023 | Residential | Envelope | Finished Roof | Spray Foam (Closed Cell) |  | Finished Roof Spray Foam (Closed Cell) | 2023$/sqft | Finished Roof |  | 0.18836 | 0.27095 | 0.55668 | R-value | ft2*degF*h/Btu | 5.5 | 6 | 42 | 42 | 0 | 0 | 0 | Square Feet | ft2 | 0 | 900 | 0 | 0 | 3.6e-06 | 0.027915 | -0.0027558 | 900 | Square Feet | ft2 | 1017.1332 | 1488.2511 | 3003.5999 | 1.1367 | 1.2849 | 0 | 0 | 1156.1545 | 1691.6645 | 3414.1305 | 1306.9573 | 1912.3164 | 3859.4519 | 2030 | Advanced | 999 | Prevailing local wages, Drive time, Local code requirements, Roof slope, Access, Presence/condition/type of existing insulation, Existing construction and materials, Moisture issues present, Moisture issues present, Condition of existing electrical system, Presence of hazardous materials | 3 | 274 | 0.3875 | 2023 | Assumes for the reference case that raw material prices will increase over the coming decades. Assumed for the advanced case that energy dependency will move away from oil and gas causing a higher supply of raw materials used to make insulation which will lower the material costs. Typical costs assume a wall area of 900 sq ft as an example based on average sqft of a house to be 2,025, though wall areas and insulation amounts vary greatly by building.
86 | 2023 | Residential | Envelope | Finished Roof | Spray Foam (Closed Cell) |  | Finished Roof Spray Foam (Closed Cell) | 2023$/sqft | Finished Roof |  | 0.17894 | 0.2574 | 0.52885 | R-value | ft2*degF*h/Btu | 5.5 | 6 | 42 | 42 | 0 | 0 | 0 | Square Feet | ft2 | 0 | 900 | 0 | 0 | 3.42e-06 | 0.02652 | -0.002618 | 900 | Square Feet | ft2 | 966.2765 | 1413.8385 | 2853.4199 | 1.1367 | 1.2849 | 0 | 0 | 1098.3468 | 1607.0813 | 3243.424 | 1241.6094 | 1816.7006 | 3666.4793 | 2035 | Advanced | 999 | Prevailing local wages, Drive time, Local code requirements, Roof slope, Access, Presence/condition/type of existing insulation, Existing construction and materials, Moisture issues present, Moisture issues present, Condition of existing electrical system, Presence of hazardous materials | 3 | 274 | 0.3875 | 2023 | Assumes for the reference case that raw material prices will increase over the coming decades. Assumed for the advanced case that energy dependency will move away from oil and gas causing a higher supply of raw materials used to make insulation which will lower the material costs. Typical costs assume a wall area of 900 sq ft as an example based on average sqft of a house to be 2,025, though wall areas and insulation amounts vary greatly by building.
86 | 2023 | Residential | Envelope | Finished Roof | Spray Foam (Closed Cell) |  | Finished Roof Spray Foam (Closed Cell) | 2023$/sqft | Finished Roof |  | 0.16952 | 0.24385 | 0.50101 | R-value | ft2*degF*h/Btu | 5.5 | 6 | 42 | 42 | 0 | 0 | 0 | Square Feet | ft2 | 0 | 900 | 0 | 0 | 3.24e-06 | 0.025124 | -0.0024802 | 900 | Square Feet | ft2 | 915.4199 | 1339.426 | 2703.2399 | 1.1367 | 1.2849 | 0 | 0 | 1040.539 | 1522.4981 | 3072.7175 | 1176.2615 | 1721.0848 | 3473.5067 | 2040 | Advanced | 999 | Prevailing local wages, Drive time, Local code requirements, Roof slope, Access, Presence/condition/type of existing insulation, Existing construction and materials, Moisture issues present, Moisture issues present, Condition of existing electrical system, Presence of hazardous materials | 3 | 274 | 0.3875 | 2023 | Assumes for the reference case that raw material prices will increase over the coming decades. Assumed for the advanced case that energy dependency will move away from oil and gas causing a higher supply of raw materials used to make insulation which will lower the material costs. Typical costs assume a wall area of 900 sq ft as an example based on average sqft of a house to be 2,025, though wall areas and insulation amounts vary greatly by building.
86 | 2023 | Residential | Envelope | Finished Roof | Spray Foam (Closed Cell) |  | Finished Roof Spray Foam (Closed Cell) | 2023$/sqft | Finished Roof |  | 0.16105 | 0.23166 | 0.47596 | R-value | ft2*degF*h/Btu | 5.5 | 6 | 42 | 42 | 0 | 0 | 0 | Square Feet | ft2 | 0 | 900 | 0 | 0 | 3.078e-06 | 0.023868 | -0.0023562 | 900 | Square Feet | ft2 | 869.6489 | 1272.4547 | 2568.0779 | 1.1367 | 1.2849 | 0 | 0 | 988.5121 | 1446.3732 | 2919.0816 | 1117.4485 | 1635.0306 | 3299.8314 | 2045 | Advanced | 999 | Prevailing local wages, Drive time, Local code requirements, Roof slope, Access, Presence/condition/type of existing insulation, Existing construction and materials, Moisture issues present, Moisture issues present, Condition of existing electrical system, Presence of hazardous materials | 3 | 274 | 0.3875 | 2023 | Assumes for the reference case that raw material prices will increase over the coming decades. Assumed for the advanced case that energy dependency will move away from oil and gas causing a higher supply of raw materials used to make insulation which will lower the material costs. Typical costs assume a wall area of 900 sq ft as an example based on average sqft of a house to be 2,025, though wall areas and insulation amounts vary greatly by building.
86 | 2023 | Residential | Envelope | Finished Roof | Spray Foam (Closed Cell) |  | Finished Roof Spray Foam (Closed Cell) | 2023$/sqft | Finished Roof |  | 0.15257 | 0.21947 | 0.45091 | R-value | ft2*degF*h/Btu | 5.5 | 6 | 42 | 42 | 0 | 0 | 0 | Square Feet | ft2 | 0 | 900 | 0 | 0 | 2.916e-06 | 0.022611 | -0.0022322 | 900 | Square Feet | ft2 | 823.8779 | 1205.4834 | 2432.9159 | 1.1367 | 1.2849 | 0 | 0 | 936.4851 | 1370.2483 | 2765.4457 | 1058.6354 | 1548.9763 | 3126.156 | 2050 | Advanced | 999 | Prevailing local wages, Drive time, Local code requirements, Roof slope, Access, Presence/condition/type of existing insulation, Existing construction and materials, Moisture issues present, Moisture issues present, Condition of existing electrical system, Presence of hazardous materials | 3 | 274 | 0.3875 | 2023 | Assumes for the reference case that raw material prices will increase over the coming decades. Assumed for the advanced case that energy dependency will move away from oil and gas causing a higher supply of raw materials used to make insulation which will lower the material costs. Typical costs assume a wall area of 900 sq ft as an example based on average sqft of a house to be 2,025, though wall areas and insulation amounts vary greatly by building.
87 | 2023 | Residential | Envelope | Finished Roof | Spray Foam (Open Cell) |  | Finished Roof Spray Foam (Open Cell) | 2023$/sqft | Finished Roof |  | 0.14643 | 0.27345 | 0.42841 | R-value | ft2*degF*h/Btu | 3.7 | 6 | 25.8 | 25.8 | 0 | 0 | 0 | Square Feet | ft2 | 0 | 900 | 0 | 0 | 4e-06 | 0.031017 | -0.003062 | 900 | Square Feet | ft2 | 790.7094 | 1504.5453 | 2310.6582 | 1.1367 | 1.2853 | 0 | 0 | 898.7832 | 1710.1859 | 2626.4779 | 1016.3335 | 1933.8581 | 2969.9904 | 2023 | Reference | 999 | Prevailing local wages, Drive time, Local code requirements, Roof slope, Access, Presence/condition/type of existing insulation, Existing construction and materials, Moisture issues present, Moisture issues present, Condition of existing electrical system, Presence of hazardous materials | 3 | 80 | 0.4672 | 2023 | Assumes for the reference case that raw material prices will increase over the coming decades. Assumed for the advanced case that energy dependency will move away from oil and gas causing a higher supply of raw materials used to make insulation which will lower the material costs. Typical costs assume a wall area of 900 sq ft as an example based on average sqft of a house to be 2,025, though wall areas and insulation amounts vary greatly by building.
87 | 2023 | Residential | Envelope | Finished Roof | Spray Foam (Open Cell) |  | Finished Roof Spray Foam (Open Cell) | 2023$/sqft | Finished Roof |  | 0.16107 | 0.3008 | 0.47125 | R-value | ft2*degF*h/Btu | 3.7 | 6 | 25.8 | 25.8 | 0 | 0 | 0 | Square Feet | ft2 | 0 | 900 | 0 | 0 | 4.4e-06 | 0.034119 | -0.0033682 | 900 | Square Feet | ft2 | 869.7803 | 1654.9998 | 2541.724 | 1.1367 | 1.2853 | 0 | 0 | 988.6615 | 1881.2044 | 2889.1257 | 1117.9668 | 2127.2439 | 3266.9894 | 2030 | Reference | 999 | Prevailing local wages, Drive time, Local code requirements, Roof slope, Access, Presence/condition/type of existing insulation, Existing construction and materials, Moisture issues present, Moisture issues present, Condition of existing electrical system, Presence of hazardous materials | 3 | 80 | 0.4672 | 2023 | Assumes for the reference case that raw material prices will increase over the coming decades. Assumed for the advanced case that energy dependency will move away from oil and gas causing a higher supply of raw materials used to make insulation which will lower the material costs. Typical costs assume a wall area of 900 sq ft as an example based on average sqft of a house to be 2,025, though wall areas and insulation amounts vary greatly by building.
87 | 2023 | Residential | Envelope | Finished Roof | Spray Foam (Open Cell) |  | Finished Roof Spray Foam (Open Cell) | 2023$/sqft | Finished Roof |  | 0.16912 | 0.31583 | 0.49481 | R-value | ft2*degF*h/Btu | 3.7 | 6 | 25.8 | 25.8 | 0 | 0 | 0 | Square Feet | ft2 | 0 | 900 | 0 | 0 | 4.62e-06 | 0.035825 | -0.0035366 | 900 | Square Feet | ft2 | 913.2694 | 1737.7498 | 2668.8102 | 1.1367 | 1.2853 | 0 | 0 | 1038.0946 | 1975.2647 | 3033.582 | 1173.8652 | 2233.6061 | 3430.3389 | 2035 | Reference | 999 | Prevailing local wages, Drive time, Local code requirements, Roof slope, Access, Presence/condition/type of existing insulation, Existing construction and materials, Moisture issues present, Moisture issues present, Condition of existing electrical system, Presence of hazardous materials | 3 | 80 | 0.4672 | 2023 | Assumes for the reference case that raw material prices will increase over the coming decades. Assumed for the advanced case that energy dependency will move away from oil and gas causing a higher supply of raw materials used to make insulation which will lower the material costs. Typical costs assume a wall area of 900 sq ft as an example based on average sqft of a house to be 2,025, though wall areas and insulation amounts vary greatly by building.
87 | 2023 | Residential | Envelope | Finished Roof | Spray Foam (Open Cell) |  | Finished Roof Spray Foam (Open Cell) | 2023$/sqft | Finished Roof |  | 0.17718 | 0.33087 | 0.51838 | R-value | ft2*degF*h/Btu | 3.7 | 6 | 25.8 | 25.8 | 0 | 0 | 0 | Square Feet | ft2 | 0 | 900 | 0 | 0 | 4.84e-06 | 0.037531 | -0.003705 | 900 | Square Feet | ft2 | 956.7584 | 1820.4998 | 2795.8964 | 1.1367 | 1.2853 | 0 | 0 | 1087.5277 | 2069.3249 | 3178.0382 | 1229.7635 | 2339.9683 | 3593.6884 | 2040 | Reference | 999 | Prevailing local wages, Drive time, Local code requirements, Roof slope, Access, Presence/condition/type of existing insulation, Existing construction and materials, Moisture issues present, Moisture issues present, Condition of existing electrical system, Presence of hazardous materials | 3 | 80 | 0.4672 | 2023 | Assumes for the reference case that raw material prices will increase over the coming decades. Assumed for the advanced case that energy dependency will move away from oil and gas causing a higher supply of raw materials used to make insulation which will lower the material costs. Typical costs assume a wall area of 900 sq ft as an example based on average sqft of a house to be 2,025, though wall areas and insulation amounts vary greatly by building.
87 | 2023 | Residential | Envelope | Finished Roof | Spray Foam (Open Cell) |  | Finished Roof Spray Foam (Open Cell) | 2023$/sqft | Finished Roof |  | 0.18102 | 0.33805 | 0.52962 | R-value | ft2*degF*h/Btu | 3.7 | 6 | 25.8 | 25.8 | 0 | 0 | 0 | Square Feet | ft2 | 0 | 900 | 0 | 0 | 4.945e-06 | 0.038345 | -0.0037854 | 900 | Square Feet | ft2 | 977.5145 | 1859.9941 | 2856.5512 | 1.1367 | 1.2853 | 0 | 0 | 1111.1207 | 2114.2173 | 3246.9833 | 1256.4423 | 2390.7321 | 3671.6506 | 2045 | Reference | 999 | Prevailing local wages, Drive time, Local code requirements, Roof slope, Access, Presence/condition/type of existing insulation, Existing construction and materials, Moisture issues present, Moisture issues present, Condition of existing electrical system, Presence of hazardous materials | 3 | 80 | 0.4672 | 2023 | Assumes for the reference case that raw material prices will increase over the coming decades. Assumed for the advanced case that energy dependency will move away from oil and gas causing a higher supply of raw materials used to make insulation which will lower the material costs. Typical costs assume a wall area of 900 sq ft as an example based on average sqft of a house to be 2,025, though wall areas and insulation amounts vary greatly by building.
87 | 2023 | Residential | Envelope | Finished Roof | Spray Foam (Open Cell) |  | Finished Roof Spray Foam (Open Cell) | 2023$/sqft | Finished Roof |  | 0.18486 | 0.34523 | 0.54087 | R-value | ft2*degF*h/Btu | 3.7 | 6 | 25.8 | 25.8 | 0 | 0 | 0 | Square Feet | ft2 | 0 | 900 | 0 | 0 | 5.05e-06 | 0.039159 | -0.0038658 | 900 | Square Feet | ft2 | 998.2706 | 1899.4884 | 2917.206 | 1.1367 | 1.2853 | 0 | 0 | 1134.7138 | 2159.1096 | 3315.9283 | 1283.121 | 2441.4958 | 3749.6129 | 2050 | Reference | 999 | Prevailing local wages, Drive time, Local code requirements, Roof slope, Access, Presence/condition/type of existing insulation, Existing construction and materials, Moisture issues present, Moisture issues present, Condition of existing electrical system, Presence of hazardous materials | 3 | 80 | 0.4672 | 2023 | Assumes for the reference case that raw material prices will increase over the coming decades. Assumed for the advanced case that energy dependency will move away from oil and gas causing a higher supply of raw materials used to make insulation which will lower the material costs. Typical costs assume a wall area of 900 sq ft as an example based on average sqft of a house to be 2,025, though wall areas and insulation amounts vary greatly by building.
87 | 2023 | Residential | Envelope | Finished Roof | Spray Foam (Open Cell) |  | Finished Roof Spray Foam (Open Cell) | 2023$/sqft | Finished Roof |  | 0.14643 | 0.27345 | 0.42841 | R-value | ft2*degF*h/Btu | 3.7 | 6 | 25.8 | 25.8 | 0 | 0 | 0 | Square Feet | ft2 | 0 | 900 | 0 | 0 | 4e-06 | 0.031017 | -0.003062 | 900 | Square Feet | ft2 | 790.7094 | 1504.5453 | 2310.6582 | 1.1367 | 1.2853 | 0 | 0 | 898.7832 | 1710.1859 | 2626.4779 | 1016.3335 | 1933.8581 | 2969.9904 | 2023 | Intermediate | 999 | Prevailing local wages, Drive time, Local code requirements, Roof slope, Access, Presence/condition/type of existing insulation, Existing construction and materials, Moisture issues present, Moisture issues present, Condition of existing electrical system, Presence of hazardous materials | 3 | 80 | 0.4672 | 2023 | Assumes for the reference case that raw material prices will increase over the coming decades. Assumed for the advanced case that energy dependency will move away from oil and gas causing a higher supply of raw materials used to make insulation which will lower the material costs. Typical costs assume a wall area of 900 sq ft as an example based on average sqft of a house to be 2,025, though wall areas and insulation amounts vary greatly by building.
87 | 2023 | Residential | Envelope | Finished Roof | Spray Foam (Open Cell) |  | Finished Roof Spray Foam (Open Cell) | 2023$/sqft | Finished Roof |  | 0.14643 | 0.27345 | 0.42841 | R-value | ft2*degF*h/Btu | 3.7 | 6 | 25.8 | 25.8 | 0 | 0 | 0 | Square Feet | ft2 | 0 | 900 | 0 | 0 | 4e-06 | 0.031017 | -0.003062 | 900 | Square Feet | ft2 | 790.7094 | 1504.5453 | 2310.6582 | 1.1367 | 1.2853 | 0 | 0 | 898.7832 | 1710.1859 | 2626.4779 | 1016.3335 | 1933.8581 | 2969.9904 | 2030 | Intermediate | 999 | Prevailing local wages, Drive time, Local code requirements, Roof slope, Access, Presence/condition/type of existing insulation, Existing construction and materials, Moisture issues present, Moisture issues present, Condition of existing electrical system, Presence of hazardous materials | 3 | 80 | 0.4672 | 2023 | Assumes for the reference case that raw material prices will increase over the coming decades. Assumed for the advanced case that energy dependency will move away from oil and gas causing a higher supply of raw materials used to make insulation which will lower the material costs. Typical costs assume a wall area of 900 sq ft as an example based on average sqft of a house to be 2,025, though wall areas and insulation amounts vary greatly by building.
87 | 2023 | Residential | Envelope | Finished Roof | Spray Foam (Open Cell) |  | Finished Roof Spray Foam (Open Cell) | 2023$/sqft | Finished Roof |  | 0.14716 | 0.27482 | 0.43055 | R-value | ft2*degF*h/Btu | 3.7 | 6 | 25.8 | 25.8 | 0 | 0 | 0 | Square Feet | ft2 | 0 | 900 | 0 | 0 | 4.02e-06 | 0.031172 | -0.0030773 | 900 | Square Feet | ft2 | 794.6629 | 1512.068 | 2322.2115 | 1.1367 | 1.2853 | 0 | 0 | 903.2771 | 1718.7368 | 2639.6103 | 1021.4152 | 1943.5274 | 2984.8403 | 2035 | Intermediate | 999 | Prevailing local wages, Drive time, Local code requirements, Roof slope, Access, Presence/condition/type of existing insulation, Existing construction and materials, Moisture issues present, Moisture issues present, Condition of existing electrical system, Presence of hazardous materials | 3 | 80 | 0.4672 | 2023 | Assumes for the reference case that raw material prices will increase over the coming decades. Assumed for the advanced case that energy dependency will move away from oil and gas causing a higher supply of raw materials used to make insulation which will lower the material costs. Typical costs assume a wall area of 900 sq ft as an example based on average sqft of a house to be 2,025, though wall areas and insulation amounts vary greatly by building.
87 | 2023 | Residential | Envelope | Finished Roof | Spray Foam (Open Cell) |  | Finished Roof Spray Foam (Open Cell) | 2023$/sqft | Finished Roof |  | 0.14789 | 0.27618 | 0.43269 | R-value | ft2*degF*h/Btu | 3.7 | 6 | 25.8 | 25.8 | 0 | 0 | 0 | Square Feet | ft2 | 0 | 900 | 0 | 0 | 4.04e-06 | 0.031327 | -0.0030926 | 900 | Square Feet | ft2 | 798.6165 | 1519.5908 | 2333.7648 | 1.1367 | 1.2853 | 0 | 0 | 907.771 | 1727.2877 | 2652.7427 | 1026.4968 | 1953.1967 | 2999.6903 | 2040 | Intermediate | 999 | Prevailing local wages, Drive time, Local code requirements, Roof slope, Access, Presence/condition/type of existing insulation, Existing construction and materials, Moisture issues present, Moisture issues present, Condition of existing electrical system, Presence of hazardous materials | 3 | 80 | 0.4672 | 2023 | Assumes for the reference case that raw material prices will increase over the coming decades. Assumed for the advanced case that energy dependency will move away from oil and gas causing a higher supply of raw materials used to make insulation which will lower the material costs. Typical costs assume a wall area of 900 sq ft as an example based on average sqft of a house to be 2,025, though wall areas and insulation amounts vary greatly by building.
87 | 2023 | Residential | Envelope | Finished Roof | Spray Foam (Open Cell) |  | Finished Roof Spray Foam (Open Cell) | 2023$/sqft | Finished Roof |  | 0.14685 | 0.27424 | 0.42964 | R-value | ft2*degF*h/Btu | 3.7 | 6 | 25.8 | 25.8 | 0 | 0 | 0 | Square Feet | ft2 | 0 | 900 | 0 | 0 | 4.0115e-06 | 0.031106 | -0.0030708 | 900 | Square Feet | ft2 | 792.9827 | 1508.8709 | 2317.3013 | 1.1367 | 1.2853 | 0 | 0 | 901.3672 | 1715.1026 | 2634.029 | 1019.2554 | 1939.4179 | 2978.5291 | 2045 | Intermediate | 999 | Prevailing local wages, Drive time, Local code requirements, Roof slope, Access, Presence/condition/type of existing insulation, Existing construction and materials, Moisture issues present, Moisture issues present, Condition of existing electrical system, Presence of hazardous materials | 3 | 80 | 0.4672 | 2023 | Assumes for the reference case that raw material prices will increase over the coming decades. Assumed for the advanced case that energy dependency will move away from oil and gas causing a higher supply of raw materials used to make insulation which will lower the material costs. Typical costs assume a wall area of 900 sq ft as an example based on average sqft of a house to be 2,025, though wall areas and insulation amounts vary greatly by building.
87 | 2023 | Residential | Envelope | Finished Roof | Spray Foam (Open Cell) |  | Finished Roof Spray Foam (Open Cell) | 2023$/sqft | Finished Roof |  | 0.1458 | 0.27229 | 0.42659 | R-value | ft2*degF*h/Btu | 3.7 | 6 | 25.8 | 25.8 | 0 | 0 | 0 | Square Feet | ft2 | 0 | 900 | 0 | 0 | 3.983e-06 | 0.030885 | -0.003049 | 900 | Square Feet | ft2 | 787.3489 | 1498.151 | 2300.8379 | 1.1367 | 1.2853 | 0 | 0 | 894.9634 | 1702.9176 | 2615.3154 | 1012.0141 | 1925.6392 | 2957.3679 | 2050 | Intermediate | 999 | Prevailing local wages, Drive time, Local code requirements, Roof slope, Access, Presence/condition/type of existing insulation, Existing construction and materials, Moisture issues present, Moisture issues present, Condition of existing electrical system, Presence of hazardous materials | 3 | 80 | 0.4672 | 2023 | Assumes for the reference case that raw material prices will increase over the coming decades. Assumed for the advanced case that energy dependency will move away from oil and gas causing a higher supply of raw materials used to make insulation which will lower the material costs. Typical costs assume a wall area of 900 sq ft as an example based on average sqft of a house to be 2,025, though wall areas and insulation amounts vary greatly by building.
87 | 2023 | Residential | Envelope | Finished Roof | Spray Foam (Open Cell) |  | Finished Roof Spray Foam (Open Cell) | 2023$/sqft | Finished Roof |  | 0.14643 | 0.27345 | 0.42841 | R-value | ft2*degF*h/Btu | 3.7 | 6 | 25.8 | 25.8 | 0 | 0 | 0 | Square Feet | ft2 | 0 | 900 | 0 | 0 | 4e-06 | 0.031017 | -0.003062 | 900 | Square Feet | ft2 | 790.7094 | 1504.5453 | 2310.6582 | 1.1367 | 1.2853 | 0 | 0 | 898.7832 | 1710.1859 | 2626.4779 | 1016.3335 | 1933.8581 | 2969.9904 | 2023 | Advanced | 999 | Prevailing local wages, Drive time, Local code requirements, Roof slope, Access, Presence/condition/type of existing insulation, Existing construction and materials, Moisture issues present, Moisture issues present, Condition of existing electrical system, Presence of hazardous materials | 3 | 80 | 0.4672 | 2023 | Assumes for the reference case that raw material prices will increase over the coming decades. Assumed for the advanced case that energy dependency will move away from oil and gas causing a higher supply of raw materials used to make insulation which will lower the material costs. Typical costs assume a wall area of 900 sq ft as an example based on average sqft of a house to be 2,025, though wall areas and insulation amounts vary greatly by building.
87 | 2023 | Residential | Envelope | Finished Roof | Spray Foam (Open Cell) |  | Finished Roof Spray Foam (Open Cell) | 2023$/sqft | Finished Roof |  | 0.13178 | 0.24611 | 0.38557 | R-value | ft2*degF*h/Btu | 3.7 | 6 | 25.8 | 25.8 | 0 | 0 | 0 | Square Feet | ft2 | 0 | 900 | 0 | 0 | 3.6e-06 | 0.027915 | -0.0027558 | 900 | Square Feet | ft2 | 711.6385 | 1354.0908 | 2079.5924 | 1.1367 | 1.2853 | 0 | 0 | 808.9049 | 1539.1673 | 2363.8301 | 914.7001 | 1740.4723 | 2672.9913 | 2030 | Advanced | 999 | Prevailing local wages, Drive time, Local code requirements, Roof slope, Access, Presence/condition/type of existing insulation, Existing construction and materials, Moisture issues present, Moisture issues present, Condition of existing electrical system, Presence of hazardous materials | 3 | 80 | 0.4672 | 2023 | Assumes for the reference case that raw material prices will increase over the coming decades. Assumed for the advanced case that energy dependency will move away from oil and gas causing a higher supply of raw materials used to make insulation which will lower the material costs. Typical costs assume a wall area of 900 sq ft as an example based on average sqft of a house to be 2,025, though wall areas and insulation amounts vary greatly by building.
87 | 2023 | Residential | Envelope | Finished Roof | Spray Foam (Open Cell) |  | Finished Roof Spray Foam (Open Cell) | 2023$/sqft | Finished Roof |  | 0.1252 | 0.2338 | 0.36629 | R-value | ft2*degF*h/Btu | 3.7 | 6 | 25.8 | 25.8 | 0 | 0 | 0 | Square Feet | ft2 | 0 | 900 | 0 | 0 | 3.42e-06 | 0.02652 | -0.002618 | 900 | Square Feet | ft2 | 676.0565 | 1286.3862 | 1975.6128 | 1.1367 | 1.2853 | 0 | 0 | 768.4596 | 1462.2089 | 2245.6386 | 868.9651 | 1653.4487 | 2539.3418 | 2035 | Advanced | 999 | Prevailing local wages, Drive time, Local code requirements, Roof slope, Access, Presence/condition/type of existing insulation, Existing construction and materials, Moisture issues present, Moisture issues present, Condition of existing electrical system, Presence of hazardous materials | 3 | 80 | 0.4672 | 2023 | Assumes for the reference case that raw material prices will increase over the coming decades. Assumed for the advanced case that energy dependency will move away from oil and gas causing a higher supply of raw materials used to make insulation which will lower the material costs. Typical costs assume a wall area of 900 sq ft as an example based on average sqft of a house to be 2,025, though wall areas and insulation amounts vary greatly by building.
87 | 2023 | Residential | Envelope | Finished Roof | Spray Foam (Open Cell) |  | Finished Roof Spray Foam (Open Cell) | 2023$/sqft | Finished Roof |  | 0.11861 | 0.22149 | 0.34701 | R-value | ft2*degF*h/Btu | 3.7 | 6 | 25.8 | 25.8 | 0 | 0 | 0 | Square Feet | ft2 | 0 | 900 | 0 | 0 | 3.24e-06 | 0.025124 | -0.0024802 | 900 | Square Feet | ft2 | 640.4746 | 1218.6817 | 1871.6331 | 1.1367 | 1.2853 | 0 | 0 | 728.0144 | 1385.2505 | 2127.4471 | 823.2301 | 1566.4251 | 2405.6922 | 2040 | Advanced | 999 | Prevailing local wages, Drive time, Local code requirements, Roof slope, Access, Presence/condition/type of existing insulation, Existing construction and materials, Moisture issues present, Moisture issues present, Condition of existing electrical system, Presence of hazardous materials | 3 | 80 | 0.4672 | 2023 | Assumes for the reference case that raw material prices will increase over the coming decades. Assumed for the advanced case that energy dependency will move away from oil and gas causing a higher supply of raw materials used to make insulation which will lower the material costs. Typical costs assume a wall area of 900 sq ft as an example based on average sqft of a house to be 2,025, though wall areas and insulation amounts vary greatly by building.
87 | 2023 | Residential | Envelope | Finished Roof | Spray Foam (Open Cell) |  | Finished Roof Spray Foam (Open Cell) | 2023$/sqft | Finished Roof |  | 0.11268 | 0.21042 | 0.32966 | R-value | ft2*degF*h/Btu | 3.7 | 6 | 25.8 | 25.8 | 0 | 0 | 0 | Square Feet | ft2 | 0 | 900 | 0 | 0 | 3.078e-06 | 0.023868 | -0.0023562 | 900 | Square Feet | ft2 | 608.4509 | 1157.7476 | 1778.0515 | 1.1367 | 1.2853 | 0 | 0 | 691.6137 | 1315.988 | 2021.0747 | 782.0686 | 1488.1038 | 2285.4076 | 2045 | Advanced | 999 | Prevailing local wages, Drive time, Local code requirements, Roof slope, Access, Presence/condition/type of existing insulation, Existing construction and materials, Moisture issues present, Moisture issues present, Condition of existing electrical system, Presence of hazardous materials | 3 | 80 | 0.4672 | 2023 | Assumes for the reference case that raw material prices will increase over the coming decades. Assumed for the advanced case that energy dependency will move away from oil and gas causing a higher supply of raw materials used to make insulation which will lower the material costs. Typical costs assume a wall area of 900 sq ft as an example based on average sqft of a house to be 2,025, though wall areas and insulation amounts vary greatly by building.
87 | 2023 | Residential | Envelope | Finished Roof | Spray Foam (Open Cell) |  | Finished Roof Spray Foam (Open Cell) | 2023$/sqft | Finished Roof |  | 0.10675 | 0.19935 | 0.31231 | R-value | ft2*degF*h/Btu | 3.7 | 6 | 25.8 | 25.8 | 0 | 0 | 0 | Square Feet | ft2 | 0 | 900 | 0 | 0 | 2.916e-06 | 0.022611 | -0.0022322 | 900 | Square Feet | ft2 | 576.4272 | 1096.8135 | 1684.4698 | 1.1367 | 1.2853 | 0 | 0 | 655.2129 | 1246.7255 | 1914.7024 | 740.9071 | 1409.7826 | 2165.123 | 2050 | Advanced | 999 | Prevailing local wages, Drive time, Local code requirements, Roof slope, Access, Presence/condition/type of existing insulation, Existing construction and materials, Moisture issues present, Moisture issues present, Condition of existing electrical system, Presence of hazardous materials | 3 | 80 | 0.4672 | 2023 | Assumes for the reference case that raw material prices will increase over the coming decades. Assumed for the advanced case that energy dependency will move away from oil and gas causing a higher supply of raw materials used to make insulation which will lower the material costs. Typical costs assume a wall area of 900 sq ft as an example based on average sqft of a house to be 2,025, though wall areas and insulation amounts vary greatly by building.
88 | 2023 | Residential | Refrigeration | Freezer | Chest | Electricity | Freezer (Chest) | 2023$ | Residential Freezers (Chest) |  | 0 | 0 | 0 | Volume | ft3 | 15 | 15 | 15 | 15 | 0 | 0 | 0 | Annual Energy Consumption | kWh/yr | 297 | 297 | 287 | 287 | 561.6 | 702 | 842.4 | 1 |  |  | 561.6 | 702 | 842.4 | 1 | 1 | 194.4981 | 420.1056 | 756.0981 | 896.4981 | 1036.8981 | 981.7056 | 1122.1056 | 1262.5056 | 2023 | Reference | 21 | Prevailing local wages, Drive time, Access, Need for condensate line/drain, Condition of existing electrical system, Type of equipment | 2 | 28 | 0 | 2023 | Projections assume cost is constant
88 | 2023 | Residential | Refrigeration | Freezer | Chest | Electricity | Freezer (Chest) | 2023$ | Residential Freezers (Chest) |  | 0 | 0 | 0 | Volume | ft3 | 15 | 15 | 15 | 15 | 0 | 0 | 0 | Annual Energy Consumption | kWh/yr | 297 | 297 | 287 | 287 | 561.6 | 702 | 842.4 | 1 |  |  | 561.6 | 702 | 842.4 | 1 | 1 | 194.4981 | 420.1056 | 756.0981 | 896.4981 | 1036.8981 | 981.7056 | 1122.1056 | 1262.5056 | 2030 | Reference | 21 | Prevailing local wages, Drive time, Access, Need for condensate line/drain, Condition of existing electrical system, Type of equipment | 2 | 28 | 0 | 2023 | Projections assume cost is constant
88 | 2023 | Residential | Refrigeration | Freezer | Chest | Electricity | Freezer (Chest) | 2023$ | Residential Freezers (Chest) |  | 0 | 0 | 0 | Volume | ft3 | 15 | 15 | 15 | 15 | 0 | 0 | 0 | Annual Energy Consumption | kWh/yr | 297 | 297 | 287 | 287 | 561.6 | 702 | 842.4 | 1 |  |  | 561.6 | 702 | 842.4 | 1 | 1 | 194.4981 | 420.1056 | 756.0981 | 896.4981 | 1036.8981 | 981.7056 | 1122.1056 | 1262.5056 | 2035 | Reference | 21 | Prevailing local wages, Drive time, Access, Need for condensate line/drain, Condition of existing electrical system, Type of equipment | 2 | 28 | 0 | 2023 | Projections assume cost is constant
88 | 2023 | Residential | Refrigeration | Freezer | Chest | Electricity | Freezer (Chest) | 2023$ | Residential Freezers (Chest) |  | 0 | 0 | 0 | Volume | ft3 | 15 | 15 | 15 | 15 | 0 | 0 | 0 | Annual Energy Consumption | kWh/yr | 297 | 297 | 287 | 287 | 561.6 | 702 | 842.4 | 1 |  |  | 561.6 | 702 | 842.4 | 1 | 1 | 194.4981 | 420.1056 | 756.0981 | 896.4981 | 1036.8981 | 981.7056 | 1122.1056 | 1262.5056 | 2040 | Reference | 21 | Prevailing local wages, Drive time, Access, Need for condensate line/drain, Condition of existing electrical system, Type of equipment | 2 | 28 | 0 | 2023 | Projections assume cost is constant
88 | 2023 | Residential | Refrigeration | Freezer | Chest | Electricity | Freezer (Chest) | 2023$ | Residential Freezers (Chest) |  | 0 | 0 | 0 | Volume | ft3 | 15 | 15 | 15 | 15 | 0 | 0 | 0 | Annual Energy Consumption | kWh/yr | 297 | 297 | 287 | 287 | 561.6 | 702 | 842.4 | 1 |  |  | 561.6 | 702 | 842.4 | 1 | 1 | 194.4981 | 420.1056 | 756.0981 | 896.4981 | 1036.8981 | 981.7056 | 1122.1056 | 1262.5056 | 2045 | Reference | 21 | Prevailing local wages, Drive time, Access, Need for condensate line/drain, Condition of existing electrical system, Type of equipment | 2 | 28 | 0 | 2023 | Projections assume cost is constant
88 | 2023 | Residential | Refrigeration | Freezer | Chest | Electricity | Freezer (Chest) | 2023$ | Residential Freezers (Chest) |  | 0 | 0 | 0 | Volume | ft3 | 15 | 15 | 15 | 15 | 0 | 0 | 0 | Annual Energy Consumption | kWh/yr | 297 | 297 | 287 | 287 | 561.6 | 702 | 842.4 | 1 |  |  | 561.6 | 702 | 842.4 | 1 | 1 | 194.4981 | 420.1056 | 756.0981 | 896.4981 | 1036.8981 | 981.7056 | 1122.1056 | 1262.5056 | 2050 | Reference | 21 | Prevailing local wages, Drive time, Access, Need for condensate line/drain, Condition of existing electrical system, Type of equipment | 2 | 28 | 0 | 2023 | Projections assume cost is constant
88 | 2023 | Residential | Refrigeration | Freezer | Chest | Electricity | Freezer (Chest) | 2023$ | Residential Freezers (Chest) |  | 0 | 0 | 0 | Volume | ft3 | 15 | 15 | 15 | 15 | 0 | 0 | 0 | Annual Energy Consumption | kWh/yr | 297 | 297 | 287 | 287 | 561.6 | 702 | 842.4 | 1 |  |  | 561.6 | 702 | 842.4 | 1 | 1 | 194.4981 | 420.1056 | 756.0981 | 896.4981 | 1036.8981 | 981.7056 | 1122.1056 | 1262.5056 | 2023 | Intermediate | 21 | Prevailing local wages, Drive time, Access, Need for condensate line/drain, Condition of existing electrical system, Type of equipment | 2 | 28 | 0 | 2023 | Projections assume cost is constant
88 | 2023 | Residential | Refrigeration | Freezer | Chest | Electricity | Freezer (Chest) | 2023$ | Residential Freezers (Chest) |  | 0 | 0 | 0 | Volume | ft3 | 15 | 15 | 15 | 15 | 0 | 0 | 0 | Annual Energy Consumption | kWh/yr | 297 | 297 | 287 | 287 | 561.6 | 702 | 842.4 | 1 |  |  | 561.6 | 702 | 842.4 | 1 | 1 | 194.4981 | 420.1056 | 756.0981 | 896.4981 | 1036.8981 | 981.7056 | 1122.1056 | 1262.5056 | 2030 | Intermediate | 21 | Prevailing local wages, Drive time, Access, Need for condensate line/drain, Condition of existing electrical system, Type of equipment | 2 | 28 | 0 | 2023 | Projections assume cost is constant
88 | 2023 | Residential | Refrigeration | Freezer | Chest | Electricity | Freezer (Chest) | 2023$ | Residential Freezers (Chest) |  | 0 | 0 | 0 | Volume | ft3 | 15 | 15 | 15 | 15 | 0 | 0 | 0 | Annual Energy Consumption | kWh/yr | 297 | 297 | 287 | 287 | 561.6 | 702 | 842.4 | 1 |  |  | 561.6 | 702 | 842.4 | 1 | 1 | 194.4981 | 420.1056 | 756.0981 | 896.4981 | 1036.8981 | 981.7056 | 1122.1056 | 1262.5056 | 2035 | Intermediate | 21 | Prevailing local wages, Drive time, Access, Need for condensate line/drain, Condition of existing electrical system, Type of equipment | 2 | 28 | 0 | 2023 | Projections assume cost is constant
88 | 2023 | Residential | Refrigeration | Freezer | Chest | Electricity | Freezer (Chest) | 2023$ | Residential Freezers (Chest) |  | 0 | 0 | 0 | Volume | ft3 | 15 | 15 | 15 | 15 | 0 | 0 | 0 | Annual Energy Consumption | kWh/yr | 297 | 297 | 287 | 287 | 561.6 | 702 | 842.4 | 1 |  |  | 561.6 | 702 | 842.4 | 1 | 1 | 194.4981 | 420.1056 | 756.0981 | 896.4981 | 1036.8981 | 981.7056 | 1122.1056 | 1262.5056 | 2040 | Intermediate | 21 | Prevailing local wages, Drive time, Access, Need for condensate line/drain, Condition of existing electrical system, Type of equipment | 2 | 28 | 0 | 2023 | Projections assume cost is constant
88 | 2023 | Residential | Refrigeration | Freezer | Chest | Electricity | Freezer (Chest) | 2023$ | Residential Freezers (Chest) |  | 0 | 0 | 0 | Volume | ft3 | 15 | 15 | 15 | 15 | 0 | 0 | 0 | Annual Energy Consumption | kWh/yr | 297 | 297 | 287 | 287 | 561.6 | 702 | 842.4 | 1 |  |  | 561.6 | 702 | 842.4 | 1 | 1 | 194.4981 | 420.1056 | 756.0981 | 896.4981 | 1036.8981 | 981.7056 | 1122.1056 | 1262.5056 | 2045 | Intermediate | 21 | Prevailing local wages, Drive time, Access, Need for condensate line/drain, Condition of existing electrical system, Type of equipment | 2 | 28 | 0 | 2023 | Projections assume cost is constant
88 | 2023 | Residential | Refrigeration | Freezer | Chest | Electricity | Freezer (Chest) | 2023$ | Residential Freezers (Chest) |  | 0 | 0 | 0 | Volume | ft3 | 15 | 15 | 15 | 15 | 0 | 0 | 0 | Annual Energy Consumption | kWh/yr | 297 | 297 | 287 | 287 | 561.6 | 702 | 842.4 | 1 |  |  | 561.6 | 702 | 842.4 | 1 | 1 | 194.4981 | 420.1056 | 756.0981 | 896.4981 | 1036.8981 | 981.7056 | 1122.1056 | 1262.5056 | 2050 | Intermediate | 21 | Prevailing local wages, Drive time, Access, Need for condensate line/drain, Condition of existing electrical system, Type of equipment | 2 | 28 | 0 | 2023 | Projections assume cost is constant
88 | 2023 | Residential | Refrigeration | Freezer | Chest | Electricity | Freezer (Chest) | 2023$ | Residential Freezers (Chest) |  | 0 | 0 | 0 | Volume | ft3 | 15 | 15 | 15 | 15 | 0 | 0 | 0 | Annual Energy Consumption | kWh/yr | 297 | 297 | 287 | 287 | 561.6 | 702 | 842.4 | 1 |  |  | 561.6 | 702 | 842.4 | 1 | 1 | 194.4981 | 420.1056 | 756.0981 | 896.4981 | 1036.8981 | 981.7056 | 1122.1056 | 1262.5056 | 2023 | Advanced | 21 | Prevailing local wages, Drive time, Access, Need for condensate line/drain, Condition of existing electrical system, Type of equipment | 2 | 28 | 0 | 2023 | Projections assume cost is constant
88 | 2023 | Residential | Refrigeration | Freezer | Chest | Electricity | Freezer (Chest) | 2023$ | Residential Freezers (Chest) |  | 0 | 0 | 0 | Volume | ft3 | 15 | 15 | 15 | 15 | 0 | 0 | 0 | Annual Energy Consumption | kWh/yr | 297 | 297 | 287 | 287 | 561.6 | 702 | 842.4 | 1 |  |  | 561.6 | 702 | 842.4 | 1 | 1 | 194.4981 | 420.1056 | 756.0981 | 896.4981 | 1036.8981 | 981.7056 | 1122.1056 | 1262.5056 | 2030 | Advanced | 21 | Prevailing local wages, Drive time, Access, Need for condensate line/drain, Condition of existing electrical system, Type of equipment | 2 | 28 | 0 | 2023 | Projections assume cost is constant
88 | 2023 | Residential | Refrigeration | Freezer | Chest | Electricity | Freezer (Chest) | 2023$ | Residential Freezers (Chest) |  | 0 | 0 | 0 | Volume | ft3 | 15 | 15 | 15 | 15 | 0 | 0 | 0 | Annual Energy Consumption | kWh/yr | 297 | 297 | 287 | 287 | 561.6 | 702 | 842.4 | 1 |  |  | 561.6 | 702 | 842.4 | 1 | 1 | 194.4981 | 420.1056 | 756.0981 | 896.4981 | 1036.8981 | 981.7056 | 1122.1056 | 1262.5056 | 2035 | Advanced | 21 | Prevailing local wages, Drive time, Access, Need for condensate line/drain, Condition of existing electrical system, Type of equipment | 2 | 28 | 0 | 2023 | Projections assume cost is constant
88 | 2023 | Residential | Refrigeration | Freezer | Chest | Electricity | Freezer (Chest) | 2023$ | Residential Freezers (Chest) |  | 0 | 0 | 0 | Volume | ft3 | 15 | 15 | 15 | 15 | 0 | 0 | 0 | Annual Energy Consumption | kWh/yr | 297 | 297 | 287 | 287 | 561.6 | 702 | 842.4 | 1 |  |  | 561.6 | 702 | 842.4 | 1 | 1 | 194.4981 | 420.1056 | 756.0981 | 896.4981 | 1036.8981 | 981.7056 | 1122.1056 | 1262.5056 | 2040 | Advanced | 21 | Prevailing local wages, Drive time, Access, Need for condensate line/drain, Condition of existing electrical system, Type of equipment | 2 | 28 | 0 | 2023 | Projections assume cost is constant
88 | 2023 | Residential | Refrigeration | Freezer | Chest | Electricity | Freezer (Chest) | 2023$ | Residential Freezers (Chest) |  | 0 | 0 | 0 | Volume | ft3 | 15 | 15 | 15 | 15 | 0 | 0 | 0 | Annual Energy Consumption | kWh/yr | 297 | 297 | 287 | 287 | 561.6 | 702 | 842.4 | 1 |  |  | 561.6 | 702 | 842.4 | 1 | 1 | 194.4981 | 420.1056 | 756.0981 | 896.4981 | 1036.8981 | 981.7056 | 1122.1056 | 1262.5056 | 2045 | Advanced | 21 | Prevailing local wages, Drive time, Access, Need for condensate line/drain, Condition of existing electrical system, Type of equipment | 2 | 28 | 0 | 2023 | Projections assume cost is constant
88 | 2023 | Residential | Refrigeration | Freezer | Chest | Electricity | Freezer (Chest) | 2023$ | Residential Freezers (Chest) |  | 0 | 0 | 0 | Volume | ft3 | 15 | 15 | 15 | 15 | 0 | 0 | 0 | Annual Energy Consumption | kWh/yr | 297 | 297 | 287 | 287 | 561.6 | 702 | 842.4 | 1 |  |  | 561.6 | 702 | 842.4 | 1 | 1 | 194.4981 | 420.1056 | 756.0981 | 896.4981 | 1036.8981 | 981.7056 | 1122.1056 | 1262.5056 | 2050 | Advanced | 21 | Prevailing local wages, Drive time, Access, Need for condensate line/drain, Condition of existing electrical system, Type of equipment | 2 | 28 | 0 | 2023 | Projections assume cost is constant
89 | 2023 | Residential | Refrigeration | Freezer | Upright | Electricity | Freezer (Upright) | 2023$ | Residential Freezers (Upright) |  | 0 | 0 | 0 | Volume | ft3 | 15 | 18 | 18 | 15 | 0 | 0 | 0 | Annual Energy Consumption | kWh/yr | 493 | 493 | 441 | 441 | 685.6 | 857 | 1028.4 | 1 |  |  | 685.6 | 857 | 1028.4 | 1 | 1 | 194.4981 | 420.1056 | 880.0981 | 1051.4981 | 1222.8981 | 1105.7056 | 1277.1056 | 1448.5056 | 2023 | Reference | 21 | Prevailing local wages, Drive time, Access, Need for condensate line/drain, Condition of existing electrical system, Type of equipment | 2 | 28 | 0 | 2023 | 1) Higher typical efficiencies with same costs as reference case despite increased efficiency 2) RSMeans data for chest freezers was used since data did not exist for Upright freezers 3) Demolition costs of refrigerators was used since no demolition data existed on RSMeans for freezers.
89 | 2023 | Residential | Refrigeration | Freezer | Upright | Electricity | Freezer (Upright) | 2023$ | Residential Freezers (Upright) |  | 0 | 0 | 0 | Volume | ft3 | 15 | 18 | 18 | 15 | 0 | 0 | 0 | Annual Energy Consumption | kWh/yr | 493 | 493 | 441 | 441 | 685.6 | 857 | 1028.4 | 1 |  |  | 685.6 | 857 | 1028.4 | 1 | 1 | 194.4981 | 420.1056 | 880.0981 | 1051.4981 | 1222.8981 | 1105.7056 | 1277.1056 | 1448.5056 | 2030 | Reference | 21 | Prevailing local wages, Drive time, Access, Need for condensate line/drain, Condition of existing electrical system, Type of equipment | 2 | 28 | 0 | 2023 | 1) Higher typical efficiencies with same costs as reference case despite increased efficiency 2) RSMeans data for chest freezers was used since data did not exist for Upright freezers 3) Demolition costs of refrigerators was used since no demolition data existed on RSMeans for freezers.
89 | 2023 | Residential | Refrigeration | Freezer | Upright | Electricity | Freezer (Upright) | 2023$ | Residential Freezers (Upright) |  | 0 | 0 | 0 | Volume | ft3 | 15 | 18 | 18 | 15 | 0 | 0 | 0 | Annual Energy Consumption | kWh/yr | 493 | 493 | 441 | 441 | 685.6 | 857 | 1028.4 | 1 |  |  | 685.6 | 857 | 1028.4 | 1 | 1 | 194.4981 | 420.1056 | 880.0981 | 1051.4981 | 1222.8981 | 1105.7056 | 1277.1056 | 1448.5056 | 2035 | Reference | 21 | Prevailing local wages, Drive time, Access, Need for condensate line/drain, Condition of existing electrical system, Type of equipment | 2 | 28 | 0 | 2023 | 1) Higher typical efficiencies with same costs as reference case despite increased efficiency 2) RSMeans data for chest freezers was used since data did not exist for Upright freezers 3) Demolition costs of refrigerators was used since no demolition data existed on RSMeans for freezers.
89 | 2023 | Residential | Refrigeration | Freezer | Upright | Electricity | Freezer (Upright) | 2023$ | Residential Freezers (Upright) |  | 0 | 0 | 0 | Volume | ft3 | 15 | 18 | 18 | 15 | 0 | 0 | 0 | Annual Energy Consumption | kWh/yr | 493 | 493 | 441 | 441 | 685.6 | 857 | 1028.4 | 1 |  |  | 685.6 | 857 | 1028.4 | 1 | 1 | 194.4981 | 420.1056 | 880.0981 | 1051.4981 | 1222.8981 | 1105.7056 | 1277.1056 | 1448.5056 | 2040 | Reference | 21 | Prevailing local wages, Drive time, Access, Need for condensate line/drain, Condition of existing electrical system, Type of equipment | 2 | 28 | 0 | 2023 | 1) Higher typical efficiencies with same costs as reference case despite increased efficiency 2) RSMeans data for chest freezers was used since data did not exist for Upright freezers 3) Demolition costs of refrigerators was used since no demolition data existed on RSMeans for freezers.
89 | 2023 | Residential | Refrigeration | Freezer | Upright | Electricity | Freezer (Upright) | 2023$ | Residential Freezers (Upright) |  | 0 | 0 | 0 | Volume | ft3 | 15 | 18 | 18 | 15 | 0 | 0 | 0 | Annual Energy Consumption | kWh/yr | 493 | 493 | 441 | 441 | 685.6 | 857 | 1028.4 | 1 |  |  | 685.6 | 857 | 1028.4 | 1 | 1 | 194.4981 | 420.1056 | 880.0981 | 1051.4981 | 1222.8981 | 1105.7056 | 1277.1056 | 1448.5056 | 2045 | Reference | 21 | Prevailing local wages, Drive time, Access, Need for condensate line/drain, Condition of existing electrical system, Type of equipment | 2 | 28 | 0 | 2023 | 1) Higher typical efficiencies with same costs as reference case despite increased efficiency 2) RSMeans data for chest freezers was used since data did not exist for Upright freezers 3) Demolition costs of refrigerators was used since no demolition data existed on RSMeans for freezers.
89 | 2023 | Residential | Refrigeration | Freezer | Upright | Electricity | Freezer (Upright) | 2023$ | Residential Freezers (Upright) |  | 0 | 0 | 0 | Volume | ft3 | 15 | 18 | 18 | 15 | 0 | 0 | 0 | Annual Energy Consumption | kWh/yr | 493 | 493 | 441 | 441 | 685.6 | 857 | 1028.4 | 1 |  |  | 685.6 | 857 | 1028.4 | 1 | 1 | 194.4981 | 420.1056 | 880.0981 | 1051.4981 | 1222.8981 | 1105.7056 | 1277.1056 | 1448.5056 | 2050 | Reference | 21 | Prevailing local wages, Drive time, Access, Need for condensate line/drain, Condition of existing electrical system, Type of equipment | 2 | 28 | 0 | 2023 | 1) Higher typical efficiencies with same costs as reference case despite increased efficiency 2) RSMeans data for chest freezers was used since data did not exist for Upright freezers 3) Demolition costs of refrigerators was used since no demolition data existed on RSMeans for freezers.
89 | 2023 | Residential | Refrigeration | Freezer | Upright | Electricity | Freezer (Upright) | 2023$ | Residential Freezers (Upright) |  | 0 | 0 | 0 | Volume | ft3 | 15 | 18 | 18 | 15 | 0 | 0 | 0 | Annual Energy Consumption | kWh/yr | 493 | 493 | 441 | 441 | 685.6 | 857 | 1028.4 | 1 |  |  | 685.6 | 857 | 1028.4 | 1 | 1 | 194.4981 | 420.1056 | 880.0981 | 1051.4981 | 1222.8981 | 1105.7056 | 1277.1056 | 1448.5056 | 2023 | Intermediate | 21 | Prevailing local wages, Drive time, Access, Need for condensate line/drain, Condition of existing electrical system, Type of equipment | 2 | 28 | 0 | 2023 | 1) Higher typical efficiencies with same costs as reference case despite increased efficiency 2) RSMeans data for chest freezers was used since data did not exist for Upright freezers 3) Demolition costs of refrigerators was used since no demolition data existed on RSMeans for freezers.
89 | 2023 | Residential | Refrigeration | Freezer | Upright | Electricity | Freezer (Upright) | 2023$ | Residential Freezers (Upright) |  | 0 | 0 | 0 | Volume | ft3 | 15 | 18 | 18 | 15 | 0 | 0 | 0 | Annual Energy Consumption | kWh/yr | 493 | 470.5 | 441 | 441 | 685.6 | 857 | 1028.4 | 1 |  |  | 685.6 | 857 | 1028.4 | 1 | 1 | 194.4981 | 420.1056 | 880.0981 | 1051.4981 | 1222.8981 | 1105.7056 | 1277.1056 | 1448.5056 | 2030 | Intermediate | 21 | Prevailing local wages, Drive time, Access, Need for condensate line/drain, Condition of existing electrical system, Type of equipment | 2 | 28 | 0 | 2023 | 1) Higher typical efficiencies with same costs as reference case despite increased efficiency 2) RSMeans data for chest freezers was used since data did not exist for Upright freezers 3) Demolition costs of refrigerators was used since no demolition data existed on RSMeans for freezers.
89 | 2023 | Residential | Refrigeration | Freezer | Upright | Electricity | Freezer (Upright) | 2023$ | Residential Freezers (Upright) |  | 0 | 0 | 0 | Volume | ft3 | 15 | 18 | 18 | 15 | 0 | 0 | 0 | Annual Energy Consumption | kWh/yr | 493 | 470.5 | 441 | 441 | 685.6 | 857 | 1028.4 | 1 |  |  | 685.6 | 857 | 1028.4 | 1 | 1 | 194.4981 | 420.1056 | 880.0981 | 1051.4981 | 1222.8981 | 1105.7056 | 1277.1056 | 1448.5056 | 2035 | Intermediate | 21 | Prevailing local wages, Drive time, Access, Need for condensate line/drain, Condition of existing electrical system, Type of equipment | 2 | 28 | 0 | 2023 | 1) Higher typical efficiencies with same costs as reference case despite increased efficiency 2) RSMeans data for chest freezers was used since data did not exist for Upright freezers 3) Demolition costs of refrigerators was used since no demolition data existed on RSMeans for freezers.
89 | 2023 | Residential | Refrigeration | Freezer | Upright | Electricity | Freezer (Upright) | 2023$ | Residential Freezers (Upright) |  | 0 | 0 | 0 | Volume | ft3 | 15 | 18 | 18 | 15 | 0 | 0 | 0 | Annual Energy Consumption | kWh/yr | 493 | 470.5 | 441 | 441 | 685.6 | 857 | 1028.4 | 1 |  |  | 685.6 | 857 | 1028.4 | 1 | 1 | 194.4981 | 420.1056 | 880.0981 | 1051.4981 | 1222.8981 | 1105.7056 | 1277.1056 | 1448.5056 | 2040 | Intermediate | 21 | Prevailing local wages, Drive time, Access, Need for condensate line/drain, Condition of existing electrical system, Type of equipment | 2 | 28 | 0 | 2023 | 1) Higher typical efficiencies with same costs as reference case despite increased efficiency 2) RSMeans data for chest freezers was used since data did not exist for Upright freezers 3) Demolition costs of refrigerators was used since no demolition data existed on RSMeans for freezers.
89 | 2023 | Residential | Refrigeration | Freezer | Upright | Electricity | Freezer (Upright) | 2023$ | Residential Freezers (Upright) |  | 0 | 0 | 0 | Volume | ft3 | 15 | 18 | 18 | 15 | 0 | 0 | 0 | Annual Energy Consumption | kWh/yr | 493 | 470.5 | 441 | 441 | 685.6 | 857 | 1028.4 | 1 |  |  | 685.6 | 857 | 1028.4 | 1 | 1 | 194.4981 | 420.1056 | 880.0981 | 1051.4981 | 1222.8981 | 1105.7056 | 1277.1056 | 1448.5056 | 2045 | Intermediate | 21 | Prevailing local wages, Drive time, Access, Need for condensate line/drain, Condition of existing electrical system, Type of equipment | 2 | 28 | 0 | 2023 | 1) Higher typical efficiencies with same costs as reference case despite increased efficiency 2) RSMeans data for chest freezers was used since data did not exist for Upright freezers 3) Demolition costs of refrigerators was used since no demolition data existed on RSMeans for freezers.
89 | 2023 | Residential | Refrigeration | Freezer | Upright | Electricity | Freezer (Upright) | 2023$ | Residential Freezers (Upright) |  | 0 | 0 | 0 | Volume | ft3 | 15 | 18 | 18 | 15 | 0 | 0 | 0 | Annual Energy Consumption | kWh/yr | 493 | 470.5 | 441 | 441 | 685.6 | 857 | 1028.4 | 1 |  |  | 685.6 | 857 | 1028.4 | 1 | 1 | 194.4981 | 420.1056 | 880.0981 | 1051.4981 | 1222.8981 | 1105.7056 | 1277.1056 | 1448.5056 | 2050 | Intermediate | 21 | Prevailing local wages, Drive time, Access, Need for condensate line/drain, Condition of existing electrical system, Type of equipment | 2 | 28 | 0 | 2023 | 1) Higher typical efficiencies with same costs as reference case despite increased efficiency 2) RSMeans data for chest freezers was used since data did not exist for Upright freezers 3) Demolition costs of refrigerators was used since no demolition data existed on RSMeans for freezers.
89 | 2023 | Residential | Refrigeration | Freezer | Upright | Electricity | Freezer (Upright) | 2023$ | Residential Freezers (Upright) |  | 0 | 0 | 0 | Volume | ft3 | 15 | 18 | 18 | 15 | 0 | 0 | 0 | Annual Energy Consumption | kWh/yr | 493 | 493 | 441 | 441 | 685.6 | 857 | 1028.4 | 1 |  |  | 685.6 | 857 | 1028.4 | 1 | 1 | 194.4981 | 420.1056 | 880.0981 | 1051.4981 | 1222.8981 | 1105.7056 | 1277.1056 | 1448.5056 | 2023 | Advanced | 21 | Prevailing local wages, Drive time, Access, Need for condensate line/drain, Condition of existing electrical system, Type of equipment | 2 | 28 | 0 | 2023 | 1) Higher typical efficiencies with same costs as reference case despite increased efficiency 2) RSMeans data for chest freezers was used since data did not exist for Upright freezers 3) Demolition costs of refrigerators was used since no demolition data existed on RSMeans for freezers.
89 | 2023 | Residential | Refrigeration | Freezer | Upright | Electricity | Freezer (Upright) | 2023$ | Residential Freezers (Upright) |  | 0 | 0 | 0 | Volume | ft3 | 15 | 18 | 18 | 15 | 0 | 0 | 0 | Annual Energy Consumption | kWh/yr | 493 | 448 | 441 | 441 | 685.6 | 857 | 1028.4 | 1 |  |  | 685.6 | 857 | 1028.4 | 1 | 1 | 194.4981 | 420.1056 | 880.0981 | 1051.4981 | 1222.8981 | 1105.7056 | 1277.1056 | 1448.5056 | 2030 | Advanced | 21 | Prevailing local wages, Drive time, Access, Need for condensate line/drain, Condition of existing electrical system, Type of equipment | 2 | 28 | 0 | 2023 | 1) Higher typical efficiencies with same costs as reference case despite increased efficiency 2) RSMeans data for chest freezers was used since data did not exist for Upright freezers 3) Demolition costs of refrigerators was used since no demolition data existed on RSMeans for freezers.
89 | 2023 | Residential | Refrigeration | Freezer | Upright | Electricity | Freezer (Upright) | 2023$ | Residential Freezers (Upright) |  | 0 | 0 | 0 | Volume | ft3 | 15 | 18 | 18 | 15 | 0 | 0 | 0 | Annual Energy Consumption | kWh/yr | 493 | 448 | 441 | 441 | 685.6 | 857 | 1028.4 | 1 |  |  | 685.6 | 857 | 1028.4 | 1 | 1 | 194.4981 | 420.1056 | 880.0981 | 1051.4981 | 1222.8981 | 1105.7056 | 1277.1056 | 1448.5056 | 2035 | Advanced | 21 | Prevailing local wages, Drive time, Access, Need for condensate line/drain, Condition of existing electrical system, Type of equipment | 2 | 28 | 0 | 2023 | 1) Higher typical efficiencies with same costs as reference case despite increased efficiency 2) RSMeans data for chest freezers was used since data did not exist for Upright freezers 3) Demolition costs of refrigerators was used since no demolition data existed on RSMeans for freezers.
89 | 2023 | Residential | Refrigeration | Freezer | Upright | Electricity | Freezer (Upright) | 2023$ | Residential Freezers (Upright) |  | 0 | 0 | 0 | Volume | ft3 | 15 | 18 | 18 | 15 | 0 | 0 | 0 | Annual Energy Consumption | kWh/yr | 493 | 448 | 441 | 441 | 685.6 | 857 | 1028.4 | 1 |  |  | 685.6 | 857 | 1028.4 | 1 | 1 | 194.4981 | 420.1056 | 880.0981 | 1051.4981 | 1222.8981 | 1105.7056 | 1277.1056 | 1448.5056 | 2040 | Advanced | 21 | Prevailing local wages, Drive time, Access, Need for condensate line/drain, Condition of existing electrical system, Type of equipment | 2 | 28 | 0 | 2023 | 1) Higher typical efficiencies with same costs as reference case despite increased efficiency 2) RSMeans data for chest freezers was used since data did not exist for Upright freezers 3) Demolition costs of refrigerators was used since no demolition data existed on RSMeans for freezers.
89 | 2023 | Residential | Refrigeration | Freezer | Upright | Electricity | Freezer (Upright) | 2023$ | Residential Freezers (Upright) |  | 0 | 0 | 0 | Volume | ft3 | 15 | 18 | 18 | 15 | 0 | 0 | 0 | Annual Energy Consumption | kWh/yr | 493 | 448 | 441 | 441 | 685.6 | 857 | 1028.4 | 1 |  |  | 685.6 | 857 | 1028.4 | 1 | 1 | 194.4981 | 420.1056 | 880.0981 | 1051.4981 | 1222.8981 | 1105.7056 | 1277.1056 | 1448.5056 | 2045 | Advanced | 21 | Prevailing local wages, Drive time, Access, Need for condensate line/drain, Condition of existing electrical system, Type of equipment | 2 | 28 | 0 | 2023 | 1) Higher typical efficiencies with same costs as reference case despite increased efficiency 2) RSMeans data for chest freezers was used since data did not exist for Upright freezers 3) Demolition costs of refrigerators was used since no demolition data existed on RSMeans for freezers.
89 | 2023 | Residential | Refrigeration | Freezer | Upright | Electricity | Freezer (Upright) | 2023$ | Residential Freezers (Upright) |  | 0 | 0 | 0 | Volume | ft3 | 15 | 18 | 18 | 15 | 0 | 0 | 0 | Annual Energy Consumption | kWh/yr | 493 | 448 | 441 | 441 | 685.6 | 857 | 1028.4 | 1 |  |  | 685.6 | 857 | 1028.4 | 1 | 1 | 194.4981 | 420.1056 | 880.0981 | 1051.4981 | 1222.8981 | 1105.7056 | 1277.1056 | 1448.5056 | 2050 | Advanced | 21 | Prevailing local wages, Drive time, Access, Need for condensate line/drain, Condition of existing electrical system, Type of equipment | 2 | 28 | 0 | 2023 | 1) Higher typical efficiencies with same costs as reference case despite increased efficiency 2) RSMeans data for chest freezers was used since data did not exist for Upright freezers 3) Demolition costs of refrigerators was used since no demolition data existed on RSMeans for freezers.
90 | 2023 | Residential | HVAC | Furnace | Electric Resistance | Electricity | Furnace Electric Resistance | 2023$ | Residential Electric Resistance Furnaces |  | 0 | 0 | 0 | Heating Capacity | kBtu/h | 68 | 68 | 68 | 68 | 0 | 0 | 0 | AFUE | Unitless | 100 | 100 | 100 | 100 | 784 | 980 | 1176 | 1 |  |  | 784 | 980 | 1176 | 1 | 1 | 2025.603 | 2217.753 | 2809.603 | 3005.603 | 3201.603 | 3001.753 | 3197.753 | 3393.753 | 2023 | Reference | 23 | Prevailing local wages, Drive time, Local code requirements, Access, Incentive programs, Existing construction and materials, Presence of hazardous materials, Brand recognition, Engineering and design fees, Condition of existing electrical system, Need for additional wiring / switching, Need for condensate line / drain, Condition of existing duct system, Adequacy of existing ventilation, Need for controls and / or zoning, Condition of existing gas line, Condition of existing flue, Need to bring in combustion air, Condition of existing plumbing, Distance between terminal units, Piping run lengths, Pump upgrades, Electrical infrastructure upgrades, Mechanical room expansion and ventilation, Software upgrades, Site assessment, Sound barriers, Ceiling height, Coil upgrades | 2 | 7 | 0 | 2023
90 | 2023 | Residential | HVAC | Furnace | Electric Resistance | Electricity | Furnace Electric Resistance | 2023$ | Residential Electric Resistance Furnaces |  | 0 | 0 | 0 | Heating Capacity | kBtu/h | 68 | 68 | 68 | 68 | 0 | 0 | 0 | AFUE | Unitless | 100 | 100 | 100 | 100 | 784 | 980 | 1176 | 1 |  |  | 784 | 980 | 1176 | 1 | 1 | 2025.603 | 2217.753 | 2809.603 | 3005.603 | 3201.603 | 3001.753 | 3197.753 | 3393.753 | 2030 | Reference | 23 | Prevailing local wages, Drive time, Local code requirements, Access, Incentive programs, Existing construction and materials, Presence of hazardous materials, Brand recognition, Engineering and design fees, Condition of existing electrical system, Need for additional wiring / switching, Need for condensate line / drain, Condition of existing duct system, Adequacy of existing ventilation, Need for controls and / or zoning, Condition of existing gas line, Condition of existing flue, Need to bring in combustion air, Condition of existing plumbing, Distance between terminal units, Piping run lengths, Pump upgrades, Electrical infrastructure upgrades, Mechanical room expansion and ventilation, Software upgrades, Site assessment, Sound barriers, Ceiling height, Coil upgrades | 2 | 7 | 0 | 2023 | 0
90 | 2023 | Residential | HVAC | Furnace | Electric Resistance | Electricity | Furnace Electric Resistance | 2023$ | Residential Electric Resistance Furnaces |  | 0 | 0 | 0 | Heating Capacity | kBtu/h | 68 | 68 | 68 | 68 | 0 | 0 | 0 | AFUE | Unitless | 100 | 100 | 100 | 100 | 784 | 980 | 1176 | 1 |  |  | 784 | 980 | 1176 | 1 | 1 | 2025.603 | 2217.753 | 2809.603 | 3005.603 | 3201.603 | 3001.753 | 3197.753 | 3393.753 | 2035 | Reference | 23 | Prevailing local wages, Drive time, Local code requirements, Access, Incentive programs, Existing construction and materials, Presence of hazardous materials, Brand recognition, Engineering and design fees, Condition of existing electrical system, Need for additional wiring / switching, Need for condensate line / drain, Condition of existing duct system, Adequacy of existing ventilation, Need for controls and / or zoning, Condition of existing gas line, Condition of existing flue, Need to bring in combustion air, Condition of existing plumbing, Distance between terminal units, Piping run lengths, Pump upgrades, Electrical infrastructure upgrades, Mechanical room expansion and ventilation, Software upgrades, Site assessment, Sound barriers, Ceiling height, Coil upgrades | 2 | 7 | 0 | 2023 | 0
90 | 2023 | Residential | HVAC | Furnace | Electric Resistance | Electricity | Furnace Electric Resistance | 2023$ | Residential Electric Resistance Furnaces |  | 0 | 0 | 0 | Heating Capacity | kBtu/h | 68 | 68 | 68 | 68 | 0 | 0 | 0 | AFUE | Unitless | 100 | 100 | 100 | 100 | 784 | 980 | 1176 | 1 |  |  | 784 | 980 | 1176 | 1 | 1 | 2025.603 | 2217.753 | 2809.603 | 3005.603 | 3201.603 | 3001.753 | 3197.753 | 3393.753 | 2040 | Reference | 23 | Prevailing local wages, Drive time, Local code requirements, Access, Incentive programs, Existing construction and materials, Presence of hazardous materials, Brand recognition, Engineering and design fees, Condition of existing electrical system, Need for additional wiring / switching, Need for condensate line / drain, Condition of existing duct system, Adequacy of existing ventilation, Need for controls and / or zoning, Condition of existing gas line, Condition of existing flue, Need to bring in combustion air, Condition of existing plumbing, Distance between terminal units, Piping run lengths, Pump upgrades, Electrical infrastructure upgrades, Mechanical room expansion and ventilation, Software upgrades, Site assessment, Sound barriers, Ceiling height, Coil upgrades | 2 | 7 | 0 | 2023 | 0
90 | 2023 | Residential | HVAC | Furnace | Electric Resistance | Electricity | Furnace Electric Resistance | 2023$ | Residential Electric Resistance Furnaces |  | 0 | 0 | 0 | Heating Capacity | kBtu/h | 68 | 68 | 68 | 68 | 0 | 0 | 0 | AFUE | Unitless | 100 | 100 | 100 | 100 | 784 | 980 | 1176 | 1 |  |  | 784 | 980 | 1176 | 1 | 1 | 2025.603 | 2217.753 | 2809.603 | 3005.603 | 3201.603 | 3001.753 | 3197.753 | 3393.753 | 2045 | Reference | 23 | Prevailing local wages, Drive time, Local code requirements, Access, Incentive programs, Existing construction and materials, Presence of hazardous materials, Brand recognition, Engineering and design fees, Condition of existing electrical system, Need for additional wiring / switching, Need for condensate line / drain, Condition of existing duct system, Adequacy of existing ventilation, Need for controls and / or zoning, Condition of existing gas line, Condition of existing flue, Need to bring in combustion air, Condition of existing plumbing, Distance between terminal units, Piping run lengths, Pump upgrades, Electrical infrastructure upgrades, Mechanical room expansion and ventilation, Software upgrades, Site assessment, Sound barriers, Ceiling height, Coil upgrades | 2 | 7 | 0 | 2023 | 0
90 | 2023 | Residential | HVAC | Furnace | Electric Resistance | Electricity | Furnace Electric Resistance | 2023$ | Residential Electric Resistance Furnaces |  | 0 | 0 | 0 | Heating Capacity | kBtu/h | 68 | 68 | 68 | 68 | 0 | 0 | 0 | AFUE | Unitless | 100 | 100 | 100 | 100 | 784 | 980 | 1176 | 1 |  |  | 784 | 980 | 1176 | 1 | 1 | 2025.603 | 2217.753 | 2809.603 | 3005.603 | 3201.603 | 3001.753 | 3197.753 | 3393.753 | 2050 | Reference | 23 | Prevailing local wages, Drive time, Local code requirements, Access, Incentive programs, Existing construction and materials, Presence of hazardous materials, Brand recognition, Engineering and design fees, Condition of existing electrical system, Need for additional wiring / switching, Need for condensate line / drain, Condition of existing duct system, Adequacy of existing ventilation, Need for controls and / or zoning, Condition of existing gas line, Condition of existing flue, Need to bring in combustion air, Condition of existing plumbing, Distance between terminal units, Piping run lengths, Pump upgrades, Electrical infrastructure upgrades, Mechanical room expansion and ventilation, Software upgrades, Site assessment, Sound barriers, Ceiling height, Coil upgrades | 2 | 7 | 0 | 2023 | 0
90 | 2023 | Residential | HVAC | Furnace | Electric Resistance | Electricity | Furnace Electric Resistance | 2023$ | Residential Electric Resistance Furnaces |  | 0 | 0 | 0 | Heating Capacity | kBtu/h | 68 | 68 | 68 | 68 | 0 | 0 | 0 | AFUE | Unitless | 100 | 100 | 100 | 100 | 784 | 980 | 1176 | 1 |  |  | 784 | 980 | 1176 | 1 | 1 | 2025.603 | 2217.753 | 2809.603 | 3005.603 | 3201.603 | 3001.753 | 3197.753 | 3393.753 | 2023 | Intermediate | 23 | Prevailing local wages, Drive time, Local code requirements, Access, Incentive programs, Existing construction and materials, Presence of hazardous materials, Brand recognition, Engineering and design fees, Condition of existing electrical system, Need for additional wiring / switching, Need for condensate line / drain, Condition of existing duct system, Adequacy of existing ventilation, Need for controls and / or zoning, Condition of existing gas line, Condition of existing flue, Need to bring in combustion air, Condition of existing plumbing, Distance between terminal units, Piping run lengths, Pump upgrades, Electrical infrastructure upgrades, Mechanical room expansion and ventilation, Software upgrades, Site assessment, Sound barriers, Ceiling height, Coil upgrades | 2 | 7 | 0 | 2023 | 0
90 | 2023 | Residential | HVAC | Furnace | Electric Resistance | Electricity | Furnace Electric Resistance | 2023$ | Residential Electric Resistance Furnaces |  | 0 | 0 | 0 | Heating Capacity | kBtu/h | 68 | 68 | 68 | 68 | 0 | 0 | 0 | AFUE | Unitless | 100 | 100 | 100 | 100 | 784 | 980 | 1176 | 1 |  |  | 784 | 980 | 1176 | 1 | 1 | 2025.603 | 2217.753 | 2809.603 | 3005.603 | 3201.603 | 3001.753 | 3197.753 | 3393.753 | 2030 | Intermediate | 23 | Prevailing local wages, Drive time, Local code requirements, Access, Incentive programs, Existing construction and materials, Presence of hazardous materials, Brand recognition, Engineering and design fees, Condition of existing electrical system, Need for additional wiring / switching, Need for condensate line / drain, Condition of existing duct system, Adequacy of existing ventilation, Need for controls and / or zoning, Condition of existing gas line, Condition of existing flue, Need to bring in combustion air, Condition of existing plumbing, Distance between terminal units, Piping run lengths, Pump upgrades, Electrical infrastructure upgrades, Mechanical room expansion and ventilation, Software upgrades, Site assessment, Sound barriers, Ceiling height, Coil upgrades | 2 | 7 | 0 | 2023 | 0
90 | 2023 | Residential | HVAC | Furnace | Electric Resistance | Electricity | Furnace Electric Resistance | 2023$ | Residential Electric Resistance Furnaces |  | 0 | 0 | 0 | Heating Capacity | kBtu/h | 68 | 68 | 68 | 68 | 0 | 0 | 0 | AFUE | Unitless | 100 | 100 | 100 | 100 | 784 | 980 | 1176 | 1 |  |  | 784 | 980 | 1176 | 1 | 1 | 2025.603 | 2217.753 | 2809.603 | 3005.603 | 3201.603 | 3001.753 | 3197.753 | 3393.753 | 2035 | Intermediate | 23 | Prevailing local wages, Drive time, Local code requirements, Access, Incentive programs, Existing construction and materials, Presence of hazardous materials, Brand recognition, Engineering and design fees, Condition of existing electrical system, Need for additional wiring / switching, Need for condensate line / drain, Condition of existing duct system, Adequacy of existing ventilation, Need for controls and / or zoning, Condition of existing gas line, Condition of existing flue, Need to bring in combustion air, Condition of existing plumbing, Distance between terminal units, Piping run lengths, Pump upgrades, Electrical infrastructure upgrades, Mechanical room expansion and ventilation, Software upgrades, Site assessment, Sound barriers, Ceiling height, Coil upgrades | 2 | 7 | 0 | 2023 | 0
90 | 2023 | Residential | HVAC | Furnace | Electric Resistance | Electricity | Furnace Electric Resistance | 2023$ | Residential Electric Resistance Furnaces |  | 0 | 0 | 0 | Heating Capacity | kBtu/h | 68 | 68 | 68 | 68 | 0 | 0 | 0 | AFUE | Unitless | 100 | 100 | 100 | 100 | 784 | 980 | 1176 | 1 |  |  | 784 | 980 | 1176 | 1 | 1 | 2025.603 | 2217.753 | 2809.603 | 3005.603 | 3201.603 | 3001.753 | 3197.753 | 3393.753 | 2040 | Intermediate | 23 | Prevailing local wages, Drive time, Local code requirements, Access, Incentive programs, Existing construction and materials, Presence of hazardous materials, Brand recognition, Engineering and design fees, Condition of existing electrical system, Need for additional wiring / switching, Need for condensate line / drain, Condition of existing duct system, Adequacy of existing ventilation, Need for controls and / or zoning, Condition of existing gas line, Condition of existing flue, Need to bring in combustion air, Condition of existing plumbing, Distance between terminal units, Piping run lengths, Pump upgrades, Electrical infrastructure upgrades, Mechanical room expansion and ventilation, Software upgrades, Site assessment, Sound barriers, Ceiling height, Coil upgrades | 2 | 7 | 0 | 2023 | 0
90 | 2023 | Residential | HVAC | Furnace | Electric Resistance | Electricity | Furnace Electric Resistance | 2023$ | Residential Electric Resistance Furnaces |  | 0 | 0 | 0 | Heating Capacity | kBtu/h | 68 | 68 | 68 | 68 | 0 | 0 | 0 | AFUE | Unitless | 100 | 100 | 100 | 100 | 784 | 980 | 1176 | 1 |  |  | 784 | 980 | 1176 | 1 | 1 | 2025.603 | 2217.753 | 2809.603 | 3005.603 | 3201.603 | 3001.753 | 3197.753 | 3393.753 | 2045 | Intermediate | 23 | Prevailing local wages, Drive time, Local code requirements, Access, Incentive programs, Existing construction and materials, Presence of hazardous materials, Brand recognition, Engineering and design fees, Condition of existing electrical system, Need for additional wiring / switching, Need for condensate line / drain, Condition of existing duct system, Adequacy of existing ventilation, Need for controls and / or zoning, Condition of existing gas line, Condition of existing flue, Need to bring in combustion air, Condition of existing plumbing, Distance between terminal units, Piping run lengths, Pump upgrades, Electrical infrastructure upgrades, Mechanical room expansion and ventilation, Software upgrades, Site assessment, Sound barriers, Ceiling height, Coil upgrades | 2 | 7 | 0 | 2023 | 0
90 | 2023 | Residential | HVAC | Furnace | Electric Resistance | Electricity | Furnace Electric Resistance | 2023$ | Residential Electric Resistance Furnaces |  | 0 | 0 | 0 | Heating Capacity | kBtu/h | 68 | 68 | 68 | 68 | 0 | 0 | 0 | AFUE | Unitless | 100 | 100 | 100 | 100 | 784 | 980 | 1176 | 1 |  |  | 784 | 980 | 1176 | 1 | 1 | 2025.603 | 2217.753 | 2809.603 | 3005.603 | 3201.603 | 3001.753 | 3197.753 | 3393.753 | 2050 | Intermediate | 23 | Prevailing local wages, Drive time, Local code requirements, Access, Incentive programs, Existing construction and materials, Presence of hazardous materials, Brand recognition, Engineering and design fees, Condition of existing electrical system, Need for additional wiring / switching, Need for condensate line / drain, Condition of existing duct system, Adequacy of existing ventilation, Need for controls and / or zoning, Condition of existing gas line, Condition of existing flue, Need to bring in combustion air, Condition of existing plumbing, Distance between terminal units, Piping run lengths, Pump upgrades, Electrical infrastructure upgrades, Mechanical room expansion and ventilation, Software upgrades, Site assessment, Sound barriers, Ceiling height, Coil upgrades | 2 | 7 | 0 | 2023 | 0
90 | 2023 | Residential | HVAC | Furnace | Electric Resistance | Electricity | Furnace Electric Resistance | 2023$ | Residential Electric Resistance Furnaces |  | 0 | 0 | 0 | Heating Capacity | kBtu/h | 68 | 68 | 68 | 68 | 0 | 0 | 0 | AFUE | Unitless | 100 | 100 | 100 | 100 | 784 | 980 | 1176 | 1 |  |  | 784 | 980 | 1176 | 1 | 1 | 2025.603 | 2217.753 | 2809.603 | 3005.603 | 3201.603 | 3001.753 | 3197.753 | 3393.753 | 2023 | Advanced | 23 | Prevailing local wages, Drive time, Local code requirements, Access, Incentive programs, Existing construction and materials, Presence of hazardous materials, Brand recognition, Engineering and design fees, Condition of existing electrical system, Need for additional wiring / switching, Need for condensate line / drain, Condition of existing duct system, Adequacy of existing ventilation, Need for controls and / or zoning, Condition of existing gas line, Condition of existing flue, Need to bring in combustion air, Condition of existing plumbing, Distance between terminal units, Piping run lengths, Pump upgrades, Electrical infrastructure upgrades, Mechanical room expansion and ventilation, Software upgrades, Site assessment, Sound barriers, Ceiling height, Coil upgrades | 2 | 7 | 0 | 2023 | 0
90 | 2023 | Residential | HVAC | Furnace | Electric Resistance | Electricity | Furnace Electric Resistance | 2023$ | Residential Electric Resistance Furnaces |  | 0 | 0 | 0 | Heating Capacity | kBtu/h | 68 | 68 | 68 | 68 | 0 | 0 | 0 | AFUE | Unitless | 100 | 100 | 100 | 100 | 784 | 980 | 1176 | 1 |  |  | 784 | 980 | 1176 | 1 | 1 | 2025.603 | 2217.753 | 2809.603 | 3005.603 | 3201.603 | 3001.753 | 3197.753 | 3393.753 | 2030 | Advanced | 23 | Prevailing local wages, Drive time, Local code requirements, Access, Incentive programs, Existing construction and materials, Presence of hazardous materials, Brand recognition, Engineering and design fees, Condition of existing electrical system, Need for additional wiring / switching, Need for condensate line / drain, Condition of existing duct system, Adequacy of existing ventilation, Need for controls and / or zoning, Condition of existing gas line, Condition of existing flue, Need to bring in combustion air, Condition of existing plumbing, Distance between terminal units, Piping run lengths, Pump upgrades, Electrical infrastructure upgrades, Mechanical room expansion and ventilation, Software upgrades, Site assessment, Sound barriers, Ceiling height, Coil upgrades | 2 | 7 | 0 | 2023 | 0
90 | 2023 | Residential | HVAC | Furnace | Electric Resistance | Electricity | Furnace Electric Resistance | 2023$ | Residential Electric Resistance Furnaces |  | 0 | 0 | 0 | Heating Capacity | kBtu/h | 68 | 68 | 68 | 68 | 0 | 0 | 0 | AFUE | Unitless | 100 | 100 | 100 | 100 | 784 | 980 | 1176 | 1 |  |  | 784 | 980 | 1176 | 1 | 1 | 2025.603 | 2217.753 | 2809.603 | 3005.603 | 3201.603 | 3001.753 | 3197.753 | 3393.753 | 2035 | Advanced | 23 | Prevailing local wages, Drive time, Local code requirements, Access, Incentive programs, Existing construction and materials, Presence of hazardous materials, Brand recognition, Engineering and design fees, Condition of existing electrical system, Need for additional wiring / switching, Need for condensate line / drain, Condition of existing duct system, Adequacy of existing ventilation, Need for controls and / or zoning, Condition of existing gas line, Condition of existing flue, Need to bring in combustion air, Condition of existing plumbing, Distance between terminal units, Piping run lengths, Pump upgrades, Electrical infrastructure upgrades, Mechanical room expansion and ventilation, Software upgrades, Site assessment, Sound barriers, Ceiling height, Coil upgrades | 2 | 7 | 0 | 2023 | 0
90 | 2023 | Residential | HVAC | Furnace | Electric Resistance | Electricity | Furnace Electric Resistance | 2023$ | Residential Electric Resistance Furnaces |  | 0 | 0 | 0 | Heating Capacity | kBtu/h | 68 | 68 | 68 | 68 | 0 | 0 | 0 | AFUE | Unitless | 100 | 100 | 100 | 100 | 784 | 980 | 1176 | 1 |  |  | 784 | 980 | 1176 | 1 | 1 | 2025.603 | 2217.753 | 2809.603 | 3005.603 | 3201.603 | 3001.753 | 3197.753 | 3393.753 | 2040 | Advanced | 23 | Prevailing local wages, Drive time, Local code requirements, Access, Incentive programs, Existing construction and materials, Presence of hazardous materials, Brand recognition, Engineering and design fees, Condition of existing electrical system, Need for additional wiring / switching, Need for condensate line / drain, Condition of existing duct system, Adequacy of existing ventilation, Need for controls and / or zoning, Condition of existing gas line, Condition of existing flue, Need to bring in combustion air, Condition of existing plumbing, Distance between terminal units, Piping run lengths, Pump upgrades, Electrical infrastructure upgrades, Mechanical room expansion and ventilation, Software upgrades, Site assessment, Sound barriers, Ceiling height, Coil upgrades | 2 | 7 | 0 | 2023 | 0
90 | 2023 | Residential | HVAC | Furnace | Electric Resistance | Electricity | Furnace Electric Resistance | 2023$ | Residential Electric Resistance Furnaces |  | 0 | 0 | 0 | Heating Capacity | kBtu/h | 68 | 68 | 68 | 68 | 0 | 0 | 0 | AFUE | Unitless | 100 | 100 | 100 | 100 | 784 | 980 | 1176 | 1 |  |  | 784 | 980 | 1176 | 1 | 1 | 2025.603 | 2217.753 | 2809.603 | 3005.603 | 3201.603 | 3001.753 | 3197.753 | 3393.753 | 2045 | Advanced | 23 | Prevailing local wages, Drive time, Local code requirements, Access, Incentive programs, Existing construction and materials, Presence of hazardous materials, Brand recognition, Engineering and design fees, Condition of existing electrical system, Need for additional wiring / switching, Need for condensate line / drain, Condition of existing duct system, Adequacy of existing ventilation, Need for controls and / or zoning, Condition of existing gas line, Condition of existing flue, Need to bring in combustion air, Condition of existing plumbing, Distance between terminal units, Piping run lengths, Pump upgrades, Electrical infrastructure upgrades, Mechanical room expansion and ventilation, Software upgrades, Site assessment, Sound barriers, Ceiling height, Coil upgrades | 2 | 7 | 0 | 2023 | 0
90 | 2023 | Residential | HVAC | Furnace | Electric Resistance | Electricity | Furnace Electric Resistance | 2023$ | Residential Electric Resistance Furnaces |  | 0 | 0 | 0 | Heating Capacity | kBtu/h | 68 | 68 | 68 | 68 | 0 | 0 | 0 | AFUE | Unitless | 100 | 100 | 100 | 100 | 784 | 980 | 1176 | 1 |  |  | 784 | 980 | 1176 | 1 | 1 | 2025.603 | 2217.753 | 2809.603 | 3005.603 | 3201.603 | 3001.753 | 3197.753 | 3393.753 | 2050 | Advanced | 23 | Prevailing local wages, Drive time, Local code requirements, Access, Incentive programs, Existing construction and materials, Presence of hazardous materials, Brand recognition, Engineering and design fees, Condition of existing electrical system, Need for additional wiring / switching, Need for condensate line / drain, Condition of existing duct system, Adequacy of existing ventilation, Need for controls and / or zoning, Condition of existing gas line, Condition of existing flue, Need to bring in combustion air, Condition of existing plumbing, Distance between terminal units, Piping run lengths, Pump upgrades, Electrical infrastructure upgrades, Mechanical room expansion and ventilation, Software upgrades, Site assessment, Sound barriers, Ceiling height, Coil upgrades | 2 | 7 | 0 | 2023 | 0
91 | 2023 | Residential | HVAC | Furnace | Gas-Fired | Gas | Furnace Gas-fired | 2023$ | Residential Gas-Fired Furnaces |  | 4.7318 | 5.525 | 8.6257 | Heating Capacity | kBtu/h | 30 | 80 | 80 | 154 | 35.2727 | 46.5312 | 52.4102 | AFUE | Unitless | 80 | 90 | 99 | 99 | -2209.3636 | -2987 | -3098.869 | 1 |  |  | 1343.7272 | 1642.8125 | 2308.102 | 1 | 1 | 2025.603 | 2217.753 | 3369.3302 | 3668.4155 | 4333.705 | 3561.4802 | 3860.5655 | 4525.855 | 2023 | Reference | 21 | Prevailing local wages, Drive time, Local code requirements, Access, Condition of existing flue, Need to bring in combustion air, Condition of existing electrical system, Need for additional wiring/switching, Condition of existing gas line, Presence of hazardous materials, Stand alone vs treating both heating/cooling, Need for controls and/or zoning, Condition of existing duct system, Type of equipment | 2 | 266 | 0.2857 | 2023
91 | 2023 | Residential | HVAC | Furnace | Gas-Fired | Gas | Furnace Gas-fired | 2023$ | Residential Gas-Fired Furnaces |  | 4.8107 | 5.6171 | 8.7694 | Heating Capacity | kBtu/h | 30 | 80 | 80 | 154 | 35.8606 | 47.3068 | 53.2837 | AFUE | Unitless | 80 | 95 | 99 | 99 | -2246.1864 | -3036.7833 | -3150.5168 | 1 |  |  | 1545.4257 | 1906.7266 | 2612.9888 | 1 | 1 | 2025.603 | 2217.753 | 3571.0287 | 3932.3296 | 4638.5918 | 3763.1787 | 4124.4796 | 4830.7418 | 2030 | Reference | 21 | Prevailing local wages, Drive time, Local code requirements, Access, Condition of existing flue, Need to bring in combustion air, Condition of existing electrical system, Need for additional wiring/switching, Condition of existing gas line, Presence of hazardous materials, Stand alone vs treating both heating/cooling, Need for controls and/or zoning, Condition of existing duct system, Type of equipment | 2 | 266 | 0.2857 | 2023 | 0
91 | 2023 | Residential | HVAC | Furnace | Gas-Fired | Gas | Furnace Gas-fired | 2023$ | Residential Gas-Fired Furnaces |  | 4.8107 | 5.6171 | 8.7694 | Heating Capacity | kBtu/h | 30 | 80 | 80 | 154 | 35.8606 | 47.3068 | 53.2837 | AFUE | Unitless | 80 | 95 | 99 | 99 | -2246.1864 | -3036.7833 | -3150.5168 | 1 |  |  | 1545.4257 | 1906.7266 | 2612.9888 | 1 | 1 | 2025.603 | 2217.753 | 3571.0287 | 3932.3296 | 4638.5918 | 3763.1787 | 4124.4796 | 4830.7418 | 2035 | Reference | 21 | Prevailing local wages, Drive time, Local code requirements, Access, Condition of existing flue, Need to bring in combustion air, Condition of existing electrical system, Need for additional wiring/switching, Condition of existing gas line, Presence of hazardous materials, Stand alone vs treating both heating/cooling, Need for controls and/or zoning, Condition of existing duct system, Type of equipment | 2 | 266 | 0.2857 | 2023 | 0
91 | 2023 | Residential | HVAC | Furnace | Gas-Fired | Gas | Furnace Gas-fired | 2023$ | Residential Gas-Fired Furnaces |  | 4.8107 | 5.6171 | 8.7694 | Heating Capacity | kBtu/h | 30 | 80 | 80 | 154 | 35.8606 | 47.3068 | 53.2837 | AFUE | Unitless | 80 | 95 | 99 | 99 | -2246.1864 | -3036.7833 | -3150.5168 | 1 |  |  | 1545.4257 | 1906.7266 | 2612.9888 | 1 | 1 | 2025.603 | 2217.753 | 3571.0287 | 3932.3296 | 4638.5918 | 3763.1787 | 4124.4796 | 4830.7418 | 2040 | Reference | 21 | Prevailing local wages, Drive time, Local code requirements, Access, Condition of existing flue, Need to bring in combustion air, Condition of existing electrical system, Need for additional wiring/switching, Condition of existing gas line, Presence of hazardous materials, Stand alone vs treating both heating/cooling, Need for controls and/or zoning, Condition of existing duct system, Type of equipment | 2 | 266 | 0.2857 | 2023 | 0
91 | 2023 | Residential | HVAC | Furnace | Gas-Fired | Gas | Furnace Gas-fired | 2023$ | Residential Gas-Fired Furnaces |  | 4.8107 | 5.6171 | 8.7694 | Heating Capacity | kBtu/h | 30 | 80 | 80 | 154 | 35.8606 | 47.3068 | 53.2837 | AFUE | Unitless | 80 | 95 | 99 | 99 | -2246.1864 | -3036.7833 | -3150.5168 | 1 |  |  | 1545.4257 | 1906.7266 | 2612.9888 | 1 | 1 | 2025.603 | 2217.753 | 3571.0287 | 3932.3296 | 4638.5918 | 3763.1787 | 4124.4796 | 4830.7418 | 2045 | Reference | 21 | Prevailing local wages, Drive time, Local code requirements, Access, Condition of existing flue, Need to bring in combustion air, Condition of existing electrical system, Need for additional wiring/switching, Condition of existing gas line, Presence of hazardous materials, Stand alone vs treating both heating/cooling, Need for controls and/or zoning, Condition of existing duct system, Type of equipment | 2 | 266 | 0.2857 | 2023 | 0
91 | 2023 | Residential | HVAC | Furnace | Gas-Fired | Gas | Furnace Gas-fired | 2023$ | Residential Gas-Fired Furnaces |  | 4.8107 | 5.6171 | 8.7694 | Heating Capacity | kBtu/h | 30 | 80 | 80 | 154 | 35.8606 | 47.3068 | 53.2837 | AFUE | Unitless | 80 | 95 | 99 | 99 | -2246.1864 | -3036.7833 | -3150.5168 | 1 |  |  | 1545.4257 | 1906.7266 | 2612.9888 | 1 | 1 | 2025.603 | 2217.753 | 3571.0287 | 3932.3296 | 4638.5918 | 3763.1787 | 4124.4796 | 4830.7418 | 2050 | Reference | 21 | Prevailing local wages, Drive time, Local code requirements, Access, Condition of existing flue, Need to bring in combustion air, Condition of existing electrical system, Need for additional wiring/switching, Condition of existing gas line, Presence of hazardous materials, Stand alone vs treating both heating/cooling, Need for controls and/or zoning, Condition of existing duct system, Type of equipment | 2 | 266 | 0.2857 | 2023 | 0
91 | 2023 | Residential | HVAC | Furnace | Gas-Fired | Gas | Furnace Gas-fired | 2023$ | Residential Gas-Fired Furnaces |  | 4.7318 | 5.525 | 8.6257 | Heating Capacity | kBtu/h | 30 | 80 | 80 | 154 | 35.2727 | 46.5312 | 52.4102 | AFUE | Unitless | 80 | 90 | 99 | 99 | -2209.3636 | -2987 | -3098.869 | 1 |  |  | 1343.7272 | 1642.8125 | 2308.102 | 1 | 1 | 2025.603 | 2217.753 | 3369.3302 | 3668.4155 | 4333.705 | 3561.4802 | 3860.5655 | 4525.855 | 2023 | Intermediate | 21 | Prevailing local wages, Drive time, Local code requirements, Access, Condition of existing flue, Need to bring in combustion air, Condition of existing electrical system, Need for additional wiring/switching, Condition of existing gas line, Presence of hazardous materials, Stand alone vs treating both heating/cooling, Need for controls and/or zoning, Condition of existing duct system, Type of equipment | 2 | 266 | 0.2857 | 2023 | 0
91 | 2023 | Residential | HVAC | Furnace | Gas-Fired | Gas | Furnace Gas-fired | 2023$ | Residential Gas-Fired Furnaces |  | 4.8107 | 5.6171 | 8.7694 | Heating Capacity | kBtu/h | 30 | 80 | 80 | 154 | 35.8606 | 47.3068 | 53.2837 | AFUE | Unitless | 80 | 95 | 99 | 99 | -2246.1864 | -3036.7833 | -3150.5168 | 1 |  |  | 1545.4257 | 1906.7266 | 2612.9888 | 1 | 1 | 2025.603 | 2217.753 | 3571.0287 | 3932.3296 | 4638.5918 | 3763.1787 | 4124.4796 | 4830.7418 | 2030 | Intermediate | 21 | Prevailing local wages, Drive time, Local code requirements, Access, Condition of existing flue, Need to bring in combustion air, Condition of existing electrical system, Need for additional wiring/switching, Condition of existing gas line, Presence of hazardous materials, Stand alone vs treating both heating/cooling, Need for controls and/or zoning, Condition of existing duct system, Type of equipment | 2 | 266 | 0.2857 | 2023 | 0
91 | 2023 | Residential | HVAC | Furnace | Gas-Fired | Gas | Furnace Gas-fired | 2023$ | Residential Gas-Fired Furnaces |  | 4.8107 | 5.6171 | 8.7694 | Heating Capacity | kBtu/h | 30 | 80 | 80 | 154 | 35.8606 | 47.3068 | 53.2837 | AFUE | Unitless | 80 | 95 | 99 | 99 | -2246.1864 | -3036.7833 | -3150.5168 | 1 |  |  | 1545.4257 | 1906.7266 | 2612.9888 | 1 | 1 | 2025.603 | 2217.753 | 3571.0287 | 3932.3296 | 4638.5918 | 3763.1787 | 4124.4796 | 4830.7418 | 2035 | Intermediate | 21 | Prevailing local wages, Drive time, Local code requirements, Access, Condition of existing flue, Need to bring in combustion air, Condition of existing electrical system, Need for additional wiring/switching, Condition of existing gas line, Presence of hazardous materials, Stand alone vs treating both heating/cooling, Need for controls and/or zoning, Condition of existing duct system, Type of equipment | 2 | 266 | 0.2857 | 2023 | 0
91 | 2023 | Residential | HVAC | Furnace | Gas-Fired | Gas | Furnace Gas-fired | 2023$ | Residential Gas-Fired Furnaces |  | 4.8107 | 5.6171 | 8.7694 | Heating Capacity | kBtu/h | 30 | 80 | 80 | 154 | 35.8606 | 47.3068 | 53.2837 | AFUE | Unitless | 80 | 95 | 99 | 99 | -2246.1864 | -3036.7833 | -3150.5168 | 1 |  |  | 1545.4257 | 1906.7266 | 2612.9888 | 1 | 1 | 2025.603 | 2217.753 | 3571.0287 | 3932.3296 | 4638.5918 | 3763.1787 | 4124.4796 | 4830.7418 | 2040 | Intermediate | 21 | Prevailing local wages, Drive time, Local code requirements, Access, Condition of existing flue, Need to bring in combustion air, Condition of existing electrical system, Need for additional wiring/switching, Condition of existing gas line, Presence of hazardous materials, Stand alone vs treating both heating/cooling, Need for controls and/or zoning, Condition of existing duct system, Type of equipment | 2 | 266 | 0.2857 | 2023 | 0
91 | 2023 | Residential | HVAC | Furnace | Gas-Fired | Gas | Furnace Gas-fired | 2023$ | Residential Gas-Fired Furnaces |  | 4.8107 | 5.6171 | 8.7694 | Heating Capacity | kBtu/h | 30 | 80 | 80 | 154 | 35.8606 | 47.3068 | 53.2837 | AFUE | Unitless | 80 | 95 | 99 | 99 | -2246.1864 | -3036.7833 | -3150.5168 | 1 |  |  | 1545.4257 | 1906.7266 | 2612.9888 | 1 | 1 | 2025.603 | 2217.753 | 3571.0287 | 3932.3296 | 4638.5918 | 3763.1787 | 4124.4796 | 4830.7418 | 2045 | Intermediate | 21 | Prevailing local wages, Drive time, Local code requirements, Access, Condition of existing flue, Need to bring in combustion air, Condition of existing electrical system, Need for additional wiring/switching, Condition of existing gas line, Presence of hazardous materials, Stand alone vs treating both heating/cooling, Need for controls and/or zoning, Condition of existing duct system, Type of equipment | 2 | 266 | 0.2857 | 2023 | 0
91 | 2023 | Residential | HVAC | Furnace | Gas-Fired | Gas | Furnace Gas-fired | 2023$ | Residential Gas-Fired Furnaces |  | 4.8107 | 5.6171 | 8.7694 | Heating Capacity | kBtu/h | 30 | 80 | 80 | 154 | 35.8606 | 47.3068 | 53.2837 | AFUE | Unitless | 80 | 95 | 99 | 99 | -2246.1864 | -3036.7833 | -3150.5168 | 1 |  |  | 1545.4257 | 1906.7266 | 2612.9888 | 1 | 1 | 2025.603 | 2217.753 | 3571.0287 | 3932.3296 | 4638.5918 | 3763.1787 | 4124.4796 | 4830.7418 | 2050 | Intermediate | 21 | Prevailing local wages, Drive time, Local code requirements, Access, Condition of existing flue, Need to bring in combustion air, Condition of existing electrical system, Need for additional wiring/switching, Condition of existing gas line, Presence of hazardous materials, Stand alone vs treating both heating/cooling, Need for controls and/or zoning, Condition of existing duct system, Type of equipment | 2 | 266 | 0.2857 | 2023 | 0
91 | 2023 | Residential | HVAC | Furnace | Gas-Fired | Gas | Furnace Gas-fired | 2023$ | Residential Gas-Fired Furnaces |  | 4.7318 | 5.525 | 8.6257 | Heating Capacity | kBtu/h | 30 | 80 | 80 | 154 | 35.2727 | 46.5312 | 52.4102 | AFUE | Unitless | 80 | 90 | 99 | 99 | -2209.3636 | -2987 | -3098.869 | 1 |  |  | 1343.7272 | 1642.8125 | 2308.102 | 1 | 1 | 2025.603 | 2217.753 | 3369.3302 | 3668.4155 | 4333.705 | 3561.4802 | 3860.5655 | 4525.855 | 2023 | Advanced | 21 | Prevailing local wages, Drive time, Local code requirements, Access, Condition of existing flue, Need to bring in combustion air, Condition of existing electrical system, Need for additional wiring/switching, Condition of existing gas line, Presence of hazardous materials, Stand alone vs treating both heating/cooling, Need for controls and/or zoning, Condition of existing duct system, Type of equipment | 2 | 266 | 0.2857 | 2023 | 0
91 | 2023 | Residential | HVAC | Furnace | Gas-Fired | Gas | Furnace Gas-fired | 2023$ | Residential Gas-Fired Furnaces |  | 4.8107 | 5.6171 | 8.7694 | Heating Capacity | kBtu/h | 30 | 80 | 80 | 154 | 35.8606 | 47.3068 | 53.2837 | AFUE | Unitless | 80 | 95 | 99 | 99 | -2246.1864 | -3036.7833 | -3150.5168 | 1 |  |  | 1545.4257 | 1906.7266 | 2612.9888 | 1 | 1 | 2025.603 | 2217.753 | 3571.0287 | 3932.3296 | 4638.5918 | 3763.1787 | 4124.4796 | 4830.7418 | 2030 | Advanced | 21 | Prevailing local wages, Drive time, Local code requirements, Access, Condition of existing flue, Need to bring in combustion air, Condition of existing electrical system, Need for additional wiring/switching, Condition of existing gas line, Presence of hazardous materials, Stand alone vs treating both heating/cooling, Need for controls and/or zoning, Condition of existing duct system, Type of equipment | 2 | 266 | 0.2857 | 2023 | 0
91 | 2023 | Residential | HVAC | Furnace | Gas-Fired | Gas | Furnace Gas-fired | 2023$ | Residential Gas-Fired Furnaces |  | 4.8107 | 5.6171 | 8.7694 | Heating Capacity | kBtu/h | 30 | 80 | 80 | 154 | 35.8606 | 47.3068 | 53.2837 | AFUE | Unitless | 80 | 95 | 99 | 99 | -2246.1864 | -3036.7833 | -3150.5168 | 1 |  |  | 1545.4257 | 1906.7266 | 2612.9888 | 1 | 1 | 2025.603 | 2217.753 | 3571.0287 | 3932.3296 | 4638.5918 | 3763.1787 | 4124.4796 | 4830.7418 | 2035 | Advanced | 21 | Prevailing local wages, Drive time, Local code requirements, Access, Condition of existing flue, Need to bring in combustion air, Condition of existing electrical system, Need for additional wiring/switching, Condition of existing gas line, Presence of hazardous materials, Stand alone vs treating both heating/cooling, Need for controls and/or zoning, Condition of existing duct system, Type of equipment | 2 | 266 | 0.2857 | 2023 | 0
91 | 2023 | Residential | HVAC | Furnace | Gas-Fired | Gas | Furnace Gas-fired | 2023$ | Residential Gas-Fired Furnaces |  | 4.8107 | 5.6171 | 8.7694 | Heating Capacity | kBtu/h | 30 | 80 | 80 | 154 | 35.8606 | 47.3068 | 53.2837 | AFUE | Unitless | 80 | 95 | 99 | 99 | -2246.1864 | -3036.7833 | -3150.5168 | 1 |  |  | 1545.4257 | 1906.7266 | 2612.9888 | 1 | 1 | 2025.603 | 2217.753 | 3571.0287 | 3932.3296 | 4638.5918 | 3763.1787 | 4124.4796 | 4830.7418 | 2040 | Advanced | 21 | Prevailing local wages, Drive time, Local code requirements, Access, Condition of existing flue, Need to bring in combustion air, Condition of existing electrical system, Need for additional wiring/switching, Condition of existing gas line, Presence of hazardous materials, Stand alone vs treating both heating/cooling, Need for controls and/or zoning, Condition of existing duct system, Type of equipment | 2 | 266 | 0.2857 | 2023 | 0
91 | 2023 | Residential | HVAC | Furnace | Gas-Fired | Gas | Furnace Gas-fired | 2023$ | Residential Gas-Fired Furnaces |  | 4.8107 | 5.6171 | 8.7694 | Heating Capacity | kBtu/h | 30 | 80 | 80 | 154 | 35.8606 | 47.3068 | 53.2837 | AFUE | Unitless | 80 | 95 | 99 | 99 | -2246.1864 | -3036.7833 | -3150.5168 | 1 |  |  | 1545.4257 | 1906.7266 | 2612.9888 | 1 | 1 | 2025.603 | 2217.753 | 3571.0287 | 3932.3296 | 4638.5918 | 3763.1787 | 4124.4796 | 4830.7418 | 2045 | Advanced | 21 | Prevailing local wages, Drive time, Local code requirements, Access, Condition of existing flue, Need to bring in combustion air, Condition of existing electrical system, Need for additional wiring/switching, Condition of existing gas line, Presence of hazardous materials, Stand alone vs treating both heating/cooling, Need for controls and/or zoning, Condition of existing duct system, Type of equipment | 2 | 266 | 0.2857 | 2023 | 0
91 | 2023 | Residential | HVAC | Furnace | Gas-Fired | Gas | Furnace Gas-fired | 2023$ | Residential Gas-Fired Furnaces |  | 4.8107 | 5.6171 | 8.7694 | Heating Capacity | kBtu/h | 30 | 80 | 80 | 154 | 35.8606 | 47.3068 | 53.2837 | AFUE | Unitless | 80 | 95 | 99 | 99 | -2246.1864 | -3036.7833 | -3150.5168 | 1 |  |  | 1545.4257 | 1906.7266 | 2612.9888 | 1 | 1 | 2025.603 | 2217.753 | 3571.0287 | 3932.3296 | 4638.5918 | 3763.1787 | 4124.4796 | 4830.7418 | 2050 | Advanced | 21 | Prevailing local wages, Drive time, Local code requirements, Access, Condition of existing flue, Need to bring in combustion air, Condition of existing electrical system, Need for additional wiring/switching, Condition of existing gas line, Presence of hazardous materials, Stand alone vs treating both heating/cooling, Need for controls and/or zoning, Condition of existing duct system, Type of equipment | 2 | 266 | 0.2857 | 2023 | 0
92 | 2023 | Residential | HVAC | Furnace | Oil-Fired | Oil | Furnace Oil-Fired | 2023$ | Residential Oil-Fired Furnaces |  | 0 | 0 | 0 | Heating Capacity | kBtu/h | 105 | 105 | 105 | 105 | 0 | 0 | 0 | AFUE | Unitless | 85 | 85 | 87 | 87 | 2505.6 | 3132 | 3758.4 | 1 |  |  | 2505.6 | 3132 | 3758.4 | 1 | 1 | 2025.603 | 2217.753 | 4531.203 | 5157.603 | 5784.003 | 4723.353 | 5349.753 | 5976.153 | 2023 | Reference | 27 | Prevailing local wages, Drive time, Local code requirements, Access, Incentive programs, Existing construction and materials, Moisture issues present, Presence of hazardous materials, Brand recognition, Engineering and design fees, Need for condensate line / drain, Condition of existing duct system, Adequacy of existing ventilation, Need for controls and / or zoning, Condition of existing plumbing, Piping run lengths, Pump upgrades, Mechanical room expansion and ventilation, Software upgrades, Site assessment, Sound barriers, Ceiling height, Coil upgrades | 2 | 13 | 0 | 2023
92 | 2023 | Residential | HVAC | Furnace | Oil-Fired | Oil | Furnace Oil-Fired | 2023$ | Residential Oil-Fired Furnaces |  | 0 | 0 | 0 | Heating Capacity | kBtu/h | 105 | 105 | 105 | 105 | 0 | 0 | 0 | AFUE | Unitless | 85 | 85 | 87 | 87 | 2505.6 | 3132 | 3758.4 | 1 |  |  | 2505.6 | 3132 | 3758.4 | 1 | 1 | 2025.603 | 2217.753 | 4531.203 | 5157.603 | 5784.003 | 4723.353 | 5349.753 | 5976.153 | 2030 | Reference | 27 | Prevailing local wages, Drive time, Local code requirements, Access, Incentive programs, Existing construction and materials, Moisture issues present, Presence of hazardous materials, Brand recognition, Engineering and design fees, Need for condensate line / drain, Condition of existing duct system, Adequacy of existing ventilation, Need for controls and / or zoning, Condition of existing plumbing, Piping run lengths, Pump upgrades, Mechanical room expansion and ventilation, Software upgrades, Site assessment, Sound barriers, Ceiling height, Coil upgrades | 2 | 13 | 0 | 2023 | 0
92 | 2023 | Residential | HVAC | Furnace | Oil-Fired | Oil | Furnace Oil-Fired | 2023$ | Residential Oil-Fired Furnaces |  | 0 | 0 | 0 | Heating Capacity | kBtu/h | 105 | 105 | 105 | 105 | 0 | 0 | 0 | AFUE | Unitless | 85 | 85 | 87 | 87 | 2505.6 | 3132 | 3758.4 | 1 |  |  | 2505.6 | 3132 | 3758.4 | 1 | 1 | 2025.603 | 2217.753 | 4531.203 | 5157.603 | 5784.003 | 4723.353 | 5349.753 | 5976.153 | 2035 | Reference | 27 | Prevailing local wages, Drive time, Local code requirements, Access, Incentive programs, Existing construction and materials, Moisture issues present, Presence of hazardous materials, Brand recognition, Engineering and design fees, Need for condensate line / drain, Condition of existing duct system, Adequacy of existing ventilation, Need for controls and / or zoning, Condition of existing plumbing, Piping run lengths, Pump upgrades, Mechanical room expansion and ventilation, Software upgrades, Site assessment, Sound barriers, Ceiling height, Coil upgrades | 2 | 13 | 0 | 2023 | 0
92 | 2023 | Residential | HVAC | Furnace | Oil-Fired | Oil | Furnace Oil-Fired | 2023$ | Residential Oil-Fired Furnaces |  | 0 | 0 | 0 | Heating Capacity | kBtu/h | 105 | 105 | 105 | 105 | 0 | 0 | 0 | AFUE | Unitless | 85 | 85 | 87 | 87 | 2505.6 | 3132 | 3758.4 | 1 |  |  | 2505.6 | 3132 | 3758.4 | 1 | 1 | 2025.603 | 2217.753 | 4531.203 | 5157.603 | 5784.003 | 4723.353 | 5349.753 | 5976.153 | 2040 | Reference | 27 | Prevailing local wages, Drive time, Local code requirements, Access, Incentive programs, Existing construction and materials, Moisture issues present, Presence of hazardous materials, Brand recognition, Engineering and design fees, Need for condensate line / drain, Condition of existing duct system, Adequacy of existing ventilation, Need for controls and / or zoning, Condition of existing plumbing, Piping run lengths, Pump upgrades, Mechanical room expansion and ventilation, Software upgrades, Site assessment, Sound barriers, Ceiling height, Coil upgrades | 2 | 13 | 0 | 2023 | 0
92 | 2023 | Residential | HVAC | Furnace | Oil-Fired | Oil | Furnace Oil-Fired | 2023$ | Residential Oil-Fired Furnaces |  | 0 | 0 | 0 | Heating Capacity | kBtu/h | 105 | 105 | 105 | 105 | 0 | 0 | 0 | AFUE | Unitless | 85 | 85 | 87 | 87 | 2505.6 | 3132 | 3758.4 | 1 |  |  | 2505.6 | 3132 | 3758.4 | 1 | 1 | 2025.603 | 2217.753 | 4531.203 | 5157.603 | 5784.003 | 4723.353 | 5349.753 | 5976.153 | 2045 | Reference | 27 | Prevailing local wages, Drive time, Local code requirements, Access, Incentive programs, Existing construction and materials, Moisture issues present, Presence of hazardous materials, Brand recognition, Engineering and design fees, Need for condensate line / drain, Condition of existing duct system, Adequacy of existing ventilation, Need for controls and / or zoning, Condition of existing plumbing, Piping run lengths, Pump upgrades, Mechanical room expansion and ventilation, Software upgrades, Site assessment, Sound barriers, Ceiling height, Coil upgrades | 2 | 13 | 0 | 2023 | 0
92 | 2023 | Residential | HVAC | Furnace | Oil-Fired | Oil | Furnace Oil-Fired | 2023$ | Residential Oil-Fired Furnaces |  | 0 | 0 | 0 | Heating Capacity | kBtu/h | 105 | 105 | 105 | 105 | 0 | 0 | 0 | AFUE | Unitless | 85 | 85 | 87 | 87 | 2505.6 | 3132 | 3758.4 | 1 |  |  | 2505.6 | 3132 | 3758.4 | 1 | 1 | 2025.603 | 2217.753 | 4531.203 | 5157.603 | 5784.003 | 4723.353 | 5349.753 | 5976.153 | 2050 | Reference | 27 | Prevailing local wages, Drive time, Local code requirements, Access, Incentive programs, Existing construction and materials, Moisture issues present, Presence of hazardous materials, Brand recognition, Engineering and design fees, Need for condensate line / drain, Condition of existing duct system, Adequacy of existing ventilation, Need for controls and / or zoning, Condition of existing plumbing, Piping run lengths, Pump upgrades, Mechanical room expansion and ventilation, Software upgrades, Site assessment, Sound barriers, Ceiling height, Coil upgrades | 2 | 13 | 0 | 2023 | 0
92 | 2023 | Residential | HVAC | Furnace | Oil-Fired | Oil | Furnace Oil-Fired | 2023$ | Residential Oil-Fired Furnaces |  | 0 | 0 | 0 | Heating Capacity | kBtu/h | 105 | 105 | 105 | 105 | 0 | 0 | 0 | AFUE | Unitless | 85 | 85 | 87 | 87 | 2505.6 | 3132 | 3758.4 | 1 |  |  | 2505.6 | 3132 | 3758.4 | 1 | 1 | 2025.603 | 2217.753 | 4531.203 | 5157.603 | 5784.003 | 4723.353 | 5349.753 | 5976.153 | 2023 | Intermediate | 27 | Prevailing local wages, Drive time, Local code requirements, Access, Incentive programs, Existing construction and materials, Moisture issues present, Presence of hazardous materials, Brand recognition, Engineering and design fees, Need for condensate line / drain, Condition of existing duct system, Adequacy of existing ventilation, Need for controls and / or zoning, Condition of existing plumbing, Piping run lengths, Pump upgrades, Mechanical room expansion and ventilation, Software upgrades, Site assessment, Sound barriers, Ceiling height, Coil upgrades | 2 | 13 | 0 | 2023 | 0
92 | 2023 | Residential | HVAC | Furnace | Oil-Fired | Oil | Furnace Oil-Fired | 2023$ | Residential Oil-Fired Furnaces |  | 0 | 0 | 0 | Heating Capacity | kBtu/h | 105 | 105 | 105 | 105 | 0 | 0 | 0 | AFUE | Unitless | 85 | 85 | 87 | 87 | 2505.6 | 3132 | 3758.4 | 1 |  |  | 2505.6 | 3132 | 3758.4 | 1 | 1 | 2025.603 | 2217.753 | 4531.203 | 5157.603 | 5784.003 | 4723.353 | 5349.753 | 5976.153 | 2030 | Intermediate | 27 | Prevailing local wages, Drive time, Local code requirements, Access, Incentive programs, Existing construction and materials, Moisture issues present, Presence of hazardous materials, Brand recognition, Engineering and design fees, Need for condensate line / drain, Condition of existing duct system, Adequacy of existing ventilation, Need for controls and / or zoning, Condition of existing plumbing, Piping run lengths, Pump upgrades, Mechanical room expansion and ventilation, Software upgrades, Site assessment, Sound barriers, Ceiling height, Coil upgrades | 2 | 13 | 0 | 2023 | 0
92 | 2023 | Residential | HVAC | Furnace | Oil-Fired | Oil | Furnace Oil-Fired | 2023$ | Residential Oil-Fired Furnaces |  | 0 | 0 | 0 | Heating Capacity | kBtu/h | 105 | 105 | 105 | 105 | 0 | 0 | 0 | AFUE | Unitless | 85 | 85 | 87 | 87 | 2505.6 | 3132 | 3758.4 | 1 |  |  | 2505.6 | 3132 | 3758.4 | 1 | 1 | 2025.603 | 2217.753 | 4531.203 | 5157.603 | 5784.003 | 4723.353 | 5349.753 | 5976.153 | 2035 | Intermediate | 27 | Prevailing local wages, Drive time, Local code requirements, Access, Incentive programs, Existing construction and materials, Moisture issues present, Presence of hazardous materials, Brand recognition, Engineering and design fees, Need for condensate line / drain, Condition of existing duct system, Adequacy of existing ventilation, Need for controls and / or zoning, Condition of existing plumbing, Piping run lengths, Pump upgrades, Mechanical room expansion and ventilation, Software upgrades, Site assessment, Sound barriers, Ceiling height, Coil upgrades | 2 | 13 | 0 | 2023 | 0
92 | 2023 | Residential | HVAC | Furnace | Oil-Fired | Oil | Furnace Oil-Fired | 2023$ | Residential Oil-Fired Furnaces |  | 0 | 0 | 0 | Heating Capacity | kBtu/h | 105 | 105 | 105 | 105 | 0 | 0 | 0 | AFUE | Unitless | 85 | 85 | 87 | 87 | 2505.6 | 3132 | 3758.4 | 1 |  |  | 2505.6 | 3132 | 3758.4 | 1 | 1 | 2025.603 | 2217.753 | 4531.203 | 5157.603 | 5784.003 | 4723.353 | 5349.753 | 5976.153 | 2040 | Intermediate | 27 | Prevailing local wages, Drive time, Local code requirements, Access, Incentive programs, Existing construction and materials, Moisture issues present, Presence of hazardous materials, Brand recognition, Engineering and design fees, Need for condensate line / drain, Condition of existing duct system, Adequacy of existing ventilation, Need for controls and / or zoning, Condition of existing plumbing, Piping run lengths, Pump upgrades, Mechanical room expansion and ventilation, Software upgrades, Site assessment, Sound barriers, Ceiling height, Coil upgrades | 2 | 13 | 0 | 2023 | 0
92 | 2023 | Residential | HVAC | Furnace | Oil-Fired | Oil | Furnace Oil-Fired | 2023$ | Residential Oil-Fired Furnaces |  | 0 | 0 | 0 | Heating Capacity | kBtu/h | 105 | 105 | 105 | 105 | 0 | 0 | 0 | AFUE | Unitless | 85 | 85 | 87 | 87 | 2505.6 | 3132 | 3758.4 | 1 |  |  | 2505.6 | 3132 | 3758.4 | 1 | 1 | 2025.603 | 2217.753 | 4531.203 | 5157.603 | 5784.003 | 4723.353 | 5349.753 | 5976.153 | 2045 | Intermediate | 27 | Prevailing local wages, Drive time, Local code requirements, Access, Incentive programs, Existing construction and materials, Moisture issues present, Presence of hazardous materials, Brand recognition, Engineering and design fees, Need for condensate line / drain, Condition of existing duct system, Adequacy of existing ventilation, Need for controls and / or zoning, Condition of existing plumbing, Piping run lengths, Pump upgrades, Mechanical room expansion and ventilation, Software upgrades, Site assessment, Sound barriers, Ceiling height, Coil upgrades | 2 | 13 | 0 | 2023 | 0
92 | 2023 | Residential | HVAC | Furnace | Oil-Fired | Oil | Furnace Oil-Fired | 2023$ | Residential Oil-Fired Furnaces |  | 0 | 0 | 0 | Heating Capacity | kBtu/h | 105 | 105 | 105 | 105 | 0 | 0 | 0 | AFUE | Unitless | 85 | 85 | 87 | 87 | 2505.6 | 3132 | 3758.4 | 1 |  |  | 2505.6 | 3132 | 3758.4 | 1 | 1 | 2025.603 | 2217.753 | 4531.203 | 5157.603 | 5784.003 | 4723.353 | 5349.753 | 5976.153 | 2050 | Intermediate | 27 | Prevailing local wages, Drive time, Local code requirements, Access, Incentive programs, Existing construction and materials, Moisture issues present, Presence of hazardous materials, Brand recognition, Engineering and design fees, Need for condensate line / drain, Condition of existing duct system, Adequacy of existing ventilation, Need for controls and / or zoning, Condition of existing plumbing, Piping run lengths, Pump upgrades, Mechanical room expansion and ventilation, Software upgrades, Site assessment, Sound barriers, Ceiling height, Coil upgrades | 2 | 13 | 0 | 2023 | 0
92 | 2023 | Residential | HVAC | Furnace | Oil-Fired | Oil | Furnace Oil-Fired | 2023$ | Residential Oil-Fired Furnaces |  | 0 | 0 | 0 | Heating Capacity | kBtu/h | 105 | 105 | 105 | 105 | 0 | 0 | 0 | AFUE | Unitless | 85 | 85 | 87 | 87 | 2505.6 | 3132 | 3758.4 | 1 |  |  | 2505.6 | 3132 | 3758.4 | 1 | 1 | 2025.603 | 2217.753 | 4531.203 | 5157.603 | 5784.003 | 4723.353 | 5349.753 | 5976.153 | 2023 | Advanced | 27 | Prevailing local wages, Drive time, Local code requirements, Access, Incentive programs, Existing construction and materials, Moisture issues present, Presence of hazardous materials, Brand recognition, Engineering and design fees, Need for condensate line / drain, Condition of existing duct system, Adequacy of existing ventilation, Need for controls and / or zoning, Condition of existing plumbing, Piping run lengths, Pump upgrades, Mechanical room expansion and ventilation, Software upgrades, Site assessment, Sound barriers, Ceiling height, Coil upgrades | 2 | 13 | 0 | 2023 | 0
92 | 2023 | Residential | HVAC | Furnace | Oil-Fired | Oil | Furnace Oil-Fired | 2023$ | Residential Oil-Fired Furnaces |  | 0 | 0 | 0 | Heating Capacity | kBtu/h | 105 | 105 | 105 | 105 | 0 | 0 | 0 | AFUE | Unitless | 85 | 85 | 87 | 87 | 2505.6 | 3132 | 3758.4 | 1 |  |  | 2505.6 | 3132 | 3758.4 | 1 | 1 | 2025.603 | 2217.753 | 4531.203 | 5157.603 | 5784.003 | 4723.353 | 5349.753 | 5976.153 | 2030 | Advanced | 27 | Prevailing local wages, Drive time, Local code requirements, Access, Incentive programs, Existing construction and materials, Moisture issues present, Presence of hazardous materials, Brand recognition, Engineering and design fees, Need for condensate line / drain, Condition of existing duct system, Adequacy of existing ventilation, Need for controls and / or zoning, Condition of existing plumbing, Piping run lengths, Pump upgrades, Mechanical room expansion and ventilation, Software upgrades, Site assessment, Sound barriers, Ceiling height, Coil upgrades | 2 | 13 | 0 | 2023 | 0
92 | 2023 | Residential | HVAC | Furnace | Oil-Fired | Oil | Furnace Oil-Fired | 2023$ | Residential Oil-Fired Furnaces |  | 0 | 0 | 0 | Heating Capacity | kBtu/h | 105 | 105 | 105 | 105 | 0 | 0 | 0 | AFUE | Unitless | 85 | 85 | 87 | 87 | 2505.6 | 3132 | 3758.4 | 1 |  |  | 2505.6 | 3132 | 3758.4 | 1 | 1 | 2025.603 | 2217.753 | 4531.203 | 5157.603 | 5784.003 | 4723.353 | 5349.753 | 5976.153 | 2035 | Advanced | 27 | Prevailing local wages, Drive time, Local code requirements, Access, Incentive programs, Existing construction and materials, Moisture issues present, Presence of hazardous materials, Brand recognition, Engineering and design fees, Need for condensate line / drain, Condition of existing duct system, Adequacy of existing ventilation, Need for controls and / or zoning, Condition of existing plumbing, Piping run lengths, Pump upgrades, Mechanical room expansion and ventilation, Software upgrades, Site assessment, Sound barriers, Ceiling height, Coil upgrades | 2 | 13 | 0 | 2023 | 0
92 | 2023 | Residential | HVAC | Furnace | Oil-Fired | Oil | Furnace Oil-Fired | 2023$ | Residential Oil-Fired Furnaces |  | 0 | 0 | 0 | Heating Capacity | kBtu/h | 105 | 105 | 105 | 105 | 0 | 0 | 0 | AFUE | Unitless | 85 | 85 | 87 | 87 | 2505.6 | 3132 | 3758.4 | 1 |  |  | 2505.6 | 3132 | 3758.4 | 1 | 1 | 2025.603 | 2217.753 | 4531.203 | 5157.603 | 5784.003 | 4723.353 | 5349.753 | 5976.153 | 2040 | Advanced | 27 | Prevailing local wages, Drive time, Local code requirements, Access, Incentive programs, Existing construction and materials, Moisture issues present, Presence of hazardous materials, Brand recognition, Engineering and design fees, Need for condensate line / drain, Condition of existing duct system, Adequacy of existing ventilation, Need for controls and / or zoning, Condition of existing plumbing, Piping run lengths, Pump upgrades, Mechanical room expansion and ventilation, Software upgrades, Site assessment, Sound barriers, Ceiling height, Coil upgrades | 2 | 13 | 0 | 2023 | 0
92 | 2023 | Residential | HVAC | Furnace | Oil-Fired | Oil | Furnace Oil-Fired | 2023$ | Residential Oil-Fired Furnaces |  | 0 | 0 | 0 | Heating Capacity | kBtu/h | 105 | 105 | 105 | 105 | 0 | 0 | 0 | AFUE | Unitless | 85 | 85 | 87 | 87 | 2505.6 | 3132 | 3758.4 | 1 |  |  | 2505.6 | 3132 | 3758.4 | 1 | 1 | 2025.603 | 2217.753 | 4531.203 | 5157.603 | 5784.003 | 4723.353 | 5349.753 | 5976.153 | 2045 | Advanced | 27 | Prevailing local wages, Drive time, Local code requirements, Access, Incentive programs, Existing construction and materials, Moisture issues present, Presence of hazardous materials, Brand recognition, Engineering and design fees, Need for condensate line / drain, Condition of existing duct system, Adequacy of existing ventilation, Need for controls and / or zoning, Condition of existing plumbing, Piping run lengths, Pump upgrades, Mechanical room expansion and ventilation, Software upgrades, Site assessment, Sound barriers, Ceiling height, Coil upgrades | 2 | 13 | 0 | 2023 | 0
92 | 2023 | Residential | HVAC | Furnace | Oil-Fired | Oil | Furnace Oil-Fired | 2023$ | Residential Oil-Fired Furnaces |  | 0 | 0 | 0 | Heating Capacity | kBtu/h | 105 | 105 | 105 | 105 | 0 | 0 | 0 | AFUE | Unitless | 85 | 85 | 87 | 87 | 2505.6 | 3132 | 3758.4 | 1 |  |  | 2505.6 | 3132 | 3758.4 | 1 | 1 | 2025.603 | 2217.753 | 4531.203 | 5157.603 | 5784.003 | 4723.353 | 5349.753 | 5976.153 | 2050 | Advanced | 27 | Prevailing local wages, Drive time, Local code requirements, Access, Incentive programs, Existing construction and materials, Moisture issues present, Presence of hazardous materials, Brand recognition, Engineering and design fees, Need for condensate line / drain, Condition of existing duct system, Adequacy of existing ventilation, Need for controls and / or zoning, Condition of existing plumbing, Piping run lengths, Pump upgrades, Mechanical room expansion and ventilation, Software upgrades, Site assessment, Sound barriers, Ceiling height, Coil upgrades | 2 | 13 | 0 | 2023 | 0
93 | 2023 | Residential | Lighting | LED | Energy Star Connected | Electricity | General Service LED Energy Star Connected | 2023$ | General Service Lamp |  | 0 | 0 | 0 | Brightness | Lumens | 350 | 800 | 800 | 1300 | 0 | 0 | 0 | Efficacy | lm/W | 1 | 84.5 | 89 | 307 | 15.488 | 19.36 | 23.232 | 1 |  |  | 15.488 | 19.36 | 23.232 | 1 | 1 | 0 | 0 | 15.488 | 19.36 | 23.232 | 15.488 | 19.36 | 23.232 | 2023 | Reference | 2.85 | Brand recognition, Additional Features (such as tunable lighting or connectivity) | 2 | 9765 | 0 | 2023 | 1) General service lamp, E26 base, A19 bulb size; ENERGY STAR Connected LED lamps are defined as an ENERGY STAR lamp plus hardware and software needed for communication and remote control; they are capable of remote management and operation status reporting, but do not have DR capability built-in. 2) Assumed no installation labor required
93 | 2023 | Residential | Lighting | LED | Energy Star Connected | Electricity | General Service LED Energy Star Connected | 2023$ | General Service Lamp |  | 0 | 0 | 0 | Brightness | Lumens | 350 | 800 | 800 | 1300 | 0 | 0 | 0 | Efficacy | lm/W | 1 | 119 | 129 | 307 | 14.3547 | 17.9434 | 21.5321 | 1 |  |  | 14.3547 | 17.9434 | 21.5321 | 1 | 1 | 0 | 0 | 14.3547 | 17.9434 | 21.5321 | 14.3547 | 17.9434 | 21.5321 | 2030 | Reference | 2.85 | Brand recognition, Additional Features (such as tunable lighting or connectivity) | 2 | 9765 | 0 | 2023 | 1) General service lamp, E26 base, A19 bulb size; ENERGY STAR Connected LED lamps are defined as an ENERGY STAR lamp plus hardware and software needed for communication and remote control; they are capable of remote management and operation status reporting, but do not have DR capability built-in. 2) Assumed no installation labor required
93 | 2023 | Residential | Lighting | LED | Energy Star Connected | Electricity | General Service LED Energy Star Connected | 2023$ | General Service Lamp |  | 0 | 0 | 0 | Brightness | Lumens | 350 | 800 | 800 | 1300 | 0 | 0 | 0 | Efficacy | lm/W | 1 | 128.5 | 139.5 | 307 | 13.6842 | 17.1053 | 20.5263 | 1 |  |  | 13.6842 | 17.1053 | 20.5263 | 1 | 1 | 0 | 0 | 13.6842 | 17.1053 | 20.5263 | 13.6842 | 17.1053 | 20.5263 | 2035 | Reference | 2.85 | Brand recognition, Additional Features (such as tunable lighting or connectivity) | 2 | 9765 | 0 | 2023 | 1) General service lamp, E26 base, A19 bulb size; ENERGY STAR Connected LED lamps are defined as an ENERGY STAR lamp plus hardware and software needed for communication and remote control; they are capable of remote management and operation status reporting, but do not have DR capability built-in. 2) Assumed no installation labor required
93 | 2023 | Residential | Lighting | LED | Energy Star Connected | Electricity | General Service LED Energy Star Connected | 2023$ | General Service Lamp |  | 0 | 0 | 0 | Brightness | Lumens | 350 | 800 | 800 | 1300 | 0 | 0 | 0 | Efficacy | lm/W | 1 | 138 | 150 | 307 | 13.0137 | 16.2671 | 19.5205 | 1 |  |  | 13.0137 | 16.2671 | 19.5205 | 1 | 1 | 0 | 0 | 13.0137 | 16.2671 | 19.5205 | 13.0137 | 16.2671 | 19.5205 | 2040 | Reference | 2.85 | Brand recognition, Additional Features (such as tunable lighting or connectivity) | 2 | 9765 | 0 | 2023 | 1) General service lamp, E26 base, A19 bulb size; ENERGY STAR Connected LED lamps are defined as an ENERGY STAR lamp plus hardware and software needed for communication and remote control; they are capable of remote management and operation status reporting, but do not have DR capability built-in. 2) Assumed no installation labor required
93 | 2023 | Residential | Lighting | LED | Energy Star Connected | Electricity | General Service LED Energy Star Connected | 2023$ | General Service Lamp |  | 0 | 0 | 0 | Brightness | Lumens | 350 | 800 | 800 | 1300 | 0 | 0 | 0 | Efficacy | lm/W | 1 | 145 | 157.5 | 307 | 13.0137 | 16.2671 | 19.5205 | 1 |  |  | 13.0137 | 16.2671 | 19.5205 | 1 | 1 | 0 | 0 | 13.0137 | 16.2671 | 19.5205 | 13.0137 | 16.2671 | 19.5205 | 2045 | Reference | 2.85 | Brand recognition, Additional Features (such as tunable lighting or connectivity) | 2 | 9765 | 0 | 2023 | 1) General service lamp, E26 base, A19 bulb size; ENERGY STAR Connected LED lamps are defined as an ENERGY STAR lamp plus hardware and software needed for communication and remote control; they are capable of remote management and operation status reporting, but do not have DR capability built-in. 2) Assumed no installation labor required
93 | 2023 | Residential | Lighting | LED | Energy Star Connected | Electricity | General Service LED Energy Star Connected | 2023$ | General Service Lamp |  | 0 | 0 | 0 | Brightness | Lumens | 350 | 800 | 800 | 1300 | 0 | 0 | 0 | Efficacy | lm/W | 1 | 152 | 165 | 307 | 13.0137 | 16.2671 | 19.5205 | 1 |  |  | 13.0137 | 16.2671 | 19.5205 | 1 | 1 | 0 | 0 | 13.0137 | 16.2671 | 19.5205 | 13.0137 | 16.2671 | 19.5205 | 2050 | Reference | 2.85 | Brand recognition, Additional Features (such as tunable lighting or connectivity) | 2 | 9765 | 0 | 2023 | 1) General service lamp, E26 base, A19 bulb size; ENERGY STAR Connected LED lamps are defined as an ENERGY STAR lamp plus hardware and software needed for communication and remote control; they are capable of remote management and operation status reporting, but do not have DR capability built-in. 2) Assumed no installation labor required
93 | 2023 | Residential | Lighting | LED | Energy Star Connected | Electricity | General Service LED Energy Star Connected | 2023$ | General Service Lamp |  | 0 | 0 | 0 | Brightness | Lumens | 350 | 800 | 800 | 1300 | 0 | 0 | 0 | Efficacy | lm/W | 1 | 84.5 | 89 | 307 | 15.488 | 19.36 | 23.232 | 1 |  |  | 15.488 | 19.36 | 23.232 | 1 | 1 | 0 | 0 | 15.488 | 19.36 | 23.232 | 15.488 | 19.36 | 23.232 | 2023 | Intermediate | 2.85 | Brand recognition, Additional Features (such as tunable lighting or connectivity) | 2 | 9765 | 0 | 2023 | 1) General service lamp, E26 base, A19 bulb size; ENERGY STAR Connected LED lamps are defined as an ENERGY STAR lamp plus hardware and software needed for communication and remote control; they are capable of remote management and operation status reporting, but do not have DR capability built-in. 2) Assumed no installation labor required
93 | 2023 | Residential | Lighting | LED | Energy Star Connected | Electricity | General Service LED Energy Star Connected | 2023$ | General Service Lamp |  | 0 | 0 | 0 | Brightness | Lumens | 350 | 800 | 800 | 1300 | 0 | 0 | 0 | Efficacy | lm/W | 1 | 119 | 129 | 307 | 14.3547 | 17.9434 | 21.5321 | 1 |  |  | 14.3547 | 17.9434 | 21.5321 | 1 | 1 | 0 | 0 | 14.3547 | 17.9434 | 21.5321 | 14.3547 | 17.9434 | 21.5321 | 2030 | Intermediate | 2.85 | Brand recognition, Additional Features (such as tunable lighting or connectivity) | 2 | 9765 | 0 | 2023 | 1) General service lamp, E26 base, A19 bulb size; ENERGY STAR Connected LED lamps are defined as an ENERGY STAR lamp plus hardware and software needed for communication and remote control; they are capable of remote management and operation status reporting, but do not have DR capability built-in. 2) Assumed no installation labor required
93 | 2023 | Residential | Lighting | LED | Energy Star Connected | Electricity | General Service LED Energy Star Connected | 2023$ | General Service Lamp |  | 0 | 0 | 0 | Brightness | Lumens | 350 | 800 | 800 | 1300 | 0 | 0 | 0 | Efficacy | lm/W | 1 | 128.5 | 139.5 | 307 | 13.6842 | 17.1053 | 20.5263 | 1 |  |  | 13.6842 | 17.1053 | 20.5263 | 1 | 1 | 0 | 0 | 13.6842 | 17.1053 | 20.5263 | 13.6842 | 17.1053 | 20.5263 | 2035 | Intermediate | 2.85 | Brand recognition, Additional Features (such as tunable lighting or connectivity) | 2 | 9765 | 0 | 2023 | 1) General service lamp, E26 base, A19 bulb size; ENERGY STAR Connected LED lamps are defined as an ENERGY STAR lamp plus hardware and software needed for communication and remote control; they are capable of remote management and operation status reporting, but do not have DR capability built-in. 2) Assumed no installation labor required
93 | 2023 | Residential | Lighting | LED | Energy Star Connected | Electricity | General Service LED Energy Star Connected | 2023$ | General Service Lamp |  | 0 | 0 | 0 | Brightness | Lumens | 350 | 800 | 800 | 1300 | 0 | 0 | 0 | Efficacy | lm/W | 1 | 138 | 150 | 307 | 13.0137 | 16.2671 | 19.5205 | 1 |  |  | 13.0137 | 16.2671 | 19.5205 | 1 | 1 | 0 | 0 | 13.0137 | 16.2671 | 19.5205 | 13.0137 | 16.2671 | 19.5205 | 2040 | Intermediate | 2.85 | Brand recognition, Additional Features (such as tunable lighting or connectivity) | 2 | 9765 | 0 | 2023 | 1) General service lamp, E26 base, A19 bulb size; ENERGY STAR Connected LED lamps are defined as an ENERGY STAR lamp plus hardware and software needed for communication and remote control; they are capable of remote management and operation status reporting, but do not have DR capability built-in. 2) Assumed no installation labor required
93 | 2023 | Residential | Lighting | LED | Energy Star Connected | Electricity | General Service LED Energy Star Connected | 2023$ | General Service Lamp |  | 0 | 0 | 0 | Brightness | Lumens | 350 | 800 | 800 | 1300 | 0 | 0 | 0 | Efficacy | lm/W | 1 | 145 | 157.5 | 307 | 13.0137 | 16.2671 | 19.5205 | 1 |  |  | 13.0137 | 16.2671 | 19.5205 | 1 | 1 | 0 | 0 | 13.0137 | 16.2671 | 19.5205 | 13.0137 | 16.2671 | 19.5205 | 2045 | Intermediate | 2.85 | Brand recognition, Additional Features (such as tunable lighting or connectivity) | 2 | 9765 | 0 | 2023 | 1) General service lamp, E26 base, A19 bulb size; ENERGY STAR Connected LED lamps are defined as an ENERGY STAR lamp plus hardware and software needed for communication and remote control; they are capable of remote management and operation status reporting, but do not have DR capability built-in. 2) Assumed no installation labor required
93 | 2023 | Residential | Lighting | LED | Energy Star Connected | Electricity | General Service LED Energy Star Connected | 2023$ | General Service Lamp |  | 0 | 0 | 0 | Brightness | Lumens | 350 | 800 | 800 | 1300 | 0 | 0 | 0 | Efficacy | lm/W | 1 | 152 | 165 | 307 | 13.0137 | 16.2671 | 19.5205 | 1 |  |  | 13.0137 | 16.2671 | 19.5205 | 1 | 1 | 0 | 0 | 13.0137 | 16.2671 | 19.5205 | 13.0137 | 16.2671 | 19.5205 | 2050 | Intermediate | 2.85 | Brand recognition, Additional Features (such as tunable lighting or connectivity) | 2 | 9765 | 0 | 2023 | 1) General service lamp, E26 base, A19 bulb size; ENERGY STAR Connected LED lamps are defined as an ENERGY STAR lamp plus hardware and software needed for communication and remote control; they are capable of remote management and operation status reporting, but do not have DR capability built-in. 2) Assumed no installation labor required
93 | 2023 | Residential | Lighting | LED | Energy Star Connected | Electricity | General Service LED Energy Star Connected | 2023$ | General Service Lamp |  | 0 | 0 | 0 | Brightness | Lumens | 350 | 800 | 800 | 1300 | 0 | 0 | 0 | Efficacy | lm/W | 1 | 84.5 | 89 | 307 | 15.488 | 19.36 | 23.232 | 1 |  |  | 15.488 | 19.36 | 23.232 | 1 | 1 | 0 | 0 | 15.488 | 19.36 | 23.232 | 15.488 | 19.36 | 23.232 | 2023 | Advanced | 2.85 | Brand recognition, Additional Features (such as tunable lighting or connectivity) | 2 | 9765 | 0 | 2023 | 1) General service lamp, E26 base, A19 bulb size; ENERGY STAR Connected LED lamps are defined as an ENERGY STAR lamp plus hardware and software needed for communication and remote control; they are capable of remote management and operation status reporting, but do not have DR capability built-in. 2) Assumed no installation labor required
93 | 2023 | Residential | Lighting | LED | Energy Star Connected | Electricity | General Service LED Energy Star Connected | 2023$ | General Service Lamp |  | 0 | 0 | 0 | Brightness | Lumens | 350 | 800 | 800 | 1300 | 0 | 0 | 0 | Efficacy | lm/W | 1 | 119 | 129 | 307 | 14.3547 | 17.9434 | 21.5321 | 1 |  |  | 14.3547 | 17.9434 | 21.5321 | 1 | 1 | 0 | 0 | 14.3547 | 17.9434 | 21.5321 | 14.3547 | 17.9434 | 21.5321 | 2030 | Advanced | 2.85 | Brand recognition, Additional Features (such as tunable lighting or connectivity) | 2 | 9765 | 0 | 2023 | 1) General service lamp, E26 base, A19 bulb size; ENERGY STAR Connected LED lamps are defined as an ENERGY STAR lamp plus hardware and software needed for communication and remote control; they are capable of remote management and operation status reporting, but do not have DR capability built-in. 2) Assumed no installation labor required
93 | 2023 | Residential | Lighting | LED | Energy Star Connected | Electricity | General Service LED Energy Star Connected | 2023$ | General Service Lamp |  | 0 | 0 | 0 | Brightness | Lumens | 350 | 800 | 800 | 1300 | 0 | 0 | 0 | Efficacy | lm/W | 1 | 128.5 | 139.5 | 307 | 13.6842 | 17.1053 | 20.5263 | 1 |  |  | 13.6842 | 17.1053 | 20.5263 | 1 | 1 | 0 | 0 | 13.6842 | 17.1053 | 20.5263 | 13.6842 | 17.1053 | 20.5263 | 2035 | Advanced | 2.85 | Brand recognition, Additional Features (such as tunable lighting or connectivity) | 2 | 9765 | 0 | 2023 | 1) General service lamp, E26 base, A19 bulb size; ENERGY STAR Connected LED lamps are defined as an ENERGY STAR lamp plus hardware and software needed for communication and remote control; they are capable of remote management and operation status reporting, but do not have DR capability built-in. 2) Assumed no installation labor required
93 | 2023 | Residential | Lighting | LED | Energy Star Connected | Electricity | General Service LED Energy Star Connected | 2023$ | General Service Lamp |  | 0 | 0 | 0 | Brightness | Lumens | 350 | 800 | 800 | 1300 | 0 | 0 | 0 | Efficacy | lm/W | 1 | 138 | 150 | 307 | 13.0137 | 16.2671 | 19.5205 | 1 |  |  | 13.0137 | 16.2671 | 19.5205 | 1 | 1 | 0 | 0 | 13.0137 | 16.2671 | 19.5205 | 13.0137 | 16.2671 | 19.5205 | 2040 | Advanced | 2.85 | Brand recognition, Additional Features (such as tunable lighting or connectivity) | 2 | 9765 | 0 | 2023 | 1) General service lamp, E26 base, A19 bulb size; ENERGY STAR Connected LED lamps are defined as an ENERGY STAR lamp plus hardware and software needed for communication and remote control; they are capable of remote management and operation status reporting, but do not have DR capability built-in. 2) Assumed no installation labor required
93 | 2023 | Residential | Lighting | LED | Energy Star Connected | Electricity | General Service LED Energy Star Connected | 2023$ | General Service Lamp |  | 0 | 0 | 0 | Brightness | Lumens | 350 | 800 | 800 | 1300 | 0 | 0 | 0 | Efficacy | lm/W | 1 | 145 | 157.5 | 307 | 13.0137 | 16.2671 | 19.5205 | 1 |  |  | 13.0137 | 16.2671 | 19.5205 | 1 | 1 | 0 | 0 | 13.0137 | 16.2671 | 19.5205 | 13.0137 | 16.2671 | 19.5205 | 2045 | Advanced | 2.85 | Brand recognition, Additional Features (such as tunable lighting or connectivity) | 2 | 9765 | 0 | 2023 | 1) General service lamp, E26 base, A19 bulb size; ENERGY STAR Connected LED lamps are defined as an ENERGY STAR lamp plus hardware and software needed for communication and remote control; they are capable of remote management and operation status reporting, but do not have DR capability built-in. 2) Assumed no installation labor required
93 | 2023 | Residential | Lighting | LED | Energy Star Connected | Electricity | General Service LED Energy Star Connected | 2023$ | General Service Lamp |  | 0 | 0 | 0 | Brightness | Lumens | 350 | 800 | 800 | 1300 | 0 | 0 | 0 | Efficacy | lm/W | 1 | 152 | 165 | 307 | 13.0137 | 16.2671 | 19.5205 | 1 |  |  | 13.0137 | 16.2671 | 19.5205 | 1 | 1 | 0 | 0 | 13.0137 | 16.2671 | 19.5205 | 13.0137 | 16.2671 | 19.5205 | 2050 | Advanced | 2.85 | Brand recognition, Additional Features (such as tunable lighting or connectivity) | 2 | 9765 | 0 | 2023 | 1) General service lamp, E26 base, A19 bulb size; ENERGY STAR Connected LED lamps are defined as an ENERGY STAR lamp plus hardware and software needed for communication and remote control; they are capable of remote management and operation status reporting, but do not have DR capability built-in. 2) Assumed no installation labor required
94 | 2023 | Residential | HVAC | Heat Pumps | Ground Source | Electricity | Ground Source Heat Pumps | 2023$ | Ground Source Heat Pump | Ground-Source HP | 5369.4 | 8949 | 12528.6 | Cooling Capacity | Tons | 3 | 3 | 4 | 6 | 0 | 0 | 0 | Heating COP | Unitless | 3.1 | 3.6 | 5.7 | 5.7 | 9482.4 | 15804 | 22125.6 | 1 |  |  | 25590.6 | 42651 | 59711.4 | 1 | 1 | 0 | 0 | 25590.6 | 42651 | 59711.4 | 25590.6 | 42651 | 59711.4 | 2023 | Reference | 15.3 | Prevailing local wages, Drive time, Local code requirements, Access, Need for condensate line/drain, Condition of existing electrical system, Extent of preparation, Condition of existing duct system, Type of equipment | 1 | 13 | 0.3368 | 2023 | There is no available data on the cost vs. efficiency relationship. Typical retail price refers to the total installed cost due to lack of data availability.
94 | 2023 | Residential | HVAC | Heat Pumps | Ground Source | Electricity | Ground Source Heat Pumps | 2023$ | Ground Source Heat Pump | Ground-Source HP | 5369.4 | 8949 | 12528.6 | Cooling Capacity | Tons | 3 | 3 | 4 | 6 | 0 | 0 | 0 | Heating COP | Unitless | 3.1 | 3.6 | 5.7 | 5.7 | 9482.4 | 15804 | 22125.6 | 1 |  |  | 25590.6 | 42651 | 59711.4 | 1 | 1 | 0 | 0 | 25590.6 | 42651 | 59711.4 | 25590.6 | 42651 | 59711.4 | 2030 | Reference | 15.3 | Prevailing local wages, Drive time, Local code requirements, Access, Need for condensate line/drain, Condition of existing electrical system, Extent of preparation, Condition of existing duct system, Type of equipment | 1 | 13 | 0.3368 | 2023 | There is no available data on the cost vs. efficiency relationship. Typical retail price refers to the total installed cost due to lack of data availability.
94 | 2023 | Residential | HVAC | Heat Pumps | Ground Source | Electricity | Ground Source Heat Pumps | 2023$ | Ground Source Heat Pump | Ground-Source HP | 5369.4 | 8949 | 12528.6 | Cooling Capacity | Tons | 3 | 3 | 4 | 6 | 0 | 0 | 0 | Heating COP | Unitless | 3.1 | 3.6 | 5.7 | 5.7 | 9482.4 | 15804 | 22125.6 | 1 |  |  | 25590.6 | 42651 | 59711.4 | 1 | 1 | 0 | 0 | 25590.6 | 42651 | 59711.4 | 25590.6 | 42651 | 59711.4 | 2035 | Reference | 15.3 | Prevailing local wages, Drive time, Local code requirements, Access, Need for condensate line/drain, Condition of existing electrical system, Extent of preparation, Condition of existing duct system, Type of equipment | 1 | 13 | 0.3368 | 2023 | There is no available data on the cost vs. efficiency relationship. Typical retail price refers to the total installed cost due to lack of data availability.
94 | 2023 | Residential | HVAC | Heat Pumps | Ground Source | Electricity | Ground Source Heat Pumps | 2023$ | Ground Source Heat Pump | Ground-Source HP | 5369.4 | 8949 | 12528.6 | Cooling Capacity | Tons | 3 | 3 | 4 | 6 | 0 | 0 | 0 | Heating COP | Unitless | 3.1 | 3.6 | 5.7 | 5.7 | 9482.4 | 15804 | 22125.6 | 1 |  |  | 25590.6 | 42651 | 59711.4 | 1 | 1 | 0 | 0 | 25590.6 | 42651 | 59711.4 | 25590.6 | 42651 | 59711.4 | 2040 | Reference | 15.3 | Prevailing local wages, Drive time, Local code requirements, Access, Need for condensate line/drain, Condition of existing electrical system, Extent of preparation, Condition of existing duct system, Type of equipment | 1 | 13 | 0.3368 | 2023 | There is no available data on the cost vs. efficiency relationship. Typical retail price refers to the total installed cost due to lack of data availability.
94 | 2023 | Residential | HVAC | Heat Pumps | Ground Source | Electricity | Ground Source Heat Pumps | 2023$ | Ground Source Heat Pump | Ground-Source HP | 5369.4 | 8949 | 12528.6 | Cooling Capacity | Tons | 3 | 3 | 4 | 6 | 0 | 0 | 0 | Heating COP | Unitless | 3.1 | 3.6 | 5.7 | 5.7 | 9482.4 | 15804 | 22125.6 | 1 |  |  | 25590.6 | 42651 | 59711.4 | 1 | 1 | 0 | 0 | 25590.6 | 42651 | 59711.4 | 25590.6 | 42651 | 59711.4 | 2045 | Reference | 15.3 | Prevailing local wages, Drive time, Local code requirements, Access, Need for condensate line/drain, Condition of existing electrical system, Extent of preparation, Condition of existing duct system, Type of equipment | 1 | 13 | 0.3368 | 2023 | There is no available data on the cost vs. efficiency relationship. Typical retail price refers to the total installed cost due to lack of data availability.
94 | 2023 | Residential | HVAC | Heat Pumps | Ground Source | Electricity | Ground Source Heat Pumps | 2023$ | Ground Source Heat Pump | Ground-Source HP | 5369.4 | 8949 | 12528.6 | Cooling Capacity | Tons | 3 | 3 | 4 | 6 | 0 | 0 | 0 | Heating COP | Unitless | 3.1 | 3.6 | 5.7 | 5.7 | 9482.4 | 15804 | 22125.6 | 1 |  |  | 25590.6 | 42651 | 59711.4 | 1 | 1 | 0 | 0 | 25590.6 | 42651 | 59711.4 | 25590.6 | 42651 | 59711.4 | 2050 | Reference | 15.3 | Prevailing local wages, Drive time, Local code requirements, Access, Need for condensate line/drain, Condition of existing electrical system, Extent of preparation, Condition of existing duct system, Type of equipment | 1 | 13 | 0.3368 | 2023 | There is no available data on the cost vs. efficiency relationship. Typical retail price refers to the total installed cost due to lack of data availability.
94 | 2023 | Residential | HVAC | Heat Pumps | Ground Source | Electricity | Ground Source Heat Pumps | 2023$ | Ground Source Heat Pump | Ground-Source HP | 5369.4 | 8949 | 12528.6 | Cooling Capacity | Tons | 3 | 3 | 4 | 6 | 0 | 0 | 0 | Heating COP | Unitless | 3.1 | 3.6 | 5.7 | 5.7 | 9482.4 | 15804 | 22125.6 | 1 |  |  | 25590.6 | 42651 | 59711.4 | 1 | 1 | 0 | 0 | 25590.6 | 42651 | 59711.4 | 25590.6 | 42651 | 59711.4 | 2023 | Intermediate | 15.3 | Prevailing local wages, Drive time, Local code requirements, Access, Need for condensate line/drain, Condition of existing electrical system, Extent of preparation, Condition of existing duct system, Type of equipment | 1 | 13 | 0.3368 | 2023 | There is no available data on the cost vs. efficiency relationship. Typical retail price refers to the total installed cost due to lack of data availability.
94 | 2023 | Residential | HVAC | Heat Pumps | Ground Source | Electricity | Ground Source Heat Pumps | 2023$ | Ground Source Heat Pump | Ground-Source HP | 5369.4 | 8949 | 12528.6 | Cooling Capacity | Tons | 3 | 3 | 4 | 6 | 0 | 0 | 0 | Heating COP | Unitless | 3.1 | 3.6 | 5.7 | 5.7 | 9482.4 | 15804 | 22125.6 | 1 |  |  | 25590.6 | 42651 | 59711.4 | 1 | 1 | 0 | 0 | 25590.6 | 42651 | 59711.4 | 25590.6 | 42651 | 59711.4 | 2030 | Intermediate | 15.3 | Prevailing local wages, Drive time, Local code requirements, Access, Need for condensate line/drain, Condition of existing electrical system, Extent of preparation, Condition of existing duct system, Type of equipment | 1 | 13 | 0.3368 | 2023 | There is no available data on the cost vs. efficiency relationship. Typical retail price refers to the total installed cost due to lack of data availability.
94 | 2023 | Residential | HVAC | Heat Pumps | Ground Source | Electricity | Ground Source Heat Pumps | 2023$ | Ground Source Heat Pump | Ground-Source HP | 5369.4 | 8949 | 12528.6 | Cooling Capacity | Tons | 3 | 3 | 4 | 6 | 0 | 0 | 0 | Heating COP | Unitless | 3.1 | 3.6 | 5.7 | 5.7 | 9482.4 | 15804 | 22125.6 | 1 |  |  | 25590.6 | 42651 | 59711.4 | 1 | 1 | 0 | 0 | 25590.6 | 42651 | 59711.4 | 25590.6 | 42651 | 59711.4 | 2035 | Intermediate | 15.3 | Prevailing local wages, Drive time, Local code requirements, Access, Need for condensate line/drain, Condition of existing electrical system, Extent of preparation, Condition of existing duct system, Type of equipment | 1 | 13 | 0.3368 | 2023 | There is no available data on the cost vs. efficiency relationship. Typical retail price refers to the total installed cost due to lack of data availability.
94 | 2023 | Residential | HVAC | Heat Pumps | Ground Source | Electricity | Ground Source Heat Pumps | 2023$ | Ground Source Heat Pump | Ground-Source HP | 5369.4 | 8949 | 12528.6 | Cooling Capacity | Tons | 3 | 3 | 4 | 6 | 0 | 0 | 0 | Heating COP | Unitless | 3.1 | 3.6 | 5.7 | 5.7 | 9482.4 | 15804 | 22125.6 | 1 |  |  | 25590.6 | 42651 | 59711.4 | 1 | 1 | 0 | 0 | 25590.6 | 42651 | 59711.4 | 25590.6 | 42651 | 59711.4 | 2040 | Intermediate | 15.3 | Prevailing local wages, Drive time, Local code requirements, Access, Need for condensate line/drain, Condition of existing electrical system, Extent of preparation, Condition of existing duct system, Type of equipment | 1 | 13 | 0.3368 | 2023 | There is no available data on the cost vs. efficiency relationship. Typical retail price refers to the total installed cost due to lack of data availability.
94 | 2023 | Residential | HVAC | Heat Pumps | Ground Source | Electricity | Ground Source Heat Pumps | 2023$ | Ground Source Heat Pump | Ground-Source HP | 5369.4 | 8949 | 12528.6 | Cooling Capacity | Tons | 3 | 3 | 4 | 6 | 0 | 0 | 0 | Heating COP | Unitless | 3.1 | 3.6 | 5.7 | 5.7 | 9482.4 | 15804 | 22125.6 | 1 |  |  | 25590.6 | 42651 | 59711.4 | 1 | 1 | 0 | 0 | 25590.6 | 42651 | 59711.4 | 25590.6 | 42651 | 59711.4 | 2045 | Intermediate | 15.3 | Prevailing local wages, Drive time, Local code requirements, Access, Need for condensate line/drain, Condition of existing electrical system, Extent of preparation, Condition of existing duct system, Type of equipment | 1 | 13 | 0.3368 | 2023 | There is no available data on the cost vs. efficiency relationship. Typical retail price refers to the total installed cost due to lack of data availability.
94 | 2023 | Residential | HVAC | Heat Pumps | Ground Source | Electricity | Ground Source Heat Pumps | 2023$ | Ground Source Heat Pump | Ground-Source HP | 5369.4 | 8949 | 12528.6 | Cooling Capacity | Tons | 3 | 3 | 4 | 6 | 0 | 0 | 0 | Heating COP | Unitless | 3.1 | 3.6 | 5.7 | 5.7 | 9482.4 | 15804 | 22125.6 | 1 |  |  | 25590.6 | 42651 | 59711.4 | 1 | 1 | 0 | 0 | 25590.6 | 42651 | 59711.4 | 25590.6 | 42651 | 59711.4 | 2050 | Intermediate | 15.3 | Prevailing local wages, Drive time, Local code requirements, Access, Need for condensate line/drain, Condition of existing electrical system, Extent of preparation, Condition of existing duct system, Type of equipment | 1 | 13 | 0.3368 | 2023 | There is no available data on the cost vs. efficiency relationship. Typical retail price refers to the total installed cost due to lack of data availability.
94 | 2023 | Residential | HVAC | Heat Pumps | Ground Source | Electricity | Ground Source Heat Pumps | 2023$ | Ground Source Heat Pump | Ground-Source HP | 5369.4 | 8949 | 12528.6 | Cooling Capacity | Tons | 3 | 3 | 4 | 6 | 0 | 0 | 0 | Heating COP | Unitless | 3.1 | 3.6 | 5.7 | 5.7 | 9482.4 | 15804 | 22125.6 | 1 |  |  | 25590.6 | 42651 | 59711.4 | 1 | 1 | 0 | 0 | 25590.6 | 42651 | 59711.4 | 25590.6 | 42651 | 59711.4 | 2023 | Advanced | 15.3 | Prevailing local wages, Drive time, Local code requirements, Access, Need for condensate line/drain, Condition of existing electrical system, Extent of preparation, Condition of existing duct system, Type of equipment | 1 | 13 | 0.3368 | 2023 | There is no available data on the cost vs. efficiency relationship. Typical retail price refers to the total installed cost due to lack of data availability.
94 | 2023 | Residential | HVAC | Heat Pumps | Ground Source | Electricity | Ground Source Heat Pumps | 2023$ | Ground Source Heat Pump | Ground-Source HP | 5369.4 | 8949 | 12528.6 | Cooling Capacity | Tons | 3 | 3 | 4 | 6 | 0 | 0 | 0 | Heating COP | Unitless | 3.1 | 3.6 | 5.7 | 5.7 | 9482.4 | 15804 | 22125.6 | 1 |  |  | 25590.6 | 42651 | 59711.4 | 1 | 1 | 0 | 0 | 25590.6 | 42651 | 59711.4 | 25590.6 | 42651 | 59711.4 | 2030 | Advanced | 15.3 | Prevailing local wages, Drive time, Local code requirements, Access, Need for condensate line/drain, Condition of existing electrical system, Extent of preparation, Condition of existing duct system, Type of equipment | 1 | 13 | 0.3368 | 2023 | There is no available data on the cost vs. efficiency relationship. Typical retail price refers to the total installed cost due to lack of data availability.
94 | 2023 | Residential | HVAC | Heat Pumps | Ground Source | Electricity | Ground Source Heat Pumps | 2023$ | Ground Source Heat Pump | Ground-Source HP | 5369.4 | 8949 | 12528.6 | Cooling Capacity | Tons | 3 | 3 | 4 | 6 | 0 | 0 | 0 | Heating COP | Unitless | 3.1 | 3.6 | 5.7 | 5.7 | 9482.4 | 15804 | 22125.6 | 1 |  |  | 25590.6 | 42651 | 59711.4 | 1 | 1 | 0 | 0 | 25590.6 | 42651 | 59711.4 | 25590.6 | 42651 | 59711.4 | 2035 | Advanced | 15.3 | Prevailing local wages, Drive time, Local code requirements, Access, Need for condensate line/drain, Condition of existing electrical system, Extent of preparation, Condition of existing duct system, Type of equipment | 1 | 13 | 0.3368 | 2023 | There is no available data on the cost vs. efficiency relationship. Typical retail price refers to the total installed cost due to lack of data availability.
94 | 2023 | Residential | HVAC | Heat Pumps | Ground Source | Electricity | Ground Source Heat Pumps | 2023$ | Ground Source Heat Pump | Ground-Source HP | 5369.4 | 8949 | 12528.6 | Cooling Capacity | Tons | 3 | 3 | 4 | 6 | 0 | 0 | 0 | Heating COP | Unitless | 3.1 | 3.6 | 5.7 | 5.7 | 9482.4 | 15804 | 22125.6 | 1 |  |  | 25590.6 | 42651 | 59711.4 | 1 | 1 | 0 | 0 | 25590.6 | 42651 | 59711.4 | 25590.6 | 42651 | 59711.4 | 2040 | Advanced | 15.3 | Prevailing local wages, Drive time, Local code requirements, Access, Need for condensate line/drain, Condition of existing electrical system, Extent of preparation, Condition of existing duct system, Type of equipment | 1 | 13 | 0.3368 | 2023 | There is no available data on the cost vs. efficiency relationship. Typical retail price refers to the total installed cost due to lack of data availability.
94 | 2023 | Residential | HVAC | Heat Pumps | Ground Source | Electricity | Ground Source Heat Pumps | 2023$ | Ground Source Heat Pump | Ground-Source HP | 5369.4 | 8949 | 12528.6 | Cooling Capacity | Tons | 3 | 3 | 4 | 6 | 0 | 0 | 0 | Heating COP | Unitless | 3.1 | 3.6 | 5.7 | 5.7 | 9482.4 | 15804 | 22125.6 | 1 |  |  | 25590.6 | 42651 | 59711.4 | 1 | 1 | 0 | 0 | 25590.6 | 42651 | 59711.4 | 25590.6 | 42651 | 59711.4 | 2045 | Advanced | 15.3 | Prevailing local wages, Drive time, Local code requirements, Access, Need for condensate line/drain, Condition of existing electrical system, Extent of preparation, Condition of existing duct system, Type of equipment | 1 | 13 | 0.3368 | 2023 | There is no available data on the cost vs. efficiency relationship. Typical retail price refers to the total installed cost due to lack of data availability.
94 | 2023 | Residential | HVAC | Heat Pumps | Ground Source | Electricity | Ground Source Heat Pumps | 2023$ | Ground Source Heat Pump | Ground-Source HP | 5369.4 | 8949 | 12528.6 | Cooling Capacity | Tons | 3 | 3 | 4 | 6 | 0 | 0 | 0 | Heating COP | Unitless | 3.1 | 3.6 | 5.7 | 5.7 | 9482.4 | 15804 | 22125.6 | 1 |  |  | 25590.6 | 42651 | 59711.4 | 1 | 1 | 0 | 0 | 25590.6 | 42651 | 59711.4 | 25590.6 | 42651 | 59711.4 | 2050 | Advanced | 15.3 | Prevailing local wages, Drive time, Local code requirements, Access, Need for condensate line/drain, Condition of existing electrical system, Extent of preparation, Condition of existing duct system, Type of equipment | 1 | 13 | 0.3368 | 2023 | There is no available data on the cost vs. efficiency relationship. Typical retail price refers to the total installed cost due to lack of data availability.
95 | 2023 | Residential | HVAC | Heat Pump | Natural Gas | Gas | Heat Pump Gas-fired | 2023$ | Residential Natural Gas Heat Pumps |  | 0 | 0 | 0 | Cooling Capacity | kBtu/h | 60 | 60 | 60 | 60 | 0 | 0 | 0 | COP | Unitless | 0.7 | 1 | 1 | 1.3 | 10916 | 13645 | 16374 | 1 |  |  | 10916 | 13645 | 16374 | 1.17 | 1.19 | 0 | 0 | 12771.72 | 15964.65 | 19157.58 | 12990.04 | 16237.55 | 19485.06 | 2023 | Reference | 15 | Prevailing local wages, Drive time, Local code requirements, Access, Moisture issues present, Condition of existing flue, Condition of existing electrical system, Condition of existing plumbing, Condition of existing gas line, Presence of hazardous materials, Type of equipment | 2 | 5 | 0 | 2023 | 1) Typical and High values for the COP of metric 2 was taken to be the average of the Heating and Cooling COP 2) Residential Gas Heat Pump data was not available on RSMeans so point values were developed from the EIA data instead of RSMeans. 3) Lower Bound for metric 2 represents the cooling COP, and the upper bound represents the Heating COP/ 4) COP: The ratio of heat output (Q) to power input (W)
95 | 2023 | Residential | HVAC | Heat Pump | Natural Gas | Gas | Heat Pump Gas-fired | 2023$ | Residential Natural Gas Heat Pumps |  | 0 | 0 | 0 | Cooling Capacity | kBtu/h | 60 | 60 | 60 | 60 | 0 | 0 | 0 | COP | Unitless | 0.7 | 1 | 1 | 1.3 | 10916 | 13645 | 16374 | 1 |  |  | 10916 | 13645 | 16374 | 1.17 | 1.19 | 0 | 0 | 12771.72 | 15964.65 | 19157.58 | 12990.04 | 16237.55 | 19485.06 | 2030 | Reference | 15 | Prevailing local wages, Drive time, Local code requirements, Access, Moisture issues present, Condition of existing flue, Condition of existing electrical system, Condition of existing plumbing, Condition of existing gas line, Presence of hazardous materials, Type of equipment | 2 | 5 | 0 | 2023 | 1) Typical and High values for the COP of metric 2 was taken to be the average of the Heating and Cooling COP 2) Residential Gas Heat Pump data was not available on RSMeans so point values were developed from the EIA data instead of RSMeans. 3) Lower Bound for metric 2 represents the cooling COP, and the upper bound represents the Heating COP/ 4) COP: The ratio of heat output (Q) to power input (W)
95 | 2023 | Residential | HVAC | Heat Pump | Natural Gas | Gas | Heat Pump Gas-fired | 2023$ | Residential Natural Gas Heat Pumps |  | 0 | 0 | 0 | Cooling Capacity | kBtu/h | 60 | 60 | 60 | 60 | 0 | 0 | 0 | COP | Unitless | 0.7 | 1 | 1 | 1.3 | 10916 | 13645 | 16374 | 1 |  |  | 10916 | 13645 | 16374 | 1.17 | 1.19 | 0 | 0 | 12771.72 | 15964.65 | 19157.58 | 12990.04 | 16237.55 | 19485.06 | 2035 | Reference | 15 | Prevailing local wages, Drive time, Local code requirements, Access, Moisture issues present, Condition of existing flue, Condition of existing electrical system, Condition of existing plumbing, Condition of existing gas line, Presence of hazardous materials, Type of equipment | 2 | 5 | 0 | 2023 | 1) Typical and High values for the COP of metric 2 was taken to be the average of the Heating and Cooling COP 2) Residential Gas Heat Pump data was not available on RSMeans so point values were developed from the EIA data instead of RSMeans. 3) Lower Bound for metric 2 represents the cooling COP, and the upper bound represents the Heating COP/ 4) COP: The ratio of heat output (Q) to power input (W)
95 | 2023 | Residential | HVAC | Heat Pump | Natural Gas | Gas | Heat Pump Gas-fired | 2023$ | Residential Natural Gas Heat Pumps |  | 0 | 0 | 0 | Cooling Capacity | kBtu/h | 60 | 60 | 60 | 60 | 0 | 0 | 0 | COP | Unitless | 0.7 | 1 | 1 | 1.3 | 10916 | 13645 | 16374 | 1 |  |  | 10916 | 13645 | 16374 | 1.17 | 1.19 | 0 | 0 | 12771.72 | 15964.65 | 19157.58 | 12990.04 | 16237.55 | 19485.06 | 2040 | Reference | 15 | Prevailing local wages, Drive time, Local code requirements, Access, Moisture issues present, Condition of existing flue, Condition of existing electrical system, Condition of existing plumbing, Condition of existing gas line, Presence of hazardous materials, Type of equipment | 2 | 5 | 0 | 2023 | 1) Typical and High values for the COP of metric 2 was taken to be the average of the Heating and Cooling COP 2) Residential Gas Heat Pump data was not available on RSMeans so point values were developed from the EIA data instead of RSMeans. 3) Lower Bound for metric 2 represents the cooling COP, and the upper bound represents the Heating COP/ 4) COP: The ratio of heat output (Q) to power input (W)
95 | 2023 | Residential | HVAC | Heat Pump | Natural Gas | Gas | Heat Pump Gas-fired | 2023$ | Residential Natural Gas Heat Pumps |  | 0 | 0 | 0 | Cooling Capacity | kBtu/h | 60 | 60 | 60 | 60 | 0 | 0 | 0 | COP | Unitless | 0.7 | 1 | 1 | 1.3 | 10916 | 13645 | 16374 | 1 |  |  | 10916 | 13645 | 16374 | 1.17 | 1.19 | 0 | 0 | 12771.72 | 15964.65 | 19157.58 | 12990.04 | 16237.55 | 19485.06 | 2045 | Reference | 15 | Prevailing local wages, Drive time, Local code requirements, Access, Moisture issues present, Condition of existing flue, Condition of existing electrical system, Condition of existing plumbing, Condition of existing gas line, Presence of hazardous materials, Type of equipment | 2 | 5 | 0 | 2023 | 1) Typical and High values for the COP of metric 2 was taken to be the average of the Heating and Cooling COP 2) Residential Gas Heat Pump data was not available on RSMeans so point values were developed from the EIA data instead of RSMeans. 3) Lower Bound for metric 2 represents the cooling COP, and the upper bound represents the Heating COP/ 4) COP: The ratio of heat output (Q) to power input (W)
95 | 2023 | Residential | HVAC | Heat Pump | Natural Gas | Gas | Heat Pump Gas-fired | 2023$ | Residential Natural Gas Heat Pumps |  | 0 | 0 | 0 | Cooling Capacity | kBtu/h | 60 | 60 | 60 | 60 | 0 | 0 | 0 | COP | Unitless | 0.7 | 1 | 1 | 1.3 | 10916 | 13645 | 16374 | 1 |  |  | 10916 | 13645 | 16374 | 1.17 | 1.19 | 0 | 0 | 12771.72 | 15964.65 | 19157.58 | 12990.04 | 16237.55 | 19485.06 | 2050 | Reference | 15 | Prevailing local wages, Drive time, Local code requirements, Access, Moisture issues present, Condition of existing flue, Condition of existing electrical system, Condition of existing plumbing, Condition of existing gas line, Presence of hazardous materials, Type of equipment | 2 | 5 | 0 | 2023 | 1) Typical and High values for the COP of metric 2 was taken to be the average of the Heating and Cooling COP 2) Residential Gas Heat Pump data was not available on RSMeans so point values were developed from the EIA data instead of RSMeans. 3) Lower Bound for metric 2 represents the cooling COP, and the upper bound represents the Heating COP/ 4) COP: The ratio of heat output (Q) to power input (W)
95 | 2023 | Residential | HVAC | Heat Pump | Natural Gas | Gas | Heat Pump Gas-fired | 2023$ | Residential Natural Gas Heat Pumps |  | 0 | 0 | 0 | Cooling Capacity | kBtu/h | 60 | 60 | 60 | 60 | 0 | 0 | 0 | COP | Unitless | 0.7 | 1 | 1 | 1.3 | 10916 | 13645 | 16374 | 1 |  |  | 10916 | 13645 | 16374 | 1.17 | 1.19 | 0 | 0 | 12771.72 | 15964.65 | 19157.58 | 12990.04 | 16237.55 | 19485.06 | 2023 | Intermediate | 15 | Prevailing local wages, Drive time, Local code requirements, Access, Moisture issues present, Condition of existing flue, Condition of existing electrical system, Condition of existing plumbing, Condition of existing gas line, Presence of hazardous materials, Type of equipment | 2 | 5 | 0 | 2023 | 1) Typical and High values for the COP of metric 2 was taken to be the average of the Heating and Cooling COP 2) Residential Gas Heat Pump data was not available on RSMeans so point values were developed from the EIA data instead of RSMeans. 3) Lower Bound for metric 2 represents the cooling COP, and the upper bound represents the Heating COP/ 4) COP: The ratio of heat output (Q) to power input (W)
95 | 2023 | Residential | HVAC | Heat Pump | Natural Gas | Gas | Heat Pump Gas-fired | 2023$ | Residential Natural Gas Heat Pumps |  | 0 | 0 | 0 | Cooling Capacity | kBtu/h | 60 | 60 | 60 | 60 | 0 | 0 | 0 | COP | Unitless | 0.7 | 1 | 1 | 1.3 | 10916 | 13645 | 16374 | 1 |  |  | 10916 | 13645 | 16374 | 1.17 | 1.19 | 0 | 0 | 12771.72 | 15964.65 | 19157.58 | 12990.04 | 16237.55 | 19485.06 | 2030 | Intermediate | 15 | Prevailing local wages, Drive time, Local code requirements, Access, Moisture issues present, Condition of existing flue, Condition of existing electrical system, Condition of existing plumbing, Condition of existing gas line, Presence of hazardous materials, Type of equipment | 2 | 5 | 0 | 2023 | 1) Typical and High values for the COP of metric 2 was taken to be the average of the Heating and Cooling COP 2) Residential Gas Heat Pump data was not available on RSMeans so point values were developed from the EIA data instead of RSMeans. 3) Lower Bound for metric 2 represents the cooling COP, and the upper bound represents the Heating COP/ 4) COP: The ratio of heat output (Q) to power input (W)
95 | 2023 | Residential | HVAC | Heat Pump | Natural Gas | Gas | Heat Pump Gas-fired | 2023$ | Residential Natural Gas Heat Pumps |  | 0 | 0 | 0 | Cooling Capacity | kBtu/h | 60 | 60 | 60 | 60 | 0 | 0 | 0 | COP | Unitless | 0.7 | 1 | 1 | 1.3 | 10916 | 13645 | 16374 | 1 |  |  | 10916 | 13645 | 16374 | 1.17 | 1.19 | 0 | 0 | 12771.72 | 15964.65 | 19157.58 | 12990.04 | 16237.55 | 19485.06 | 2035 | Intermediate | 15 | Prevailing local wages, Drive time, Local code requirements, Access, Moisture issues present, Condition of existing flue, Condition of existing electrical system, Condition of existing plumbing, Condition of existing gas line, Presence of hazardous materials, Type of equipment | 2 | 5 | 0 | 2023 | 1) Typical and High values for the COP of metric 2 was taken to be the average of the Heating and Cooling COP 2) Residential Gas Heat Pump data was not available on RSMeans so point values were developed from the EIA data instead of RSMeans. 3) Lower Bound for metric 2 represents the cooling COP, and the upper bound represents the Heating COP/ 4) COP: The ratio of heat output (Q) to power input (W)
95 | 2023 | Residential | HVAC | Heat Pump | Natural Gas | Gas | Heat Pump Gas-fired | 2023$ | Residential Natural Gas Heat Pumps |  | 0 | 0 | 0 | Cooling Capacity | kBtu/h | 60 | 60 | 60 | 60 | 0 | 0 | 0 | COP | Unitless | 0.7 | 1 | 1 | 1.3 | 10916 | 13645 | 16374 | 1 |  |  | 10916 | 13645 | 16374 | 1.17 | 1.19 | 0 | 0 | 12771.72 | 15964.65 | 19157.58 | 12990.04 | 16237.55 | 19485.06 | 2040 | Intermediate | 15 | Prevailing local wages, Drive time, Local code requirements, Access, Moisture issues present, Condition of existing flue, Condition of existing electrical system, Condition of existing plumbing, Condition of existing gas line, Presence of hazardous materials, Type of equipment | 2 | 5 | 0 | 2023 | 1) Typical and High values for the COP of metric 2 was taken to be the average of the Heating and Cooling COP 2) Residential Gas Heat Pump data was not available on RSMeans so point values were developed from the EIA data instead of RSMeans. 3) Lower Bound for metric 2 represents the cooling COP, and the upper bound represents the Heating COP/ 4) COP: The ratio of heat output (Q) to power input (W)
95 | 2023 | Residential | HVAC | Heat Pump | Natural Gas | Gas | Heat Pump Gas-fired | 2023$ | Residential Natural Gas Heat Pumps |  | 0 | 0 | 0 | Cooling Capacity | kBtu/h | 60 | 60 | 60 | 60 | 0 | 0 | 0 | COP | Unitless | 0.7 | 1 | 1 | 1.3 | 10916 | 13645 | 16374 | 1 |  |  | 10916 | 13645 | 16374 | 1.17 | 1.19 | 0 | 0 | 12771.72 | 15964.65 | 19157.58 | 12990.04 | 16237.55 | 19485.06 | 2045 | Intermediate | 15 | Prevailing local wages, Drive time, Local code requirements, Access, Moisture issues present, Condition of existing flue, Condition of existing electrical system, Condition of existing plumbing, Condition of existing gas line, Presence of hazardous materials, Type of equipment | 2 | 5 | 0 | 2023 | 1) Typical and High values for the COP of metric 2 was taken to be the average of the Heating and Cooling COP 2) Residential Gas Heat Pump data was not available on RSMeans so point values were developed from the EIA data instead of RSMeans. 3) Lower Bound for metric 2 represents the cooling COP, and the upper bound represents the Heating COP/ 4) COP: The ratio of heat output (Q) to power input (W)
95 | 2023 | Residential | HVAC | Heat Pump | Natural Gas | Gas | Heat Pump Gas-fired | 2023$ | Residential Natural Gas Heat Pumps |  | 0 | 0 | 0 | Cooling Capacity | kBtu/h | 60 | 60 | 60 | 60 | 0 | 0 | 0 | COP | Unitless | 0.7 | 1 | 1 | 1.3 | 10916 | 13645 | 16374 | 1 |  |  | 10916 | 13645 | 16374 | 1.17 | 1.19 | 0 | 0 | 12771.72 | 15964.65 | 19157.58 | 12990.04 | 16237.55 | 19485.06 | 2050 | Intermediate | 15 | Prevailing local wages, Drive time, Local code requirements, Access, Moisture issues present, Condition of existing flue, Condition of existing electrical system, Condition of existing plumbing, Condition of existing gas line, Presence of hazardous materials, Type of equipment | 2 | 5 | 0 | 2023 | 1) Typical and High values for the COP of metric 2 was taken to be the average of the Heating and Cooling COP 2) Residential Gas Heat Pump data was not available on RSMeans so point values were developed from the EIA data instead of RSMeans. 3) Lower Bound for metric 2 represents the cooling COP, and the upper bound represents the Heating COP/ 4) COP: The ratio of heat output (Q) to power input (W)
95 | 2023 | Residential | HVAC | Heat Pump | Natural Gas | Gas | Heat Pump Gas-fired | 2023$ | Residential Natural Gas Heat Pumps |  | 0 | 0 | 0 | Cooling Capacity | kBtu/h | 60 | 60 | 60 | 60 | 0 | 0 | 0 | COP | Unitless | 0.7 | 1 | 1 | 1.3 | 10916 | 13645 | 16374 | 1 |  |  | 10916 | 13645 | 16374 | 1.17 | 1.19 | 0 | 0 | 12771.72 | 15964.65 | 19157.58 | 12990.04 | 16237.55 | 19485.06 | 2023 | Advanced | 15 | Prevailing local wages, Drive time, Local code requirements, Access, Moisture issues present, Condition of existing flue, Condition of existing electrical system, Condition of existing plumbing, Condition of existing gas line, Presence of hazardous materials, Type of equipment | 2 | 5 | 0 | 2023 | 1) Typical and High values for the COP of metric 2 was taken to be the average of the Heating and Cooling COP 2) Residential Gas Heat Pump data was not available on RSMeans so point values were developed from the EIA data instead of RSMeans. 3) Lower Bound for metric 2 represents the cooling COP, and the upper bound represents the Heating COP/ 4) COP: The ratio of heat output (Q) to power input (W)
95 | 2023 | Residential | HVAC | Heat Pump | Natural Gas | Gas | Heat Pump Gas-fired | 2023$ | Residential Natural Gas Heat Pumps |  | 0 | 0 | 0 | Cooling Capacity | kBtu/h | 60 | 60 | 60 | 60 | 0 | 0 | 0 | COP | Unitless | 0.7 | 1 | 1 | 1.3 | 10916 | 13645 | 16374 | 1 |  |  | 10916 | 13645 | 16374 | 1.17 | 1.19 | 0 | 0 | 12771.72 | 15964.65 | 19157.58 | 12990.04 | 16237.55 | 19485.06 | 2030 | Advanced | 15 | Prevailing local wages, Drive time, Local code requirements, Access, Moisture issues present, Condition of existing flue, Condition of existing electrical system, Condition of existing plumbing, Condition of existing gas line, Presence of hazardous materials, Type of equipment | 2 | 5 | 0 | 2023 | 1) Typical and High values for the COP of metric 2 was taken to be the average of the Heating and Cooling COP 2) Residential Gas Heat Pump data was not available on RSMeans so point values were developed from the EIA data instead of RSMeans. 3) Lower Bound for metric 2 represents the cooling COP, and the upper bound represents the Heating COP/ 4) COP: The ratio of heat output (Q) to power input (W)
95 | 2023 | Residential | HVAC | Heat Pump | Natural Gas | Gas | Heat Pump Gas-fired | 2023$ | Residential Natural Gas Heat Pumps |  | 0 | 0 | 0 | Cooling Capacity | kBtu/h | 60 | 60 | 60 | 60 | 0 | 0 | 0 | COP | Unitless | 0.7 | 1 | 1 | 1.3 | 10916 | 13645 | 16374 | 1 |  |  | 10916 | 13645 | 16374 | 1.17 | 1.19 | 0 | 0 | 12771.72 | 15964.65 | 19157.58 | 12990.04 | 16237.55 | 19485.06 | 2035 | Advanced | 15 | Prevailing local wages, Drive time, Local code requirements, Access, Moisture issues present, Condition of existing flue, Condition of existing electrical system, Condition of existing plumbing, Condition of existing gas line, Presence of hazardous materials, Type of equipment | 2 | 5 | 0 | 2023 | 1) Typical and High values for the COP of metric 2 was taken to be the average of the Heating and Cooling COP 2) Residential Gas Heat Pump data was not available on RSMeans so point values were developed from the EIA data instead of RSMeans. 3) Lower Bound for metric 2 represents the cooling COP, and the upper bound represents the Heating COP/ 4) COP: The ratio of heat output (Q) to power input (W)
95 | 2023 | Residential | HVAC | Heat Pump | Natural Gas | Gas | Heat Pump Gas-fired | 2023$ | Residential Natural Gas Heat Pumps |  | 0 | 0 | 0 | Cooling Capacity | kBtu/h | 60 | 60 | 60 | 60 | 0 | 0 | 0 | COP | Unitless | 0.7 | 1 | 1 | 1.3 | 10916 | 13645 | 16374 | 1 |  |  | 10916 | 13645 | 16374 | 1.17 | 1.19 | 0 | 0 | 12771.72 | 15964.65 | 19157.58 | 12990.04 | 16237.55 | 19485.06 | 2040 | Advanced | 15 | Prevailing local wages, Drive time, Local code requirements, Access, Moisture issues present, Condition of existing flue, Condition of existing electrical system, Condition of existing plumbing, Condition of existing gas line, Presence of hazardous materials, Type of equipment | 2 | 5 | 0 | 2023 | 1) Typical and High values for the COP of metric 2 was taken to be the average of the Heating and Cooling COP 2) Residential Gas Heat Pump data was not available on RSMeans so point values were developed from the EIA data instead of RSMeans. 3) Lower Bound for metric 2 represents the cooling COP, and the upper bound represents the Heating COP/ 4) COP: The ratio of heat output (Q) to power input (W)
95 | 2023 | Residential | HVAC | Heat Pump | Natural Gas | Gas | Heat Pump Gas-fired | 2023$ | Residential Natural Gas Heat Pumps |  | 0 | 0 | 0 | Cooling Capacity | kBtu/h | 60 | 60 | 60 | 60 | 0 | 0 | 0 | COP | Unitless | 0.7 | 1 | 1 | 1.3 | 10916 | 13645 | 16374 | 1 |  |  | 10916 | 13645 | 16374 | 1.17 | 1.19 | 0 | 0 | 12771.72 | 15964.65 | 19157.58 | 12990.04 | 16237.55 | 19485.06 | 2045 | Advanced | 15 | Prevailing local wages, Drive time, Local code requirements, Access, Moisture issues present, Condition of existing flue, Condition of existing electrical system, Condition of existing plumbing, Condition of existing gas line, Presence of hazardous materials, Type of equipment | 2 | 5 | 0 | 2023 | 1) Typical and High values for the COP of metric 2 was taken to be the average of the Heating and Cooling COP 2) Residential Gas Heat Pump data was not available on RSMeans so point values were developed from the EIA data instead of RSMeans. 3) Lower Bound for metric 2 represents the cooling COP, and the upper bound represents the Heating COP/ 4) COP: The ratio of heat output (Q) to power input (W)
95 | 2023 | Residential | HVAC | Heat Pump | Natural Gas | Gas | Heat Pump Gas-fired | 2023$ | Residential Natural Gas Heat Pumps |  | 0 | 0 | 0 | Cooling Capacity | kBtu/h | 60 | 60 | 60 | 60 | 0 | 0 | 0 | COP | Unitless | 0.7 | 1 | 1 | 1.3 | 10916 | 13645 | 16374 | 1 |  |  | 10916 | 13645 | 16374 | 1.17 | 1.19 | 0 | 0 | 12771.72 | 15964.65 | 19157.58 | 12990.04 | 16237.55 | 19485.06 | 2050 | Advanced | 15 | Prevailing local wages, Drive time, Local code requirements, Access, Moisture issues present, Condition of existing flue, Condition of existing electrical system, Condition of existing plumbing, Condition of existing gas line, Presence of hazardous materials, Type of equipment | 2 | 5 | 0 | 2023 | 1) Typical and High values for the COP of metric 2 was taken to be the average of the Heating and Cooling COP 2) Residential Gas Heat Pump data was not available on RSMeans so point values were developed from the EIA data instead of RSMeans. 3) Lower Bound for metric 2 represents the cooling COP, and the upper bound represents the Heating COP/ 4) COP: The ratio of heat output (Q) to power input (W)
96 | 2023 | Residential | Envelope | ICF | Insulating Form |  | ICF Insulating Form | 2023$/sqft | ICF Insulating Form |  | 0 | 0 | 0 | N/A | N/A | 0 | 0 | 0 | 0 | 0 | 0 | 0 | Square Feet | ft2 | 0 | 900 | 0 | 0 | 4.343 | 6.3125 | 12.99 | 900 | Square Feet | ft2 | 3908.7 | 5681.25 | 11691 | 1.19 | 0 | 0 | 0 | 4651.353 | 6760.6875 | 13912.29 | 0 | 0 | 0 | 2023 | Reference | 999 | Prevailing local wages, Drive time, Local code requirements, Access, Presence/condition/type of existing insulation, Existing construction and materials, Moisture issues present, Adequacy of existing ventilation, Presence of hazardous materials, Extent of preparation | 2 | 54 | 0 | 2023 | Assumes for the reference case that raw material prices will increase over the coming decades. Assumed for the advanced case that energy dependency will move away from oil and gas causing a higher supply of raw materials used to make insulation which will lower the material costs. Typical costs assume a wall area of 900 sq ft as an example based on average sqft of a house to be 2,025, though wall areas and insulation amounts vary greatly by building.
96 | 2023 | Residential | Envelope | ICF | Insulating Form |  | ICF Insulating Form | 2023$/sqft | ICF Insulating Form |  | 0 | 0 | 0 | N/A | N/A | 0 | 0 | 0 | 0 | 0 | 0 | 0 | Square Feet | ft2 | 0 | 900 | 0 | 0 | 4.7773 | 6.9438 | 14.289 | 900 | Square Feet | ft2 | 4299.57 | 6249.375 | 12860.1 | 1.19 | 0 | 0 | 0 | 5116.4883 | 7436.7563 | 15303.519 | 0 | 0 | 0 | 2030 | Reference | 999 | Prevailing local wages, Drive time, Local code requirements, Access, Presence/condition/type of existing insulation, Existing construction and materials, Moisture issues present, Adequacy of existing ventilation, Presence of hazardous materials, Extent of preparation | 2 | 54 | 0 | 2023 | Assumes for the reference case that raw material prices will increase over the coming decades. Assumed for the advanced case that energy dependency will move away from oil and gas causing a higher supply of raw materials used to make insulation which will lower the material costs. Typical costs assume a wall area of 900 sq ft as an example based on average sqft of a house to be 2,025, though wall areas and insulation amounts vary greatly by building.
96 | 2023 | Residential | Envelope | ICF | Insulating Form |  | ICF Insulating Form | 2023$/sqft | ICF Insulating Form |  | 0 | 0 | 0 | N/A | N/A | 0 | 0 | 0 | 0 | 0 | 0 | 0 | Square Feet | ft2 | 0 | 900 | 0 | 0 | 5.0162 | 7.2909 | 15.0035 | 900 | Square Feet | ft2 | 4514.5485 | 6561.8438 | 13503.105 | 1.19 | 0 | 0 | 0 | 5372.3127 | 7808.5941 | 16068.695 | 0 | 0 | 0 | 2035 | Reference | 999 | Prevailing local wages, Drive time, Local code requirements, Access, Presence/condition/type of existing insulation, Existing construction and materials, Moisture issues present, Adequacy of existing ventilation, Presence of hazardous materials, Extent of preparation | 2 | 54 | 0 | 2023 | Assumes for the reference case that raw material prices will increase over the coming decades. Assumed for the advanced case that energy dependency will move away from oil and gas causing a higher supply of raw materials used to make insulation which will lower the material costs. Typical costs assume a wall area of 900 sq ft as an example based on average sqft of a house to be 2,025, though wall areas and insulation amounts vary greatly by building.
96 | 2023 | Residential | Envelope | ICF | Insulating Form |  | ICF Insulating Form | 2023$/sqft | ICF Insulating Form |  | 0 | 0 | 0 | N/A | N/A | 0 | 0 | 0 | 0 | 0 | 0 | 0 | Square Feet | ft2 | 0 | 900 | 0 | 0 | 5.255 | 7.6381 | 15.7179 | 900 | Square Feet | ft2 | 4729.527 | 6874.3125 | 14146.11 | 1.19 | 0 | 0 | 0 | 5628.1371 | 8180.4319 | 16833.8709 | 0 | 0 | 0 | 2040 | Reference | 999 | Prevailing local wages, Drive time, Local code requirements, Access, Presence/condition/type of existing insulation, Existing construction and materials, Moisture issues present, Adequacy of existing ventilation, Presence of hazardous materials, Extent of preparation | 2 | 54 | 0 | 2023 | Assumes for the reference case that raw material prices will increase over the coming decades. Assumed for the advanced case that energy dependency will move away from oil and gas causing a higher supply of raw materials used to make insulation which will lower the material costs. Typical costs assume a wall area of 900 sq ft as an example based on average sqft of a house to be 2,025, though wall areas and insulation amounts vary greatly by building.
96 | 2023 | Residential | Envelope | ICF | Insulating Form |  | ICF Insulating Form | 2023$/sqft | ICF Insulating Form |  | 0 | 0 | 0 | N/A | N/A | 0 | 0 | 0 | 0 | 0 | 0 | 0 | Square Feet | ft2 | 0 | 900 | 0 | 0 | 5.369 | 7.8038 | 16.0589 | 900 | Square Feet | ft2 | 4832.1304 | 7023.4453 | 14452.9988 | 1.19 | 0 | 0 | 0 | 5750.2351 | 8357.8999 | 17199.0685 | 0 | 0 | 0 | 2045 | Reference | 999 | Prevailing local wages, Drive time, Local code requirements, Access, Presence/condition/type of existing insulation, Existing construction and materials, Moisture issues present, Adequacy of existing ventilation, Presence of hazardous materials, Extent of preparation | 2 | 54 | 0 | 2023 | Assumes for the reference case that raw material prices will increase over the coming decades. Assumed for the advanced case that energy dependency will move away from oil and gas causing a higher supply of raw materials used to make insulation which will lower the material costs. Typical costs assume a wall area of 900 sq ft as an example based on average sqft of a house to be 2,025, though wall areas and insulation amounts vary greatly by building.
96 | 2023 | Residential | Envelope | ICF | Insulating Form |  | ICF Insulating Form | 2023$/sqft | ICF Insulating Form |  | 0 | 0 | 0 | N/A | N/A | 0 | 0 | 0 | 0 | 0 | 0 | 0 | Square Feet | ft2 | 0 | 900 | 0 | 0 | 5.483 | 7.9695 | 16.3999 | 900 | Square Feet | ft2 | 4934.7338 | 7172.5781 | 14759.8875 | 1.19 | 0 | 0 | 0 | 5872.3332 | 8535.368 | 17564.2661 | 0 | 0 | 0 | 2050 | Reference | 999 | Prevailing local wages, Drive time, Local code requirements, Access, Presence/condition/type of existing insulation, Existing construction and materials, Moisture issues present, Adequacy of existing ventilation, Presence of hazardous materials, Extent of preparation | 2 | 54 | 0 | 2023 | Assumes for the reference case that raw material prices will increase over the coming decades. Assumed for the advanced case that energy dependency will move away from oil and gas causing a higher supply of raw materials used to make insulation which will lower the material costs. Typical costs assume a wall area of 900 sq ft as an example based on average sqft of a house to be 2,025, though wall areas and insulation amounts vary greatly by building.
96 | 2023 | Residential | Envelope | ICF | Insulating Form |  | ICF Insulating Form | 2023$/sqft | ICF Insulating Form |  | 0 | 0 | 0 | N/A | N/A | 0 | 0 | 0 | 0 | 0 | 0 | 0 | Square Feet | ft2 | 0 | 900 | 0 | 0 | 4.343 | 6.3125 | 12.99 | 900 | Square Feet | ft2 | 3908.7 | 5681.25 | 11691 | 1.19 | 0 | 0 | 0 | 4651.353 | 6760.6875 | 13912.29 | 0 | 0 | 0 | 2023 | Intermediate | 999 | Prevailing local wages, Drive time, Local code requirements, Access, Presence/condition/type of existing insulation, Existing construction and materials, Moisture issues present, Adequacy of existing ventilation, Presence of hazardous materials, Extent of preparation | 2 | 54 | 0 | 2023 | Assumes for the reference case that raw material prices will increase over the coming decades. Assumed for the advanced case that energy dependency will move away from oil and gas causing a higher supply of raw materials used to make insulation which will lower the material costs. Typical costs assume a wall area of 900 sq ft as an example based on average sqft of a house to be 2,025, though wall areas and insulation amounts vary greatly by building.
96 | 2023 | Residential | Envelope | ICF | Insulating Form |  | ICF Insulating Form | 2023$/sqft | ICF Insulating Form |  | 0 | 0 | 0 | N/A | N/A | 0 | 0 | 0 | 0 | 0 | 0 | 0 | Square Feet | ft2 | 0 | 900 | 0 | 0 | 4.343 | 6.3125 | 12.99 | 900 | Square Feet | ft2 | 3908.7 | 5681.25 | 11691 | 1.19 | 0 | 0 | 0 | 4651.353 | 6760.6875 | 13912.29 | 0 | 0 | 0 | 2030 | Intermediate | 999 | Prevailing local wages, Drive time, Local code requirements, Access, Presence/condition/type of existing insulation, Existing construction and materials, Moisture issues present, Adequacy of existing ventilation, Presence of hazardous materials, Extent of preparation | 2 | 54 | 0 | 2023 | Assumes for the reference case that raw material prices will increase over the coming decades. Assumed for the advanced case that energy dependency will move away from oil and gas causing a higher supply of raw materials used to make insulation which will lower the material costs. Typical costs assume a wall area of 900 sq ft as an example based on average sqft of a house to be 2,025, though wall areas and insulation amounts vary greatly by building.
96 | 2023 | Residential | Envelope | ICF | Insulating Form |  | ICF Insulating Form | 2023$/sqft | ICF Insulating Form |  | 0 | 0 | 0 | N/A | N/A | 0 | 0 | 0 | 0 | 0 | 0 | 0 | Square Feet | ft2 | 0 | 900 | 0 | 0 | 4.3647 | 6.3441 | 13.055 | 900 | Square Feet | ft2 | 3928.2435 | 5709.6562 | 11749.455 | 1.19 | 0 | 0 | 0 | 4674.6098 | 6794.4909 | 13981.8515 | 0 | 0 | 0 | 2035 | Intermediate | 999 | Prevailing local wages, Drive time, Local code requirements, Access, Presence/condition/type of existing insulation, Existing construction and materials, Moisture issues present, Adequacy of existing ventilation, Presence of hazardous materials, Extent of preparation | 2 | 54 | 0 | 2023 | Assumes for the reference case that raw material prices will increase over the coming decades. Assumed for the advanced case that energy dependency will move away from oil and gas causing a higher supply of raw materials used to make insulation which will lower the material costs. Typical costs assume a wall area of 900 sq ft as an example based on average sqft of a house to be 2,025, though wall areas and insulation amounts vary greatly by building.
96 | 2023 | Residential | Envelope | ICF | Insulating Form |  | ICF Insulating Form | 2023$/sqft | ICF Insulating Form |  | 0 | 0 | 0 | N/A | N/A | 0 | 0 | 0 | 0 | 0 | 0 | 0 | Square Feet | ft2 | 0 | 900 | 0 | 0 | 4.3864 | 6.3756 | 13.1199 | 900 | Square Feet | ft2 | 3947.787 | 5738.0625 | 11807.91 | 1.19 | 0 | 0 | 0 | 4697.8665 | 6828.2944 | 14051.4129 | 0 | 0 | 0 | 2040 | Intermediate | 999 | Prevailing local wages, Drive time, Local code requirements, Access, Presence/condition/type of existing insulation, Existing construction and materials, Moisture issues present, Adequacy of existing ventilation, Presence of hazardous materials, Extent of preparation | 2 | 54 | 0 | 2023 | Assumes for the reference case that raw material prices will increase over the coming decades. Assumed for the advanced case that energy dependency will move away from oil and gas causing a higher supply of raw materials used to make insulation which will lower the material costs. Typical costs assume a wall area of 900 sq ft as an example based on average sqft of a house to be 2,025, though wall areas and insulation amounts vary greatly by building.
96 | 2023 | Residential | Envelope | ICF | Insulating Form |  | ICF Insulating Form | 2023$/sqft | ICF Insulating Form |  | 0 | 0 | 0 | N/A | N/A | 0 | 0 | 0 | 0 | 0 | 0 | 0 | Square Feet | ft2 | 0 | 900 | 0 | 0 | 4.3555 | 6.3306 | 13.0273 | 900 | Square Feet | ft2 | 3919.9375 | 5697.5836 | 11724.6116 | 1.19 | 0 | 0 | 0 | 4664.7256 | 6780.1245 | 13952.2878 | 0 | 0 | 0 | 2045 | Intermediate | 999 | Prevailing local wages, Drive time, Local code requirements, Access, Presence/condition/type of existing insulation, Existing construction and materials, Moisture issues present, Adequacy of existing ventilation, Presence of hazardous materials, Extent of preparation | 2 | 54 | 0 | 2023 | Assumes for the reference case that raw material prices will increase over the coming decades. Assumed for the advanced case that energy dependency will move away from oil and gas causing a higher supply of raw materials used to make insulation which will lower the material costs. Typical costs assume a wall area of 900 sq ft as an example based on average sqft of a house to be 2,025, though wall areas and insulation amounts vary greatly by building.
96 | 2023 | Residential | Envelope | ICF | Insulating Form |  | ICF Insulating Form | 2023$/sqft | ICF Insulating Form |  | 0 | 0 | 0 | N/A | N/A | 0 | 0 | 0 | 0 | 0 | 0 | 0 | Square Feet | ft2 | 0 | 900 | 0 | 0 | 4.3245 | 6.2857 | 12.9348 | 900 | Square Feet | ft2 | 3892.088 | 5657.1047 | 11641.3132 | 1.19 | 0 | 0 | 0 | 4631.5847 | 6731.9546 | 13853.1628 | 0 | 0 | 0 | 2050 | Intermediate | 999 | Prevailing local wages, Drive time, Local code requirements, Access, Presence/condition/type of existing insulation, Existing construction and materials, Moisture issues present, Adequacy of existing ventilation, Presence of hazardous materials, Extent of preparation | 2 | 54 | 0 | 2023 | Assumes for the reference case that raw material prices will increase over the coming decades. Assumed for the advanced case that energy dependency will move away from oil and gas causing a higher supply of raw materials used to make insulation which will lower the material costs. Typical costs assume a wall area of 900 sq ft as an example based on average sqft of a house to be 2,025, though wall areas and insulation amounts vary greatly by building.
96 | 2023 | Residential | Envelope | ICF | Insulating Form |  | ICF Insulating Form | 2023$/sqft | ICF Insulating Form |  | 0 | 0 | 0 | N/A | N/A | 0 | 0 | 0 | 0 | 0 | 0 | 0 | Square Feet | ft2 | 0 | 900 | 0 | 0 | 4.343 | 6.3125 | 12.99 | 900 | Square Feet | ft2 | 3908.7 | 5681.25 | 11691 | 1.19 | 0 | 0 | 0 | 4651.353 | 6760.6875 | 13912.29 | 0 | 0 | 0 | 2023 | Advanced | 999 | Prevailing local wages, Drive time, Local code requirements, Access, Presence/condition/type of existing insulation, Existing construction and materials, Moisture issues present, Adequacy of existing ventilation, Presence of hazardous materials, Extent of preparation | 2 | 54 | 0 | 2023 | Assumes for the reference case that raw material prices will increase over the coming decades. Assumed for the advanced case that energy dependency will move away from oil and gas causing a higher supply of raw materials used to make insulation which will lower the material costs. Typical costs assume a wall area of 900 sq ft as an example based on average sqft of a house to be 2,025, though wall areas and insulation amounts vary greatly by building.
96 | 2023 | Residential | Envelope | ICF | Insulating Form |  | ICF Insulating Form | 2023$/sqft | ICF Insulating Form |  | 0 | 0 | 0 | N/A | N/A | 0 | 0 | 0 | 0 | 0 | 0 | 0 | Square Feet | ft2 | 0 | 900 | 0 | 0 | 3.9087 | 5.6813 | 11.691 | 900 | Square Feet | ft2 | 3517.83 | 5113.125 | 10521.9 | 1.19 | 0 | 0 | 0 | 4186.2177 | 6084.6187 | 12521.061 | 0 | 0 | 0 | 2030 | Advanced | 999 | Prevailing local wages, Drive time, Local code requirements, Access, Presence/condition/type of existing insulation, Existing construction and materials, Moisture issues present, Adequacy of existing ventilation, Presence of hazardous materials, Extent of preparation | 2 | 54 | 0 | 2023 | Assumes for the reference case that raw material prices will increase over the coming decades. Assumed for the advanced case that energy dependency will move away from oil and gas causing a higher supply of raw materials used to make insulation which will lower the material costs. Typical costs assume a wall area of 900 sq ft as an example based on average sqft of a house to be 2,025, though wall areas and insulation amounts vary greatly by building.
96 | 2023 | Residential | Envelope | ICF | Insulating Form |  | ICF Insulating Form | 2023$/sqft | ICF Insulating Form |  | 0 | 0 | 0 | N/A | N/A | 0 | 0 | 0 | 0 | 0 | 0 | 0 | Square Feet | ft2 | 0 | 900 | 0 | 0 | 3.7133 | 5.3972 | 11.1065 | 900 | Square Feet | ft2 | 3341.9385 | 4857.4688 | 9995.805 | 1.19 | 0 | 0 | 0 | 3976.9068 | 5780.3878 | 11895.0079 | 0 | 0 | 0 | 2035 | Advanced | 999 | Prevailing local wages, Drive time, Local code requirements, Access, Presence/condition/type of existing insulation, Existing construction and materials, Moisture issues present, Adequacy of existing ventilation, Presence of hazardous materials, Extent of preparation | 2 | 54 | 0 | 2023 | Assumes for the reference case that raw material prices will increase over the coming decades. Assumed for the advanced case that energy dependency will move away from oil and gas causing a higher supply of raw materials used to make insulation which will lower the material costs. Typical costs assume a wall area of 900 sq ft as an example based on average sqft of a house to be 2,025, though wall areas and insulation amounts vary greatly by building.
96 | 2023 | Residential | Envelope | ICF | Insulating Form |  | ICF Insulating Form | 2023$/sqft | ICF Insulating Form |  | 0 | 0 | 0 | N/A | N/A | 0 | 0 | 0 | 0 | 0 | 0 | 0 | Square Feet | ft2 | 0 | 900 | 0 | 0 | 3.5178 | 5.1131 | 10.5219 | 900 | Square Feet | ft2 | 3166.047 | 4601.8125 | 9469.71 | 1.19 | 0 | 0 | 0 | 3767.5959 | 5476.1569 | 11268.9549 | 0 | 0 | 0 | 2040 | Advanced | 999 | Prevailing local wages, Drive time, Local code requirements, Access, Presence/condition/type of existing insulation, Existing construction and materials, Moisture issues present, Adequacy of existing ventilation, Presence of hazardous materials, Extent of preparation | 2 | 54 | 0 | 2023 | Assumes for the reference case that raw material prices will increase over the coming decades. Assumed for the advanced case that energy dependency will move away from oil and gas causing a higher supply of raw materials used to make insulation which will lower the material costs. Typical costs assume a wall area of 900 sq ft as an example based on average sqft of a house to be 2,025, though wall areas and insulation amounts vary greatly by building.
96 | 2023 | Residential | Envelope | ICF | Insulating Form |  | ICF Insulating Form | 2023$/sqft | ICF Insulating Form |  | 0 | 0 | 0 | N/A | N/A | 0 | 0 | 0 | 0 | 0 | 0 | 0 | Square Feet | ft2 | 0 | 900 | 0 | 0 | 3.3419 | 4.8575 | 9.9958 | 900 | Square Feet | ft2 | 3007.7447 | 4371.7219 | 8996.2245 | 1.19 | 0 | 0 | 0 | 3579.2161 | 5202.349 | 10705.5072 | 0 | 0 | 0 | 2045 | Advanced | 999 | Prevailing local wages, Drive time, Local code requirements, Access, Presence/condition/type of existing insulation, Existing construction and materials, Moisture issues present, Adequacy of existing ventilation, Presence of hazardous materials, Extent of preparation | 2 | 54 | 0 | 2023 | Assumes for the reference case that raw material prices will increase over the coming decades. Assumed for the advanced case that energy dependency will move away from oil and gas causing a higher supply of raw materials used to make insulation which will lower the material costs. Typical costs assume a wall area of 900 sq ft as an example based on average sqft of a house to be 2,025, though wall areas and insulation amounts vary greatly by building.
96 | 2023 | Residential | Envelope | ICF | Insulating Form |  | ICF Insulating Form | 2023$/sqft | ICF Insulating Form |  | 0 | 0 | 0 | N/A | N/A | 0 | 0 | 0 | 0 | 0 | 0 | 0 | Square Feet | ft2 | 0 | 900 | 0 | 0 | 3.166 | 4.6018 | 9.4697 | 900 | Square Feet | ft2 | 2849.4423 | 4141.6313 | 8522.739 | 1.19 | 0 | 0 | 0 | 3390.8363 | 4928.5412 | 10142.0594 | 0 | 0 | 0 | 2050 | Advanced | 999 | Prevailing local wages, Drive time, Local code requirements, Access, Presence/condition/type of existing insulation, Existing construction and materials, Moisture issues present, Adequacy of existing ventilation, Presence of hazardous materials, Extent of preparation | 2 | 54 | 0 | 2023 | Assumes for the reference case that raw material prices will increase over the coming decades. Assumed for the advanced case that energy dependency will move away from oil and gas causing a higher supply of raw materials used to make insulation which will lower the material costs. Typical costs assume a wall area of 900 sq ft as an example based on average sqft of a house to be 2,025, though wall areas and insulation amounts vary greatly by building.
97 | 2023 | Residential | Lighting | LED | A19 | Electricity | LED A19 | 2023$ | LED A-Type | 60W Equivalent A19 LED | 0.001648 | 0.003012 | 0.001264 | Light Output | Lumens | 100 | 800 | 800 | 3200 | 0.021554 | 0.020291 | 0.081726 | Efficacy | lm/W | 50 | 90.0141 | 100 | 125 | -0.66465 | 1.1906 | 4.8261 | 1 |  |  | 2.5939 | 5.4267 | 13.1937 | 1 | 1 | 72.4416 | 76.0616 | 75.0355 | 77.8683 | 85.6353 | 78.6555 | 81.4883 | 89.2553 | 2023 | Reference | 1.6471 | Prevailing local wages, Drive time, Access, Incentive programs, Brand recognition, Need for additional wiring / switching, Site assessment, Ceiling height | 14 | 1679 | 0 | 2020 | Due to the pace of innovation in the lighting industry, it is unlikely that the "2023 Typical Retail" product will exist on the market in future years. Thus, we have instead used the Typical values for future years to create the Tableau graphs. New construction installation costs are much higher because it requires a fixture install, which takes a lot longer than simply replacing a light bulb (retrofit).
97 | 2023 | Residential | Lighting | LED | A19 | Electricity | LED A19 | 2023$ | LED A-Type | 60W Equivalent A19 LED | 0.0013593 | 0.0024844 | 0.0010426 | Light Output | Lumens | 100 | 800 | 800 | 3200 | 0.014702 | 0.013841 | 0.055746 | Efficacy | lm/W | 50 | 108.8505 | 120.9261 | 125 | -0.54824 | 0.98207 | 3.9807 | 1 |  |  | 2.1396 | 4.4762 | 10.8828 | 1 | 1 | 72.4416 | 76.0616 | 74.5812 | 76.9178 | 83.3244 | 78.2012 | 80.5378 | 86.9444 | 2030 | Reference | 1.6471 | Prevailing local wages, Drive time, Access, Incentive programs, Brand recognition, Need for additional wiring / switching, Site assessment, Ceiling height | 14 | 1679 | 0 | 2020 | Due to the pace of innovation in the lighting industry, it is unlikely that the "2023 Typical Retail" product will exist on the market in future years. Thus, we have instead used the Typical values for future years to create the Tableau graphs. New construction installation costs are much higher because it requires a fixture install, which takes a lot longer than simply replacing a light bulb (retrofit).
97 | 2023 | Residential | Lighting | LED | A19 | Electricity | LED A19 | 2023$ | LED A-Type | 60W Equivalent A19 LED | 0.0012776 | 0.0023351 | 0.00097993 | Light Output | Lumens | 100 | 800 | 800 | 3200 | 0.012156 | 0.011444 | 0.046093 | Efficacy | lm/W | 50 | 123.7326 | 137.4592 | 125 | -0.51528 | 0.92303 | 3.7414 | 1 |  |  | 2.011 | 4.2071 | 10.2286 | 1 | 1 | 72.4416 | 76.0616 | 74.4526 | 76.6487 | 82.6702 | 78.0726 | 80.2687 | 86.2902 | 2035 | Reference | 1.6471 | Prevailing local wages, Drive time, Access, Incentive programs, Brand recognition, Need for additional wiring / switching, Site assessment, Ceiling height | 14 | 1679 | 0 | 2020 | Due to the pace of innovation in the lighting industry, it is unlikely that the "2023 Typical Retail" product will exist on the market in future years. Thus, we have instead used the Typical values for future years to create the Tableau graphs. New construction installation costs are much higher because it requires a fixture install, which takes a lot longer than simply replacing a light bulb (retrofit).
97 | 2023 | Residential | Lighting | LED | A19 | Electricity | LED A19 | 2023$ | LED A-Type | 60W Equivalent A19 LED | 0.0011959 | 0.0021857 | 0.00091725 | Light Output | Lumens | 100 | 800 | 800 | 3200 | 0.010157 | 0.0095619 | 0.038513 | Efficacy | lm/W | 50 | 138.6147 | 153.9923 | 125 | -0.48232 | 0.86399 | 3.5021 | 1 |  |  | 1.8823 | 3.938 | 9.5744 | 1 | 1 | 72.4416 | 76.0616 | 74.3239 | 76.3796 | 82.016 | 77.9439 | 79.9996 | 85.636 | 2040 | Reference | 1.6471 | Prevailing local wages, Drive time, Access, Incentive programs, Brand recognition, Need for additional wiring / switching, Site assessment, Ceiling height | 14 | 1679 | 0 | 2020 | Due to the pace of innovation in the lighting industry, it is unlikely that the "2023 Typical Retail" product will exist on the market in future years. Thus, we have instead used the Typical values for future years to create the Tableau graphs. New construction installation costs are much higher because it requires a fixture install, which takes a lot longer than simply replacing a light bulb (retrofit).
97 | 2023 | Residential | Lighting | LED | A19 | Electricity | LED A19 | 2023$ | LED A-Type | 60W Equivalent A19 LED | 0.0011142 | 0.0020364 | 0.0008546 | Light Output | Lumens | 100 | 800 | 800 | 3200 | 0.008764 | 0.0082504 | 0.03323 | Efficacy | lm/W | 50 | 149.6761 | 166.2808 | 125 | -0.44938 | 0.80498 | 3.2629 | 1 |  |  | 1.7538 | 3.669 | 8.9204 | 1 | 1 | 72.4416 | 76.0616 | 74.1954 | 76.1106 | 81.362 | 77.8154 | 79.7306 | 84.982 | 2045 | Reference | 1.6471 | Prevailing local wages, Drive time, Access, Incentive programs, Brand recognition, Need for additional wiring / switching, Site assessment, Ceiling height | 14 | 1679 | 0 | 2020 | Due to the pace of innovation in the lighting industry, it is unlikely that the "2023 Typical Retail" product will exist on the market in future years. Thus, we have instead used the Typical values for future years to create the Tableau graphs. New construction installation costs are much higher because it requires a fixture install, which takes a lot longer than simply replacing a light bulb (retrofit).
97 | 2023 | Residential | Lighting | LED | A19 | Electricity | LED A19 | 2023$ | LED A-Type | 60W Equivalent A19 LED | 0.0010325 | 0.0018871 | 0.00079194 | Light Output | Lumens | 100 | 800 | 800 | 3200 | 0.0075626 | 0.0071194 | 0.028675 | Efficacy | lm/W | 50 | 160.7375 | 178.5693 | 125 | -0.41643 | 0.74596 | 3.0237 | 1 |  |  | 1.6252 | 3.4 | 8.2664 | 1 | 1 | 72.4416 | 76.0616 | 74.0668 | 75.8416 | 80.708 | 77.6868 | 79.4616 | 84.328 | 2050 | Reference | 1.6471 | Prevailing local wages, Drive time, Access, Incentive programs, Brand recognition, Need for additional wiring / switching, Site assessment, Ceiling height | 14 | 1679 | 0 | 2020 | Due to the pace of innovation in the lighting industry, it is unlikely that the "2023 Typical Retail" product will exist on the market in future years. Thus, we have instead used the Typical values for future years to create the Tableau graphs. New construction installation costs are much higher because it requires a fixture install, which takes a lot longer than simply replacing a light bulb (retrofit).
97 | 2023 | Residential | Lighting | LED | A19 | Electricity | LED A19 | 2023$ | LED A-Type | 60W Equivalent A19 LED | 0.001648 | 0.003012 | 0.001264 | Light Output | Lumens | 100 | 800 | 800 | 3200 | 0.021554 | 0.020291 | 0.081726 | Efficacy | lm/W | 50 | 90.0141 | 100 | 125 | -0.66465 | 1.1906 | 4.8261 | 1 |  |  | 2.5939 | 5.4267 | 13.1937 | 1 | 1 | 72.4416 | 76.0616 | 75.0355 | 77.8683 | 85.6353 | 78.6555 | 81.4883 | 89.2553 | 2023 | Intermediate | 1.6471 | Prevailing local wages, Drive time, Access, Incentive programs, Brand recognition, Need for additional wiring / switching, Site assessment, Ceiling height | 14 | 1679 | 0 | 2020 | Due to the pace of innovation in the lighting industry, it is unlikely that the "2023 Typical Retail" product will exist on the market in future years. Thus, we have instead used the Typical values for future years to create the Tableau graphs. New construction installation costs are much higher because it requires a fixture install, which takes a lot longer than simply replacing a light bulb (retrofit).
97 | 2023 | Residential | Lighting | LED | A19 | Electricity | LED A19 | 2023$ | LED A-Type | 60W Equivalent A19 LED | 0.0013593 | 0.0024844 | 0.0010426 | Light Output | Lumens | 100 | 800 | 800 | 3200 | 0.012784 | 0.012035 | 0.048475 | Efficacy | lm/W | 50 | 125.1781 | 139.065 | 125 | -0.54824 | 0.98207 | 3.9807 | 1 |  |  | 2.1396 | 4.4762 | 10.8828 | 1 | 1 | 72.4416 | 76.0616 | 74.5812 | 76.9178 | 83.3244 | 78.2012 | 80.5378 | 86.9444 | 2030 | Intermediate | 1.6471 | Prevailing local wages, Drive time, Access, Incentive programs, Brand recognition, Need for additional wiring / switching, Site assessment, Ceiling height | 14 | 1679 | 0 | 2020 | Due to the pace of innovation in the lighting industry, it is unlikely that the "2023 Typical Retail" product will exist on the market in future years. Thus, we have instead used the Typical values for future years to create the Tableau graphs. New construction installation costs are much higher because it requires a fixture install, which takes a lot longer than simply replacing a light bulb (retrofit).
97 | 2023 | Residential | Lighting | LED | A19 | Electricity | LED A19 | 2023$ | LED A-Type | 60W Equivalent A19 LED | 0.0012776 | 0.0023351 | 0.00097993 | Light Output | Lumens | 100 | 800 | 800 | 3200 | 0.010571 | 0.0099513 | 0.040081 | Efficacy | lm/W | 50 | 142.2925 | 158.0781 | 125 | -0.51528 | 0.92303 | 3.7414 | 1 |  |  | 2.011 | 4.2071 | 10.2286 | 1 | 1 | 72.4416 | 76.0616 | 74.4526 | 76.6487 | 82.6702 | 78.0726 | 80.2687 | 86.2902 | 2035 | Intermediate | 1.6471 | Prevailing local wages, Drive time, Access, Incentive programs, Brand recognition, Need for additional wiring / switching, Site assessment, Ceiling height | 14 | 1679 | 0 | 2020 | Due to the pace of innovation in the lighting industry, it is unlikely that the "2023 Typical Retail" product will exist on the market in future years. Thus, we have instead used the Typical values for future years to create the Tableau graphs. New construction installation costs are much higher because it requires a fixture install, which takes a lot longer than simply replacing a light bulb (retrofit).
97 | 2023 | Residential | Lighting | LED | A19 | Electricity | LED A19 | 2023$ | LED A-Type | 60W Equivalent A19 LED | 0.0011959 | 0.0021857 | 0.00091725 | Light Output | Lumens | 100 | 800 | 800 | 3200 | 0.0088323 | 0.0083147 | 0.033489 | Efficacy | lm/W | 50 | 159.4069 | 177.0911 | 125 | -0.48232 | 0.86399 | 3.5021 | 1 |  |  | 1.8823 | 3.938 | 9.5744 | 1 | 1 | 72.4416 | 76.0616 | 74.3239 | 76.3796 | 82.016 | 77.9439 | 79.9996 | 85.636 | 2040 | Intermediate | 1.6471 | Prevailing local wages, Drive time, Access, Incentive programs, Brand recognition, Need for additional wiring / switching, Site assessment, Ceiling height | 14 | 1679 | 0 | 2020 | Due to the pace of innovation in the lighting industry, it is unlikely that the "2023 Typical Retail" product will exist on the market in future years. Thus, we have instead used the Typical values for future years to create the Tableau graphs. New construction installation costs are much higher because it requires a fixture install, which takes a lot longer than simply replacing a light bulb (retrofit).
97 | 2023 | Residential | Lighting | LED | A19 | Electricity | LED A19 | 2023$ | LED A-Type | 60W Equivalent A19 LED | 0.0011142 | 0.0020364 | 0.0008546 | Light Output | Lumens | 100 | 800 | 800 | 3200 | 0.0076208 | 0.0071743 | 0.028896 | Efficacy | lm/W | 50 | 172.1275 | 191.2229 | 125 | -0.44938 | 0.80498 | 3.2629 | 1 |  |  | 1.7538 | 3.669 | 8.9204 | 1 | 1 | 72.4416 | 76.0616 | 74.1954 | 76.1106 | 81.362 | 77.8154 | 79.7306 | 84.982 | 2045 | Intermediate | 1.6471 | Prevailing local wages, Drive time, Access, Incentive programs, Brand recognition, Need for additional wiring / switching, Site assessment, Ceiling height | 14 | 1679 | 0 | 2020 | Due to the pace of innovation in the lighting industry, it is unlikely that the "2023 Typical Retail" product will exist on the market in future years. Thus, we have instead used the Typical values for future years to create the Tableau graphs. New construction installation costs are much higher because it requires a fixture install, which takes a lot longer than simply replacing a light bulb (retrofit).
97 | 2023 | Residential | Lighting | LED | A19 | Electricity | LED A19 | 2023$ | LED A-Type | 60W Equivalent A19 LED | 0.0010325 | 0.0018871 | 0.00079194 | Light Output | Lumens | 100 | 800 | 800 | 3200 | 0.0065761 | 0.0061908 | 0.024935 | Efficacy | lm/W | 50 | 184.8481 | 205.3547 | 125 | -0.41643 | 0.74596 | 3.0237 | 1 |  |  | 1.6252 | 3.4 | 8.2664 | 1 | 1 | 72.4416 | 76.0616 | 74.0668 | 75.8416 | 80.708 | 77.6868 | 79.4616 | 84.328 | 2050 | Intermediate | 1.6471 | Prevailing local wages, Drive time, Access, Incentive programs, Brand recognition, Need for additional wiring / switching, Site assessment, Ceiling height | 14 | 1679 | 0 | 2020 | Due to the pace of innovation in the lighting industry, it is unlikely that the "2023 Typical Retail" product will exist on the market in future years. Thus, we have instead used the Typical values for future years to create the Tableau graphs. New construction installation costs are much higher because it requires a fixture install, which takes a lot longer than simply replacing a light bulb (retrofit).
97 | 2023 | Residential | Lighting | LED | A19 | Electricity | LED A19 | 2023$ | LED A-Type | 60W Equivalent A19 LED | 0.001648 | 0.003012 | 0.001264 | Light Output | Lumens | 100 | 800 | 800 | 3200 | 0.021554 | 0.020291 | 0.081726 | Efficacy | lm/W | 50 | 90.0141 | 100 | 125 | -0.66465 | 1.1906 | 4.8261 | 1 |  |  | 2.5939 | 5.4267 | 13.1937 | 1 | 1 | 72.4416 | 76.0616 | 75.0355 | 77.8683 | 85.6353 | 78.6555 | 81.4883 | 89.2553 | 2023 | Advanced | 1.6471 | Prevailing local wages, Drive time, Access, Incentive programs, Brand recognition, Need for additional wiring / switching, Site assessment, Ceiling height | 14 | 1679 | 0 | 2020 | Due to the pace of innovation in the lighting industry, it is unlikely that the "2023 Typical Retail" product will exist on the market in future years. Thus, we have instead used the Typical values for future years to create the Tableau graphs. New construction installation costs are much higher because it requires a fixture install, which takes a lot longer than simply replacing a light bulb (retrofit).
97 | 2023 | Residential | Lighting | LED | A19 | Electricity | LED A19 | 2023$ | LED A-Type | 60W Equivalent A19 LED | 0.0013593 | 0.0024844 | 0.0010426 | Light Output | Lumens | 100 | 800 | 800 | 3200 | 0.011309 | 0.010647 | 0.042881 | Efficacy | lm/W | 50 | 141.5056 | 157.2039 | 125 | -0.54824 | 0.98207 | 3.9807 | 1 |  |  | 2.1396 | 4.4762 | 10.8828 | 1 | 1 | 72.4416 | 76.0616 | 74.5812 | 76.9178 | 83.3244 | 78.2012 | 80.5378 | 86.9444 | 2030 | Advanced | 1.6471 | Prevailing local wages, Drive time, Access, Incentive programs, Brand recognition, Need for additional wiring / switching, Site assessment, Ceiling height | 14 | 1679 | 0 | 2020 | Due to the pace of innovation in the lighting industry, it is unlikely that the "2023 Typical Retail" product will exist on the market in future years. Thus, we have instead used the Typical values for future years to create the Tableau graphs. New construction installation costs are much higher because it requires a fixture install, which takes a lot longer than simply replacing a light bulb (retrofit).
97 | 2023 | Residential | Lighting | LED | A19 | Electricity | LED A19 | 2023$ | LED A-Type | 60W Equivalent A19 LED | 0.0012776 | 0.0023351 | 0.00097993 | Light Output | Lumens | 100 | 800 | 800 | 3200 | 0.009351 | 0.0088031 | 0.035456 | Efficacy | lm/W | 50 | 160.8524 | 178.6969 | 125 | -0.51528 | 0.92303 | 3.7414 | 1 |  |  | 2.011 | 4.2071 | 10.2286 | 1 | 1 | 72.4416 | 76.0616 | 74.4526 | 76.6487 | 82.6702 | 78.0726 | 80.2687 | 86.2902 | 2035 | Advanced | 1.6471 | Prevailing local wages, Drive time, Access, Incentive programs, Brand recognition, Need for additional wiring / switching, Site assessment, Ceiling height | 14 | 1679 | 0 | 2020 | Due to the pace of innovation in the lighting industry, it is unlikely that the "2023 Typical Retail" product will exist on the market in future years. Thus, we have instead used the Typical values for future years to create the Tableau graphs. New construction installation costs are much higher because it requires a fixture install, which takes a lot longer than simply replacing a light bulb (retrofit).
97 | 2023 | Residential | Lighting | LED | A19 | Electricity | LED A19 | 2023$ | LED A-Type | 60W Equivalent A19 LED | 0.0011959 | 0.0021857 | 0.00091725 | Light Output | Lumens | 100 | 800 | 800 | 3200 | 0.0078132 | 0.0073553 | 0.029625 | Efficacy | lm/W | 50 | 180.1991 | 200.19 | 125 | -0.48232 | 0.86399 | 3.5021 | 1 |  |  | 1.8823 | 3.938 | 9.5744 | 1 | 1 | 72.4416 | 76.0616 | 74.3239 | 76.3796 | 82.016 | 77.9439 | 79.9996 | 85.636 | 2040 | Advanced | 1.6471 | Prevailing local wages, Drive time, Access, Incentive programs, Brand recognition, Need for additional wiring / switching, Site assessment, Ceiling height | 14 | 1679 | 0 | 2020 | Due to the pace of innovation in the lighting industry, it is unlikely that the "2023 Typical Retail" product will exist on the market in future years. Thus, we have instead used the Typical values for future years to create the Tableau graphs. New construction installation costs are much higher because it requires a fixture install, which takes a lot longer than simply replacing a light bulb (retrofit).
97 | 2023 | Residential | Lighting | LED | A19 | Electricity | LED A19 | 2023$ | LED A-Type | 60W Equivalent A19 LED | 0.0011142 | 0.0020364 | 0.0008546 | Light Output | Lumens | 100 | 800 | 800 | 3200 | 0.0067415 | 0.0063465 | 0.025562 | Efficacy | lm/W | 50 | 194.5789 | 216.165 | 125 | -0.44938 | 0.80498 | 3.2629 | 1 |  |  | 1.7538 | 3.669 | 8.9204 | 1 | 1 | 72.4416 | 76.0616 | 74.1954 | 76.1106 | 81.362 | 77.8154 | 79.7306 | 84.982 | 2045 | Advanced | 1.6471 | Prevailing local wages, Drive time, Access, Incentive programs, Brand recognition, Need for additional wiring / switching, Site assessment, Ceiling height | 14 | 1679 | 0 | 2020 | Due to the pace of innovation in the lighting industry, it is unlikely that the "2023 Typical Retail" product will exist on the market in future years. Thus, we have instead used the Typical values for future years to create the Tableau graphs. New construction installation costs are much higher because it requires a fixture install, which takes a lot longer than simply replacing a light bulb (retrofit).
97 | 2023 | Residential | Lighting | LED | A19 | Electricity | LED A19 | 2023$ | LED A-Type | 60W Equivalent A19 LED | 0.0010325 | 0.0018871 | 0.00079194 | Light Output | Lumens | 100 | 800 | 800 | 3200 | 0.0058173 | 0.0054765 | 0.022058 | Efficacy | lm/W | 50 | 208.9587 | 232.1401 | 125 | -0.41643 | 0.74596 | 3.0237 | 1 |  |  | 1.6252 | 3.4 | 8.2664 | 1 | 1 | 72.4416 | 76.0616 | 74.0668 | 75.8416 | 80.708 | 77.6868 | 79.4616 | 84.328 | 2050 | Advanced | 1.6471 | Prevailing local wages, Drive time, Access, Incentive programs, Brand recognition, Need for additional wiring / switching, Site assessment, Ceiling height | 14 | 1679 | 0 | 2020 | Due to the pace of innovation in the lighting industry, it is unlikely that the "2023 Typical Retail" product will exist on the market in future years. Thus, we have instead used the Typical values for future years to create the Tableau graphs. New construction installation costs are much higher because it requires a fixture install, which takes a lot longer than simply replacing a light bulb (retrofit).
98 | 2023 | Residential | Lighting | LED | A21 | Electricity | LED A21 | 2023$ | LED A-Type | 100W Equivalent LED A Lamp | 0.003157 | 0.002484 | 0.000155 | Light Output | Lumens | 320 | 1566.6667 | 1600 | 2910 | 0.079147 | 0.27601 | 0.13452 | Efficacy | lm/W | 50 | 106.015 | 123.0769 | 160 | -8.5149 | -17.2735 | 15.24 | 1 |  |  | 4.8218 | 15.8792 | 29.7441 | 1 | 1 | 66 | 69.3 | 70.8218 | 81.8792 | 95.7441 | 74.1218 | 85.1792 | 99.0441 | 2023 | Reference | 1.928 | Prevailing local wages, Drive time, Access, Incentive programs, Brand recognition, Need for additional wiring / switching, Site assessment, Ceiling height | 14 | 458 | 0 | 2020 | Due to the pace of innovation in the lighting industry, it is unlikely that the "2023 Typical Retail" product will exist on the market in future years. Thus, we have instead used the Typical values for future years to create the Tableau graphs. New construction installation costs are much higher because it requires a fixture install, which takes a lot longer than simply replacing a light bulb (retrofit).
98 | 2023 | Residential | Lighting | LED | A21 | Electricity | LED A21 | 2023$ | LED A-Type | 100W Equivalent LED A Lamp | 0.0030873 | 0.0024291 | 0.00015158 | Light Output | Lumens | 320 | 1566.6667 | 1600 | 2910 | 0.064005 | 0.22321 | 0.10879 | Efficacy | lm/W | 50 | 128.1998 | 148.8321 | 160 | -8.3269 | -16.892 | 14.9034 | 1 |  |  | 4.7153 | 15.5285 | 29.0872 | 1 | 1 | 66 | 69.3 | 70.7153 | 81.5285 | 95.0872 | 74.0153 | 84.8285 | 98.3872 | 2030 | Reference | 1.928 | Prevailing local wages, Drive time, Access, Incentive programs, Brand recognition, Need for additional wiring / switching, Site assessment, Ceiling height | 14 | 458 | 0 | 2020 | Due to the pace of innovation in the lighting industry, it is unlikely that the "2023 Typical Retail" product will exist on the market in future years. Thus, we have instead used the Typical values for future years to create the Tableau graphs. New construction installation costs are much higher because it requires a fixture install, which takes a lot longer than simply replacing a light bulb (retrofit).
98 | 2023 | Residential | Lighting | LED | A21 | Electricity | LED A21 | 2023$ | LED A-Type | 100W Equivalent LED A Lamp | 0.0030585 | 0.0024065 | 0.00015016 | Light Output | Lumens | 320 | 1566.6667 | 1600 | 2910 | 0.055782 | 0.19453 | 0.094809 | Efficacy | lm/W | 50 | 145.7274 | 169.1805 | 160 | -8.2492 | -16.7345 | 14.7645 | 1 |  |  | 4.6714 | 15.3837 | 28.816 | 1 | 1 | 66 | 69.3 | 70.6714 | 81.3837 | 94.816 | 73.9714 | 84.6837 | 98.116 | 2035 | Reference | 1.928 | Prevailing local wages, Drive time, Access, Incentive programs, Brand recognition, Need for additional wiring / switching, Site assessment, Ceiling height | 14 | 458 | 0 | 2020 | Due to the pace of innovation in the lighting industry, it is unlikely that the "2023 Typical Retail" product will exist on the market in future years. Thus, we have instead used the Typical values for future years to create the Tableau graphs. New construction installation costs are much higher because it requires a fixture install, which takes a lot longer than simply replacing a light bulb (retrofit).
98 | 2023 | Residential | Lighting | LED | A21 | Electricity | LED A21 | 2023$ | LED A-Type | 100W Equivalent LED A Lamp | 0.0030297 | 0.0023838 | 0.00014875 | Light Output | Lumens | 320 | 1566.6667 | 1600 | 2910 | 0.049324 | 0.17201 | 0.083833 | Efficacy | lm/W | 50 | 163.255 | 189.529 | 160 | -8.1716 | -16.577 | 14.6255 | 1 |  |  | 4.6274 | 15.2389 | 28.5447 | 1 | 1 | 66 | 69.3 | 70.6274 | 81.2389 | 94.5447 | 73.9274 | 84.5389 | 97.8447 | 2040 | Reference | 1.928 | Prevailing local wages, Drive time, Access, Incentive programs, Brand recognition, Need for additional wiring / switching, Site assessment, Ceiling height | 14 | 458 | 0 | 2020 | Due to the pace of innovation in the lighting industry, it is unlikely that the "2023 Typical Retail" product will exist on the market in future years. Thus, we have instead used the Typical values for future years to create the Tableau graphs. New construction installation costs are much higher because it requires a fixture install, which takes a lot longer than simply replacing a light bulb (retrofit).
98 | 2023 | Residential | Lighting | LED | A21 | Electricity | LED A21 | 2023$ | LED A-Type | 100W Equivalent LED A Lamp | 0.0030018 | 0.0023618 | 0.00014738 | Light Output | Lumens | 320 | 1566.6667 | 1600 | 2910 | 0.045258 | 0.15783 | 0.076922 | Efficacy | lm/W | 50 | 176.2826 | 204.6533 | 160 | -8.0962 | -16.4241 | 14.4906 | 1 |  |  | 4.5847 | 15.0983 | 28.2814 | 1 | 1 | 66 | 69.3 | 70.5847 | 81.0983 | 94.2814 | 73.8847 | 84.3983 | 97.5814 | 2045 | Reference | 1.928 | Prevailing local wages, Drive time, Access, Incentive programs, Brand recognition, Need for additional wiring / switching, Site assessment, Ceiling height | 14 | 458 | 0 | 2020 | Due to the pace of innovation in the lighting industry, it is unlikely that the "2023 Typical Retail" product will exist on the market in future years. Thus, we have instead used the Typical values for future years to create the Tableau graphs. New construction installation costs are much higher because it requires a fixture install, which takes a lot longer than simply replacing a light bulb (retrofit).
98 | 2023 | Residential | Lighting | LED | A21 | Electricity | LED A21 | 2023$ | LED A-Type | 100W Equivalent LED A Lamp | 0.0029738 | 0.0023399 | 0.00014601 | Light Output | Lumens | 320 | 1566.6667 | 1600 | 2910 | 0.041751 | 0.1456 | 0.070961 | Efficacy | lm/W | 50 | 189.3103 | 219.7776 | 160 | -8.0208 | -16.2712 | 14.3557 | 1 |  |  | 4.542 | 14.9578 | 28.0181 | 1 | 1 | 66 | 69.3 | 70.542 | 80.9578 | 94.0181 | 73.842 | 84.2578 | 97.3181 | 2050 | Reference | 1.928 | Prevailing local wages, Drive time, Access, Incentive programs, Brand recognition, Need for additional wiring / switching, Site assessment, Ceiling height | 14 | 458 | 0 | 2020 | Due to the pace of innovation in the lighting industry, it is unlikely that the "2023 Typical Retail" product will exist on the market in future years. Thus, we have instead used the Typical values for future years to create the Tableau graphs. New construction installation costs are much higher because it requires a fixture install, which takes a lot longer than simply replacing a light bulb (retrofit).
98 | 2023 | Residential | Lighting | LED | A21 | Electricity | LED A21 | 2023$ | LED A-Type | 100W Equivalent LED A Lamp | 0.003157 | 0.002484 | 0.000155 | Light Output | Lumens | 320 | 1566.6667 | 1600 | 2910 | 0.079147 | 0.27601 | 0.13452 | Efficacy | lm/W | 50 | 106.015 | 123.0769 | 160 | -8.5149 | -17.2735 | 15.24 | 1 |  |  | 4.8218 | 15.8792 | 29.7441 | 1 | 1 | 66 | 69.3 | 70.8218 | 81.8792 | 95.7441 | 74.1218 | 85.1792 | 99.0441 | 2023 | Intermediate | 1.928 | Prevailing local wages, Drive time, Access, Incentive programs, Brand recognition, Need for additional wiring / switching, Site assessment, Ceiling height | 14 | 458 | 0 | 2020 | Due to the pace of innovation in the lighting industry, it is unlikely that the "2023 Typical Retail" product will exist on the market in future years. Thus, we have instead used the Typical values for future years to create the Tableau graphs. New construction installation costs are much higher because it requires a fixture install, which takes a lot longer than simply replacing a light bulb (retrofit).
98 | 2023 | Residential | Lighting | LED | A21 | Electricity | LED A21 | 2023$ | LED A-Type | 100W Equivalent LED A Lamp | 0.0030873 | 0.0024291 | 0.00015158 | Light Output | Lumens | 320 | 1566.6667 | 1600 | 2910 | 0.055657 | 0.19409 | 0.094596 | Efficacy | lm/W | 50 | 147.4298 | 171.1569 | 160 | -8.3269 | -16.892 | 14.9034 | 1 |  |  | 4.7153 | 15.5285 | 29.0872 | 1 | 1 | 66 | 69.3 | 70.7153 | 81.5285 | 95.0872 | 74.0153 | 84.8285 | 98.3872 | 2030 | Intermediate | 1.928 | Prevailing local wages, Drive time, Access, Incentive programs, Brand recognition, Need for additional wiring / switching, Site assessment, Ceiling height | 14 | 458 | 0 | 2020 | Due to the pace of innovation in the lighting industry, it is unlikely that the "2023 Typical Retail" product will exist on the market in future years. Thus, we have instead used the Typical values for future years to create the Tableau graphs. New construction installation costs are much higher because it requires a fixture install, which takes a lot longer than simply replacing a light bulb (retrofit).
98 | 2023 | Residential | Lighting | LED | A21 | Electricity | LED A21 | 2023$ | LED A-Type | 100W Equivalent LED A Lamp | 0.0030585 | 0.0024065 | 0.00015016 | Light Output | Lumens | 320 | 1566.6667 | 1600 | 2910 | 0.048506 | 0.16915 | 0.082442 | Efficacy | lm/W | 50 | 167.5865 | 194.5576 | 160 | -8.2492 | -16.7345 | 14.7645 | 1 |  |  | 4.6714 | 15.3837 | 28.816 | 1 | 1 | 66 | 69.3 | 70.6714 | 81.3837 | 94.816 | 73.9714 | 84.6837 | 98.116 | 2035 | Intermediate | 1.928 | Prevailing local wages, Drive time, Access, Incentive programs, Brand recognition, Need for additional wiring / switching, Site assessment, Ceiling height | 14 | 458 | 0 | 2020 | Due to the pace of innovation in the lighting industry, it is unlikely that the "2023 Typical Retail" product will exist on the market in future years. Thus, we have instead used the Typical values for future years to create the Tableau graphs. New construction installation costs are much higher because it requires a fixture install, which takes a lot longer than simply replacing a light bulb (retrofit).
98 | 2023 | Residential | Lighting | LED | A21 | Electricity | LED A21 | 2023$ | LED A-Type | 100W Equivalent LED A Lamp | 0.0030297 | 0.0023838 | 0.00014875 | Light Output | Lumens | 320 | 1566.6667 | 1600 | 2910 | 0.042891 | 0.14957 | 0.072898 | Efficacy | lm/W | 50 | 187.7432 | 217.9583 | 160 | -8.1716 | -16.577 | 14.6255 | 1 |  |  | 4.6274 | 15.2389 | 28.5447 | 1 | 1 | 66 | 69.3 | 70.6274 | 81.2389 | 94.5447 | 73.9274 | 84.5389 | 97.8447 | 2040 | Intermediate | 1.928 | Prevailing local wages, Drive time, Access, Incentive programs, Brand recognition, Need for additional wiring / switching, Site assessment, Ceiling height | 14 | 458 | 0 | 2020 | Due to the pace of innovation in the lighting industry, it is unlikely that the "2023 Typical Retail" product will exist on the market in future years. Thus, we have instead used the Typical values for future years to create the Tableau graphs. New construction installation costs are much higher because it requires a fixture install, which takes a lot longer than simply replacing a light bulb (retrofit).
98 | 2023 | Residential | Lighting | LED | A21 | Electricity | LED A21 | 2023$ | LED A-Type | 100W Equivalent LED A Lamp | 0.0030018 | 0.0023618 | 0.00014738 | Light Output | Lumens | 320 | 1566.6667 | 1600 | 2910 | 0.039355 | 0.13724 | 0.066888 | Efficacy | lm/W | 50 | 202.725 | 226.4236 | 160 | -8.0962 | -16.4241 | 14.4906 | 1 |  |  | 4.5847 | 15.0983 | 28.2814 | 1 | 1 | 66 | 69.3 | 70.5847 | 81.0983 | 94.2814 | 73.8847 | 84.3983 | 97.5814 | 2045 | Intermediate | 1.928 | Prevailing local wages, Drive time, Access, Incentive programs, Brand recognition, Need for additional wiring / switching, Site assessment, Ceiling height | 14 | 458 | 0 | 2020 | Due to the pace of innovation in the lighting industry, it is unlikely that the "2023 Typical Retail" product will exist on the market in future years. Thus, we have instead used the Typical values for future years to create the Tableau graphs. New construction installation costs are much higher because it requires a fixture install, which takes a lot longer than simply replacing a light bulb (retrofit).
98 | 2023 | Residential | Lighting | LED | A21 | Electricity | LED A21 | 2023$ | LED A-Type | 100W Equivalent LED A Lamp | 0.0029738 | 0.0023399 | 0.00014601 | Light Output | Lumens | 320 | 1566.6667 | 1600 | 2910 | 0.036305 | 0.12661 | 0.061705 | Efficacy | lm/W | 50 | 217.7069 | 234.8888 | 160 | -8.0208 | -16.2712 | 14.3557 | 1 |  |  | 4.542 | 14.9578 | 28.0181 | 1 | 1 | 66 | 69.3 | 70.542 | 80.9578 | 94.0181 | 73.842 | 84.2578 | 97.3181 | 2050 | Intermediate | 1.928 | Prevailing local wages, Drive time, Access, Incentive programs, Brand recognition, Need for additional wiring / switching, Site assessment, Ceiling height | 14 | 458 | 0 | 2020 | Due to the pace of innovation in the lighting industry, it is unlikely that the "2023 Typical Retail" product will exist on the market in future years. Thus, we have instead used the Typical values for future years to create the Tableau graphs. New construction installation costs are much higher because it requires a fixture install, which takes a lot longer than simply replacing a light bulb (retrofit).
98 | 2023 | Residential | Lighting | LED | A21 | Electricity | LED A21 | 2023$ | LED A-Type | 100W Equivalent LED A Lamp | 0.003157 | 0.002484 | 0.000155 | Light Output | Lumens | 320 | 1566.6667 | 1600 | 2910 | 0.079147 | 0.27601 | 0.13452 | Efficacy | lm/W | 50 | 106.015 | 123.0769 | 160 | -8.5149 | -17.2735 | 15.24 | 1 |  |  | 4.8218 | 15.8792 | 29.7441 | 1 | 1 | 66 | 69.3 | 70.8218 | 81.8792 | 95.7441 | 74.1218 | 85.1792 | 99.0441 | 2023 | Advanced | 1.928 | Prevailing local wages, Drive time, Access, Incentive programs, Brand recognition, Need for additional wiring / switching, Site assessment, Ceiling height | 14 | 458 | 0 | 2020 | Due to the pace of innovation in the lighting industry, it is unlikely that the "2023 Typical Retail" product will exist on the market in future years. Thus, we have instead used the Typical values for future years to create the Tableau graphs. New construction installation costs are much higher because it requires a fixture install, which takes a lot longer than simply replacing a light bulb (retrofit).
98 | 2023 | Residential | Lighting | LED | A21 | Electricity | LED A21 | 2023$ | LED A-Type | 100W Equivalent LED A Lamp | 0.0030873 | 0.0024291 | 0.00015158 | Light Output | Lumens | 320 | 1566.6667 | 1600 | 2910 | 0.049235 | 0.1717 | 0.083681 | Efficacy | lm/W | 50 | 166.6598 | 193.4817 | 160 | -8.3269 | -16.892 | 14.9034 | 1 |  |  | 4.7153 | 15.5285 | 29.0872 | 1 | 1 | 66 | 69.3 | 70.7153 | 81.5285 | 95.0872 | 74.0153 | 84.8285 | 98.3872 | 2030 | Advanced | 1.928 | Prevailing local wages, Drive time, Access, Incentive programs, Brand recognition, Need for additional wiring / switching, Site assessment, Ceiling height | 14 | 458 | 0 | 2020 | Due to the pace of innovation in the lighting industry, it is unlikely that the "2023 Typical Retail" product will exist on the market in future years. Thus, we have instead used the Typical values for future years to create the Tableau graphs. New construction installation costs are much higher because it requires a fixture install, which takes a lot longer than simply replacing a light bulb (retrofit).
98 | 2023 | Residential | Lighting | LED | A21 | Electricity | LED A21 | 2023$ | LED A-Type | 100W Equivalent LED A Lamp | 0.0030585 | 0.0024065 | 0.00015016 | Light Output | Lumens | 320 | 1566.6667 | 1600 | 2910 | 0.042909 | 0.14964 | 0.07293 | Efficacy | lm/W | 50 | 189.4456 | 219.9347 | 160 | -8.2492 | -16.7345 | 14.7645 | 1 |  |  | 4.6714 | 15.3837 | 28.816 | 1 | 1 | 66 | 69.3 | 70.6714 | 81.3837 | 94.816 | 73.9714 | 84.6837 | 98.116 | 2035 | Advanced | 1.928 | Prevailing local wages, Drive time, Access, Incentive programs, Brand recognition, Need for additional wiring / switching, Site assessment, Ceiling height | 14 | 458 | 0 | 2020 | Due to the pace of innovation in the lighting industry, it is unlikely that the "2023 Typical Retail" product will exist on the market in future years. Thus, we have instead used the Typical values for future years to create the Tableau graphs. New construction installation costs are much higher because it requires a fixture install, which takes a lot longer than simply replacing a light bulb (retrofit).
98 | 2023 | Residential | Lighting | LED | A21 | Electricity | LED A21 | 2023$ | LED A-Type | 100W Equivalent LED A Lamp | 0.0030297 | 0.0023838 | 0.00014875 | Light Output | Lumens | 320 | 1566.6667 | 1600 | 2910 | 0.037942 | 0.13231 | 0.064487 | Efficacy | lm/W | 50 | 212.2315 | 246.3877 | 160 | -8.1716 | -16.577 | 14.6255 | 1 |  |  | 4.6274 | 15.2389 | 28.5447 | 1 | 1 | 66 | 69.3 | 70.6274 | 81.2389 | 94.5447 | 73.9274 | 84.5389 | 97.8447 | 2040 | Advanced | 1.928 | Prevailing local wages, Drive time, Access, Incentive programs, Brand recognition, Need for additional wiring / switching, Site assessment, Ceiling height | 14 | 458 | 0 | 2020 | Due to the pace of innovation in the lighting industry, it is unlikely that the "2023 Typical Retail" product will exist on the market in future years. Thus, we have instead used the Typical values for future years to create the Tableau graphs. New construction installation costs are much higher because it requires a fixture install, which takes a lot longer than simply replacing a light bulb (retrofit).
98 | 2023 | Residential | Lighting | LED | A21 | Electricity | LED A21 | 2023$ | LED A-Type | 100W Equivalent LED A Lamp | 0.0030018 | 0.0023618 | 0.00014738 | Light Output | Lumens | 320 | 1566.6667 | 1600 | 2910 | 0.034814 | 0.12141 | 0.05917 | Efficacy | lm/W | 50 | 229.1674 | 248.1938 | 160 | -8.0962 | -16.4241 | 14.4906 | 1 |  |  | 4.5847 | 15.0983 | 28.2814 | 1 | 1 | 66 | 69.3 | 70.5847 | 81.0983 | 94.2814 | 73.8847 | 84.3983 | 97.5814 | 2045 | Advanced | 1.928 | Prevailing local wages, Drive time, Access, Incentive programs, Brand recognition, Need for additional wiring / switching, Site assessment, Ceiling height | 14 | 458 | 0 | 2020 | Due to the pace of innovation in the lighting industry, it is unlikely that the "2023 Typical Retail" product will exist on the market in future years. Thus, we have instead used the Typical values for future years to create the Tableau graphs. New construction installation costs are much higher because it requires a fixture install, which takes a lot longer than simply replacing a light bulb (retrofit).
98 | 2023 | Residential | Lighting | LED | A21 | Electricity | LED A21 | 2023$ | LED A-Type | 100W Equivalent LED A Lamp | 0.0029738 | 0.0023399 | 0.00014601 | Light Output | Lumens | 320 | 1566.6667 | 1600 | 2910 | 0.032116 | 0.112 | 0.054586 | Efficacy | lm/W | 50 | 246.1034 | 250 | 160 | -8.0208 | -16.2712 | 14.3557 | 1 |  |  | 4.542 | 14.9578 | 28.0181 | 1 | 1 | 66 | 69.3 | 70.542 | 80.9578 | 94.0181 | 73.842 | 84.2578 | 97.3181 | 2050 | Advanced | 1.928 | Prevailing local wages, Drive time, Access, Incentive programs, Brand recognition, Need for additional wiring / switching, Site assessment, Ceiling height | 14 | 458 | 0 | 2020 | Due to the pace of innovation in the lighting industry, it is unlikely that the "2023 Typical Retail" product will exist on the market in future years. Thus, we have instead used the Typical values for future years to create the Tableau graphs. New construction installation costs are much higher because it requires a fixture install, which takes a lot longer than simply replacing a light bulb (retrofit).
99 | 2023 | Residential | Lighting | LED | BR30 | Electricity | LED BR30 | 2023$ | LED - Reflector | LED BR30 | 0.001901 | 0.001219 | 0.009184 | Light Output | Lumens | 600 | 683.0769 | 650 | 1600 | -0.014919 | 0.004457 | -0.075722 | Efficacy | lm/W | 53.8462 | 78.5538 | 90.2778 | 150 | 3.9588 | 6.0319 | 12.0849 | 1 |  |  | 4.0854 | 7.2147 | 12.41 | 1 | 1 | 0 | 0 | 4.0854 | 7.2147 | 12.41 | 4.0854 | 7.2147 | 12.41 | 2023 | Reference | 2.125 | Prevailing local wages, Drive time, Access, Incentive programs, Brand recognition, Need for additional wiring / switching, Site assessment, Ceiling height | 14 | 432 | 0 | 2020 | Due to the pace of innovation in the lighting industry, it is unlikely that the "2023 Typical Retail" product will exist on the market in future years. Thus, we have instead used the Typical values for future years to create the Tableau graphs.
99 | 2023 | Residential | Lighting | LED | BR30 | Electricity | LED BR30 | 2023$ | LED - Reflector | LED BR30 | 0.0015595 | 0.001 | 0.0075341 | Light Output | Lumens | 600 | 650 | 650 | 1600 | -0.010485 | 0.0031324 | -0.053218 | Efficacy | lm/W | 53.8462 | 91.6905 | 105.3751 | 150 | 3.2476 | 4.9483 | 9.9138 | 1 |  |  | 3.2999 | 5.8855 | 9.9313 | 1 | 1 | 0 | 0 | 3.2999 | 5.8855 | 9.9313 | 3.2999 | 5.8855 | 9.9313 | 2030 | Reference | 2.125 | Prevailing local wages, Drive time, Access, Incentive programs, Brand recognition, Need for additional wiring / switching, Site assessment, Ceiling height | 14 | 432 | 0 | 2020 | Due to the pace of innovation in the lighting industry, it is unlikely that the "2023 Typical Retail" product will exist on the market in future years. Thus, we have instead used the Typical values for future years to create the Tableau graphs.
99 | 2023 | Residential | Lighting | LED | BR30 | Electricity | LED BR30 | 2023$ | LED - Reflector | LED BR30 | 0.0014673 | 0.0009409 | 0.0070888 | Light Output | Lumens | 600 | 650 | 650 | 1600 | -0.0092035 | 0.0027495 | -0.046713 | Efficacy | lm/W | 53.8462 | 98.2863 | 112.9553 | 150 | 3.0557 | 4.6558 | 9.3279 | 1 |  |  | 3.1049 | 5.5377 | 9.3444 | 1 | 1 | 0 | 0 | 3.1049 | 5.5377 | 9.3444 | 3.1049 | 5.5377 | 9.3444 | 2035 | Reference | 2.125 | Prevailing local wages, Drive time, Access, Incentive programs, Brand recognition, Need for additional wiring / switching, Site assessment, Ceiling height | 14 | 432 | 0 | 2020 | Due to the pace of innovation in the lighting industry, it is unlikely that the "2023 Typical Retail" product will exist on the market in future years. Thus, we have instead used the Typical values for future years to create the Tableau graphs.
99 | 2023 | Residential | Lighting | LED | BR30 | Electricity | LED BR30 | 2023$ | LED - Reflector | LED BR30 | 0.0013752 | 0.0008818 | 0.0066436 | Light Output | Lumens | 600 | 650 | 650 | 1600 | -0.008083 | 0.0024148 | -0.041026 | Efficacy | lm/W | 53.8462 | 104.8821 | 120.5355 | 150 | 2.8638 | 4.3634 | 8.742 | 1 |  |  | 2.9099 | 5.1898 | 8.7575 | 1 | 1 | 0 | 0 | 2.9099 | 5.1898 | 8.7575 | 2.9099 | 5.1898 | 8.7575 | 2040 | Reference | 2.125 | Prevailing local wages, Drive time, Access, Incentive programs, Brand recognition, Need for additional wiring / switching, Site assessment, Ceiling height | 14 | 432 | 0 | 2020 | Due to the pace of innovation in the lighting industry, it is unlikely that the "2023 Typical Retail" product will exist on the market in future years. Thus, we have instead used the Typical values for future years to create the Tableau graphs.
99 | 2023 | Residential | Lighting | LED | BR30 | Electricity | LED BR30 | 2023$ | LED - Reflector | LED BR30 | 0.0012833 | 0.00082292 | 0.0061999 | Light Output | Lumens | 600 | 650 | 650 | 1600 | -0.0070995 | 0.002121 | -0.036034 | Efficacy | lm/W | 53.8462 | 111.4378 | 128.0696 | 150 | 2.6725 | 4.072 | 8.1583 | 1 |  |  | 2.7155 | 4.8433 | 8.1727 | 1 | 1 | 0 | 0 | 2.7155 | 4.8433 | 8.1727 | 2.7155 | 4.8433 | 8.1727 | 2045 | Reference | 2.125 | Prevailing local wages, Drive time, Access, Incentive programs, Brand recognition, Need for additional wiring / switching, Site assessment, Ceiling height | 14 | 432 | 0 | 2020 | Due to the pace of innovation in the lighting industry, it is unlikely that the "2023 Typical Retail" product will exist on the market in future years. Thus, we have instead used the Typical values for future years to create the Tableau graphs.
99 | 2023 | Residential | Lighting | LED | BR30 | Electricity | LED BR30 | 2023$ | LED - Reflector | LED BR30 | 0.0011915 | 0.00076404 | 0.0057563 | Light Output | Lumens | 600 | 650 | 650 | 1600 | -0.0062253 | 0.0018598 | -0.031597 | Efficacy | lm/W | 53.8462 | 117.9934 | 135.6037 | 150 | 2.4813 | 3.7807 | 7.5745 | 1 |  |  | 2.5212 | 4.4967 | 7.5879 | 1 | 1 | 0 | 0 | 2.5212 | 4.4967 | 7.5879 | 2.5212 | 4.4967 | 7.5879 | 2050 | Reference | 2.125 | Prevailing local wages, Drive time, Access, Incentive programs, Brand recognition, Need for additional wiring / switching, Site assessment, Ceiling height | 14 | 432 | 0 | 2020 | Due to the pace of innovation in the lighting industry, it is unlikely that the "2023 Typical Retail" product will exist on the market in future years. Thus, we have instead used the Typical values for future years to create the Tableau graphs.
99 | 2023 | Residential | Lighting | LED | BR30 | Electricity | LED BR30 | 2023$ | LED - Reflector | LED BR30 | 0.001901 | 0.001219 | 0.009184 | Light Output | Lumens | 600 | 683.0769 | 650 | 1600 | -0.014919 | 0.004457 | -0.075722 | Efficacy | lm/W | 53.8462 | 78.5538 | 90.2778 | 150 | 3.9588 | 6.0319 | 12.0849 | 1 |  |  | 4.0854 | 7.2147 | 12.41 | 1 | 1 | 0 | 0 | 4.0854 | 7.2147 | 12.41 | 4.0854 | 7.2147 | 12.41 | 2023 | Intermediate | 2.125 | Prevailing local wages, Drive time, Access, Incentive programs, Brand recognition, Need for additional wiring / switching, Site assessment, Ceiling height | 14 | 432 | 0 | 2020 | Due to the pace of innovation in the lighting industry, it is unlikely that the "2023 Typical Retail" product will exist on the market in future years. Thus, we have instead used the Typical values for future years to create the Tableau graphs.
99 | 2023 | Residential | Lighting | LED | BR30 | Electricity | LED BR30 | 2023$ | LED - Reflector | LED BR30 | 0.0015595 | 0.001 | 0.0075341 | Light Output | Lumens | 600 | 650 | 650 | 1600 | -0.0091176 | 0.0027239 | -0.046277 | Efficacy | lm/W | 53.8462 | 105.4441 | 121.1813 | 150 | 3.2476 | 4.9483 | 9.9138 | 1 |  |  | 3.2999 | 5.8855 | 9.9313 | 1 | 1 | 0 | 0 | 3.2999 | 5.8855 | 9.9313 | 3.2999 | 5.8855 | 9.9313 | 2030 | Intermediate | 2.125 | Prevailing local wages, Drive time, Access, Incentive programs, Brand recognition, Need for additional wiring / switching, Site assessment, Ceiling height | 14 | 432 | 0 | 2020 | Due to the pace of innovation in the lighting industry, it is unlikely that the "2023 Typical Retail" product will exist on the market in future years. Thus, we have instead used the Typical values for future years to create the Tableau graphs.
99 | 2023 | Residential | Lighting | LED | BR30 | Electricity | LED BR30 | 2023$ | LED - Reflector | LED BR30 | 0.0014673 | 0.0009409 | 0.0070888 | Light Output | Lumens | 600 | 650 | 650 | 1600 | -0.0080031 | 0.0023909 | -0.04062 | Efficacy | lm/W | 53.8462 | 113.0292 | 129.8986 | 150 | 3.0557 | 4.6558 | 9.3279 | 1 |  |  | 3.1049 | 5.5377 | 9.3444 | 1 | 1 | 0 | 0 | 3.1049 | 5.5377 | 9.3444 | 3.1049 | 5.5377 | 9.3444 | 2035 | Intermediate | 2.125 | Prevailing local wages, Drive time, Access, Incentive programs, Brand recognition, Need for additional wiring / switching, Site assessment, Ceiling height | 14 | 432 | 0 | 2020 | Due to the pace of innovation in the lighting industry, it is unlikely that the "2023 Typical Retail" product will exist on the market in future years. Thus, we have instead used the Typical values for future years to create the Tableau graphs.
99 | 2023 | Residential | Lighting | LED | BR30 | Electricity | LED BR30 | 2023$ | LED - Reflector | LED BR30 | 0.0013752 | 0.0008818 | 0.0066436 | Light Output | Lumens | 600 | 650 | 650 | 1600 | -0.0070287 | 0.0020998 | -0.035675 | Efficacy | lm/W | 53.8462 | 120.6144 | 138.6159 | 150 | 2.8638 | 4.3634 | 8.742 | 1 |  |  | 2.9099 | 5.1898 | 8.7575 | 1 | 1 | 0 | 0 | 2.9099 | 5.1898 | 8.7575 | 2.9099 | 5.1898 | 8.7575 | 2040 | Intermediate | 2.125 | Prevailing local wages, Drive time, Access, Incentive programs, Brand recognition, Need for additional wiring / switching, Site assessment, Ceiling height | 14 | 432 | 0 | 2020 | Due to the pace of innovation in the lighting industry, it is unlikely that the "2023 Typical Retail" product will exist on the market in future years. Thus, we have instead used the Typical values for future years to create the Tableau graphs.
99 | 2023 | Residential | Lighting | LED | BR30 | Electricity | LED BR30 | 2023$ | LED - Reflector | LED BR30 | 0.0012833 | 0.00082292 | 0.0061999 | Light Output | Lumens | 600 | 650 | 650 | 1600 | -0.0061735 | 0.0018443 | -0.031334 | Efficacy | lm/W | 53.8462 | 128.1534 | 147.28 | 150 | 2.6725 | 4.072 | 8.1583 | 1 |  |  | 2.7155 | 4.8433 | 8.1727 | 1 | 1 | 0 | 0 | 2.7155 | 4.8433 | 8.1727 | 2.7155 | 4.8433 | 8.1727 | 2045 | Intermediate | 2.125 | Prevailing local wages, Drive time, Access, Incentive programs, Brand recognition, Need for additional wiring / switching, Site assessment, Ceiling height | 14 | 432 | 0 | 2020 | Due to the pace of innovation in the lighting industry, it is unlikely that the "2023 Typical Retail" product will exist on the market in future years. Thus, we have instead used the Typical values for future years to create the Tableau graphs.
99 | 2023 | Residential | Lighting | LED | BR30 | Electricity | LED BR30 | 2023$ | LED - Reflector | LED BR30 | 0.0011915 | 0.00076404 | 0.0057563 | Light Output | Lumens | 600 | 650 | 650 | 1600 | -0.0054133 | 0.0016172 | -0.027475 | Efficacy | lm/W | 53.8462 | 135.6925 | 155.9442 | 150 | 2.4813 | 3.7807 | 7.5745 | 1 |  |  | 2.5212 | 4.4967 | 7.5879 | 1 | 1 | 0 | 0 | 2.5212 | 4.4967 | 7.5879 | 2.5212 | 4.4967 | 7.5879 | 2050 | Intermediate | 2.125 | Prevailing local wages, Drive time, Access, Incentive programs, Brand recognition, Need for additional wiring / switching, Site assessment, Ceiling height | 14 | 432 | 0 | 2020 | Due to the pace of innovation in the lighting industry, it is unlikely that the "2023 Typical Retail" product will exist on the market in future years. Thus, we have instead used the Typical values for future years to create the Tableau graphs.
99 | 2023 | Residential | Lighting | LED | BR30 | Electricity | LED BR30 | 2023$ | LED - Reflector | LED BR30 | 0.001901 | 0.001219 | 0.009184 | Light Output | Lumens | 600 | 683.0769 | 650 | 1600 | -0.014919 | 0.004457 | -0.075722 | Efficacy | lm/W | 53.8462 | 78.5538 | 90.2778 | 150 | 3.9588 | 6.0319 | 12.0849 | 1 |  |  | 4.0854 | 7.2147 | 12.41 | 1 | 1 | 0 | 0 | 4.0854 | 7.2147 | 12.41 | 4.0854 | 7.2147 | 12.41 | 2023 | Advanced | 2.125 | Prevailing local wages, Drive time, Access, Incentive programs, Brand recognition, Need for additional wiring / switching, Site assessment, Ceiling height | 14 | 432 | 0 | 2020 | Due to the pace of innovation in the lighting industry, it is unlikely that the "2023 Typical Retail" product will exist on the market in future years. Thus, we have instead used the Typical values for future years to create the Tableau graphs.
99 | 2023 | Residential | Lighting | LED | BR30 | Electricity | LED BR30 | 2023$ | LED - Reflector | LED BR30 | 0.0015595 | 0.001 | 0.0075341 | Light Output | Lumens | 600 | 650 | 650 | 1600 | -0.0080656 | 0.0024096 | -0.040937 | Efficacy | lm/W | 53.8462 | 119.1976 | 136.9876 | 150 | 3.2476 | 4.9483 | 9.9138 | 1 |  |  | 3.2999 | 5.8855 | 9.9313 | 1 | 1 | 0 | 0 | 3.2999 | 5.8855 | 9.9313 | 3.2999 | 5.8855 | 9.9313 | 2030 | Advanced | 2.125 | Prevailing local wages, Drive time, Access, Incentive programs, Brand recognition, Need for additional wiring / switching, Site assessment, Ceiling height | 14 | 432 | 0 | 2020 | Due to the pace of innovation in the lighting industry, it is unlikely that the "2023 Typical Retail" product will exist on the market in future years. Thus, we have instead used the Typical values for future years to create the Tableau graphs.
99 | 2023 | Residential | Lighting | LED | BR30 | Electricity | LED BR30 | 2023$ | LED - Reflector | LED BR30 | 0.0014673 | 0.0009409 | 0.0070888 | Light Output | Lumens | 600 | 650 | 650 | 1600 | -0.0070797 | 0.002115 | -0.035933 | Efficacy | lm/W | 53.8462 | 127.7722 | 146.8419 | 150 | 3.0557 | 4.6558 | 9.3279 | 1 |  |  | 3.1049 | 5.5377 | 9.3444 | 1 | 1 | 0 | 0 | 3.1049 | 5.5377 | 9.3444 | 3.1049 | 5.5377 | 9.3444 | 2035 | Advanced | 2.125 | Prevailing local wages, Drive time, Access, Incentive programs, Brand recognition, Need for additional wiring / switching, Site assessment, Ceiling height | 14 | 432 | 0 | 2020 | Due to the pace of innovation in the lighting industry, it is unlikely that the "2023 Typical Retail" product will exist on the market in future years. Thus, we have instead used the Typical values for future years to create the Tableau graphs.
99 | 2023 | Residential | Lighting | LED | BR30 | Electricity | LED BR30 | 2023$ | LED - Reflector | LED BR30 | 0.0013752 | 0.0008818 | 0.0066436 | Light Output | Lumens | 600 | 650 | 650 | 1600 | -0.0062177 | 0.0018575 | -0.031558 | Efficacy | lm/W | 53.8462 | 136.3468 | 156.6962 | 150 | 2.8638 | 4.3634 | 8.742 | 1 |  |  | 2.9099 | 5.1898 | 8.7575 | 1 | 1 | 0 | 0 | 2.9099 | 5.1898 | 8.7575 | 2.9099 | 5.1898 | 8.7575 | 2040 | Advanced | 2.125 | Prevailing local wages, Drive time, Access, Incentive programs, Brand recognition, Need for additional wiring / switching, Site assessment, Ceiling height | 14 | 432 | 0 | 2020 | Due to the pace of innovation in the lighting industry, it is unlikely that the "2023 Typical Retail" product will exist on the market in future years. Thus, we have instead used the Typical values for future years to create the Tableau graphs.
99 | 2023 | Residential | Lighting | LED | BR30 | Electricity | LED BR30 | 2023$ | LED - Reflector | LED BR30 | 0.0012833 | 0.00082292 | 0.0061999 | Light Output | Lumens | 600 | 650 | 650 | 1600 | -0.0054612 | 0.0016315 | -0.027718 | Efficacy | lm/W | 53.8462 | 144.8691 | 166.4905 | 150 | 2.6725 | 4.072 | 8.1583 | 1 |  |  | 2.7155 | 4.8433 | 8.1727 | 1 | 1 | 0 | 0 | 2.7155 | 4.8433 | 8.1727 | 2.7155 | 4.8433 | 8.1727 | 2045 | Advanced | 2.125 | Prevailing local wages, Drive time, Access, Incentive programs, Brand recognition, Need for additional wiring / switching, Site assessment, Ceiling height | 14 | 432 | 0 | 2020 | Due to the pace of innovation in the lighting industry, it is unlikely that the "2023 Typical Retail" product will exist on the market in future years. Thus, we have instead used the Typical values for future years to create the Tableau graphs.
99 | 2023 | Residential | Lighting | LED | BR30 | Electricity | LED BR30 | 2023$ | LED - Reflector | LED BR30 | 0.0011915 | 0.00076404 | 0.0057563 | Light Output | Lumens | 600 | 650 | 650 | 1600 | -0.0047887 | 0.0014306 | -0.024305 | Efficacy | lm/W | 53.8462 | 153.3915 | 176.2848 | 150 | 2.4813 | 3.7807 | 7.5745 | 1 |  |  | 2.5212 | 4.4967 | 7.5879 | 1 | 1 | 0 | 0 | 2.5212 | 4.4967 | 7.5879 | 2.5212 | 4.4967 | 7.5879 | 2050 | Advanced | 2.125 | Prevailing local wages, Drive time, Access, Incentive programs, Brand recognition, Need for additional wiring / switching, Site assessment, Ceiling height | 14 | 432 | 0 | 2020 | Due to the pace of innovation in the lighting industry, it is unlikely that the "2023 Typical Retail" product will exist on the market in future years. Thus, we have instead used the Typical values for future years to create the Tableau graphs.
100 | 2023 | Residential | Lighting | LED | PAR38 | Electricity | LED PAR38 | 2023$ | LED - Reflector | LED PAR 38 | 0.013782 | 0.013782 | 0.013782 | Light Output | Lumens | 100 | 1344.1667 | 1700 | 3200 | 0.050752 | -0.21248 | -0.19464 | Efficacy | lm/W | 50 | 82.0273 | 100 | 125 | -14.7421 | 15.9262 | 25.9484 | 1 |  |  | 7.9463 | 17.0224 | 28.5082 | 1 | 1 | 100.3165 | 105.34 | 108.2628 | 117.3389 | 128.8247 | 113.2863 | 122.3624 | 133.8482 | 2023 | Reference | 3.1133 | Prevailing local wages, Drive time, Access, Incentive programs, Brand recognition, Need for additional wiring / switching, Site assessment, Ceiling height | 15 | 800 | 0 | 2020 | Due to the pace of innovation in the lighting industry, it is unlikely that the "2023 Typical Retail" product will exist on the market in future years. Thus, we have instead used the Typical values for future years to create the Tableau graphs. New construction installation costs are much higher because it requires a fixture install, which takes a lot longer than simply replacing a light bulb (retrofit).
100 | 2023 | Residential | Lighting | LED | PAR38 | Electricity | LED PAR38 | 2023$ | LED - Reflector | LED PAR 38 | 0.016365 | 0.016365 | 0.016365 | Light Output | Lumens | 100 | 1344.1667 | 1700 | 3200 | 0.051631 | -0.21616 | -0.19801 | Efficacy | lm/W | 50 | 95.7449 | 116.7232 | 125 | -17.5056 | 18.9117 | 30.8126 | 1 |  |  | 9.4358 | 20.2134 | 33.8522 | 1 | 1 | 100.3165 | 105.34 | 109.7523 | 120.5299 | 134.1687 | 114.7758 | 125.5534 | 139.1922 | 2030 | Reference | 3.1133 | Prevailing local wages, Drive time, Access, Incentive programs, Brand recognition, Need for additional wiring / switching, Site assessment, Ceiling height | 15 | 800 | 0 | 2020 | Due to the pace of innovation in the lighting industry, it is unlikely that the "2023 Typical Retail" product will exist on the market in future years. Thus, we have instead used the Typical values for future years to create the Tableau graphs. New construction installation costs are much higher because it requires a fixture install, which takes a lot longer than simply replacing a light bulb (retrofit).
100 | 2023 | Residential | Lighting | LED | PAR38 | Electricity | LED PAR38 | 2023$ | LED - Reflector | LED PAR 38 | 0.016175 | 0.016175 | 0.016175 | Light Output | Lumens | 100 | 1344.1667 | 1700 | 3200 | 0.047605 | -0.1993 | -0.18257 | Efficacy | lm/W | 50 | 102.6324 | 125.1197 | 125 | -17.3014 | 18.6911 | 30.4533 | 1 |  |  | 9.3258 | 19.9777 | 33.4575 | 1 | 1 | 100.3165 | 105.34 | 109.6423 | 120.2941 | 133.774 | 114.6658 | 125.3177 | 138.7975 | 2035 | Reference | 3.1133 | Prevailing local wages, Drive time, Access, Incentive programs, Brand recognition, Need for additional wiring / switching, Site assessment, Ceiling height | 15 | 800 | 0 | 2020 | Due to the pace of innovation in the lighting industry, it is unlikely that the "2023 Typical Retail" product will exist on the market in future years. Thus, we have instead used the Typical values for future years to create the Tableau graphs. New construction installation costs are much higher because it requires a fixture install, which takes a lot longer than simply replacing a light bulb (retrofit).
100 | 2023 | Residential | Lighting | LED | PAR38 | Electricity | LED PAR38 | 2023$ | LED - Reflector | LED PAR 38 | 0.015984 | 0.015984 | 0.015984 | Light Output | Lumens | 100 | 1344.1667 | 1700 | 3200 | 0.044085 | -0.18457 | -0.16907 | Efficacy | lm/W | 50 | 109.5199 | 133.5163 | 125 | -17.0973 | 18.4706 | 30.094 | 1 |  |  | 9.2158 | 19.742 | 33.0628 | 1 | 1 | 100.3165 | 105.34 | 109.5323 | 120.0584 | 133.3792 | 114.5558 | 125.082 | 138.4028 | 2040 | Reference | 3.1133 | Prevailing local wages, Drive time, Access, Incentive programs, Brand recognition, Need for additional wiring / switching, Site assessment, Ceiling height | 15 | 800 | 0 | 2020 | Due to the pace of innovation in the lighting industry, it is unlikely that the "2023 Typical Retail" product will exist on the market in future years. Thus, we have instead used the Typical values for future years to create the Tableau graphs. New construction installation costs are much higher because it requires a fixture install, which takes a lot longer than simply replacing a light bulb (retrofit).
100 | 2023 | Residential | Lighting | LED | PAR38 | Electricity | LED PAR38 | 2023$ | LED - Reflector | LED PAR 38 | 0.0158 | 0.0158 | 0.0158 | Light Output | Lumens | 100 | 1344.1667 | 1700 | 3200 | 0.041013 | -0.17171 | -0.15729 | Efficacy | lm/W | 50 | 116.3654 | 141.8617 | 125 | -16.9004 | 18.2579 | 29.7473 | 1 |  |  | 9.1096 | 19.5146 | 32.6819 | 1 | 1 | 100.3165 | 105.34 | 109.4261 | 119.831 | 132.9984 | 114.4496 | 124.8546 | 138.0219 | 2045 | Reference | 3.1133 | Prevailing local wages, Drive time, Access, Incentive programs, Brand recognition, Need for additional wiring / switching, Site assessment, Ceiling height | 15 | 800 | 0 | 2020 | Due to the pace of innovation in the lighting industry, it is unlikely that the "2023 Typical Retail" product will exist on the market in future years. Thus, we have instead used the Typical values for future years to create the Tableau graphs. New construction installation costs are much higher because it requires a fixture install, which takes a lot longer than simply replacing a light bulb (retrofit).
100 | 2023 | Residential | Lighting | LED | PAR38 | Electricity | LED PAR38 | 2023$ | LED - Reflector | LED PAR 38 | 0.015616 | 0.015616 | 0.015616 | Light Output | Lumens | 100 | 1344.1667 | 1700 | 3200 | 0.038283 | -0.16028 | -0.14682 | Efficacy | lm/W | 50 | 123.2109 | 150.2072 | 125 | -16.7034 | 18.0451 | 29.4007 | 1 |  |  | 9.0035 | 19.2872 | 32.3011 | 1 | 1 | 100.3165 | 105.34 | 109.3199 | 119.6036 | 132.6175 | 114.3435 | 124.6272 | 137.6411 | 2050 | Reference | 3.1133 | Prevailing local wages, Drive time, Access, Incentive programs, Brand recognition, Need for additional wiring / switching, Site assessment, Ceiling height | 15 | 800 | 0 | 2020 | Due to the pace of innovation in the lighting industry, it is unlikely that the "2023 Typical Retail" product will exist on the market in future years. Thus, we have instead used the Typical values for future years to create the Tableau graphs. New construction installation costs are much higher because it requires a fixture install, which takes a lot longer than simply replacing a light bulb (retrofit).
100 | 2023 | Residential | Lighting | LED | PAR38 | Electricity | LED PAR38 | 2023$ | LED - Reflector | LED PAR 38 | 0.013782 | 0.013782 | 0.013782 | Light Output | Lumens | 100 | 1344.1667 | 1700 | 3200 | 0.050752 | -0.21248 | -0.19464 | Efficacy | lm/W | 50 | 82.0273 | 100 | 125 | -14.7421 | 15.9262 | 25.9484 | 1 |  |  | 7.9463 | 17.0224 | 28.5082 | 1 | 1 | 100.3165 | 105.34 | 108.2628 | 117.3389 | 128.8247 | 113.2863 | 122.3624 | 133.8482 | 2023 | Intermediate | 3.1133 | Prevailing local wages, Drive time, Access, Incentive programs, Brand recognition, Need for additional wiring / switching, Site assessment, Ceiling height | 15 | 800 | 0 | 2020 | Due to the pace of innovation in the lighting industry, it is unlikely that the "2023 Typical Retail" product will exist on the market in future years. Thus, we have instead used the Typical values for future years to create the Tableau graphs. New construction installation costs are much higher because it requires a fixture install, which takes a lot longer than simply replacing a light bulb (retrofit).
100 | 2023 | Residential | Lighting | LED | PAR38 | Electricity | LED PAR38 | 2023$ | LED - Reflector | LED PAR 38 | 0.014791 | 0.014791 | 0.014791 | Light Output | Lumens | 100 | 1344.1667 | 1700 | 3200 | 0.046664 | -0.19537 | -0.17896 | Efficacy | lm/W | 50 | 95.7449 | 134.2316 | 125 | -15.8215 | 17.0924 | 27.8484 | 1 |  |  | 8.5281 | 18.2689 | 30.5957 | 1 | 1 | 100.3165 | 105.34 | 108.8446 | 118.5853 | 130.9122 | 113.8681 | 123.6089 | 135.9357 | 2030 | Intermediate | 3.1133 | Prevailing local wages, Drive time, Access, Incentive programs, Brand recognition, Need for additional wiring / switching, Site assessment, Ceiling height | 15 | 800 | 0 | 2020 | Due to the pace of innovation in the lighting industry, it is unlikely that the "2023 Typical Retail" product will exist on the market in future years. Thus, we have instead used the Typical values for future years to create the Tableau graphs. New construction installation costs are much higher because it requires a fixture install, which takes a lot longer than simply replacing a light bulb (retrofit).
100 | 2023 | Residential | Lighting | LED | PAR38 | Electricity | LED PAR38 | 2023$ | LED - Reflector | LED PAR 38 | 0.0146 | 0.0146 | 0.0146 | Light Output | Lumens | 100 | 1344.1667 | 1700 | 3200 | 0.039787 | -0.16657 | -0.15258 | Efficacy | lm/W | 50 | 110.8464 | 143.8877 | 125 | -15.6174 | 16.8719 | 27.4891 | 1 |  |  | 8.4181 | 18.0332 | 30.201 | 1 | 1 | 100.3165 | 105.34 | 108.7346 | 118.3496 | 130.5174 | 113.7581 | 123.3732 | 135.541 | 2035 | Intermediate | 3.1133 | Prevailing local wages, Drive time, Access, Incentive programs, Brand recognition, Need for additional wiring / switching, Site assessment, Ceiling height | 15 | 800 | 0 | 2020 | Due to the pace of innovation in the lighting industry, it is unlikely that the "2023 Typical Retail" product will exist on the market in future years. Thus, we have instead used the Typical values for future years to create the Tableau graphs. New construction installation costs are much higher because it requires a fixture install, which takes a lot longer than simply replacing a light bulb (retrofit).
100 | 2023 | Residential | Lighting | LED | PAR38 | Electricity | LED PAR38 | 2023$ | LED - Reflector | LED PAR 38 | 0.014409 | 0.014409 | 0.014409 | Light Output | Lumens | 100 | 1344.1667 | 1700 | 3200 | 0.034559 | -0.14468 | -0.13253 | Efficacy | lm/W | 50 | 125.9478 | 153.5437 | 125 | -15.4133 | 16.6513 | 27.1298 | 1 |  |  | 8.3081 | 17.7975 | 29.8062 | 1 | 1 | 100.3165 | 105.34 | 108.6245 | 118.1139 | 130.1227 | 113.6481 | 123.1375 | 135.1462 | 2040 | Intermediate | 3.1133 | Prevailing local wages, Drive time, Access, Incentive programs, Brand recognition, Need for additional wiring / switching, Site assessment, Ceiling height | 15 | 800 | 0 | 2020 | Due to the pace of innovation in the lighting industry, it is unlikely that the "2023 Typical Retail" product will exist on the market in future years. Thus, we have instead used the Typical values for future years to create the Tableau graphs. New construction installation costs are much higher because it requires a fixture install, which takes a lot longer than simply replacing a light bulb (retrofit).
100 | 2023 | Residential | Lighting | LED | PAR38 | Electricity | LED PAR38 | 2023$ | LED - Reflector | LED PAR 38 | 0.014225 | 0.014225 | 0.014225 | Light Output | Lumens | 100 | 1344.1667 | 1700 | 3200 | 0.03211 | -0.13443 | -0.12314 | Efficacy | lm/W | 50 | 133.8202 | 163.141 | 125 | -15.2163 | 16.4386 | 26.7832 | 1 |  |  | 8.2019 | 17.5701 | 29.4254 | 1 | 1 | 100.3165 | 105.34 | 108.5184 | 117.8865 | 129.7418 | 113.5419 | 122.9101 | 134.7654 | 2045 | Intermediate | 3.1133 | Prevailing local wages, Drive time, Access, Incentive programs, Brand recognition, Need for additional wiring / switching, Site assessment, Ceiling height | 15 | 800 | 0 | 2020 | Due to the pace of innovation in the lighting industry, it is unlikely that the "2023 Typical Retail" product will exist on the market in future years. Thus, we have instead used the Typical values for future years to create the Tableau graphs. New construction installation costs are much higher because it requires a fixture install, which takes a lot longer than simply replacing a light bulb (retrofit).
100 | 2023 | Residential | Lighting | LED | PAR38 | Electricity | LED PAR38 | 2023$ | LED - Reflector | LED PAR 38 | 0.014041 | 0.014041 | 0.014041 | Light Output | Lumens | 100 | 1344.1667 | 1700 | 3200 | 0.029934 | -0.12532 | -0.1148 | Efficacy | lm/W | 50 | 141.6926 | 172.7382 | 125 | -15.0194 | 16.2258 | 26.4365 | 1 |  |  | 8.0958 | 17.3427 | 29.0445 | 1 | 1 | 100.3165 | 105.34 | 108.4122 | 117.6591 | 129.361 | 113.4358 | 122.6827 | 134.3845 | 2050 | Intermediate | 3.1133 | Prevailing local wages, Drive time, Access, Incentive programs, Brand recognition, Need for additional wiring / switching, Site assessment, Ceiling height | 15 | 800 | 0 | 2020 | Due to the pace of innovation in the lighting industry, it is unlikely that the "2023 Typical Retail" product will exist on the market in future years. Thus, we have instead used the Typical values for future years to create the Tableau graphs. New construction installation costs are much higher because it requires a fixture install, which takes a lot longer than simply replacing a light bulb (retrofit).
100 | 2023 | Residential | Lighting | LED | PAR38 | Electricity | LED PAR38 | 2023$ | LED - Reflector | LED PAR 38 | 0.013782 | 0.013782 | 0.013782 | Light Output | Lumens | 100 | 1344.1667 | 1700 | 3200 | 0.050752 | -0.21248 | -0.19464 | Efficacy | lm/W | 50 | 82.0273 | 100 | 125 | -14.7421 | 15.9262 | 25.9484 | 1 |  |  | 7.9463 | 17.0224 | 28.5082 | 1 | 1 | 100.3165 | 105.34 | 108.2628 | 117.3389 | 128.8247 | 113.2863 | 122.3624 | 133.8482 | 2023 | Advanced | 3.1133 | Prevailing local wages, Drive time, Access, Incentive programs, Brand recognition, Need for additional wiring / switching, Site assessment, Ceiling height | 15 | 800 | 0 | 2020 | Due to the pace of innovation in the lighting industry, it is unlikely that the "2023 Typical Retail" product will exist on the market in future years. Thus, we have instead used the Typical values for future years to create the Tableau graphs. New construction installation costs are much higher because it requires a fixture install, which takes a lot longer than simply replacing a light bulb (retrofit).
100 | 2023 | Residential | Lighting | LED | PAR38 | Electricity | LED PAR38 | 2023$ | LED - Reflector | LED PAR 38 | 0.013217 | 0.013217 | 0.013217 | Light Output | Lumens | 100 | 1344.1667 | 1700 | 3200 | 0.041698 | -0.17457 | -0.15991 | Efficacy | lm/W | 50 | 95.7449 | 151.7401 | 125 | -14.1375 | 15.2731 | 24.8843 | 1 |  |  | 7.6204 | 16.3244 | 27.3392 | 1 | 1 | 100.3165 | 105.34 | 107.9369 | 116.6408 | 127.6556 | 112.9604 | 121.6644 | 132.6792 | 2030 | Advanced | 3.1133 | Prevailing local wages, Drive time, Access, Incentive programs, Brand recognition, Need for additional wiring / switching, Site assessment, Ceiling height | 15 | 800 | 0 | 2020 | Due to the pace of innovation in the lighting industry, it is unlikely that the "2023 Typical Retail" product will exist on the market in future years. Thus, we have instead used the Typical values for future years to create the Tableau graphs. New construction installation costs are much higher because it requires a fixture install, which takes a lot longer than simply replacing a light bulb (retrofit).
100 | 2023 | Residential | Lighting | LED | PAR38 | Electricity | LED PAR38 | 2023$ | LED - Reflector | LED PAR 38 | 0.013026 | 0.013026 | 0.013026 | Light Output | Lumens | 100 | 1344.1667 | 1700 | 3200 | 0.033048 | -0.13836 | -0.12674 | Efficacy | lm/W | 50 | 119.0604 | 162.6556 | 125 | -13.9334 | 15.0526 | 24.525 | 1 |  |  | 7.5104 | 16.0887 | 26.9444 | 1 | 1 | 100.3165 | 105.34 | 107.8269 | 116.4051 | 127.2609 | 112.8504 | 121.4287 | 132.2844 | 2035 | Advanced | 3.1133 | Prevailing local wages, Drive time, Access, Incentive programs, Brand recognition, Need for additional wiring / switching, Site assessment, Ceiling height | 15 | 800 | 0 | 2020 | Due to the pace of innovation in the lighting industry, it is unlikely that the "2023 Typical Retail" product will exist on the market in future years. Thus, we have instead used the Typical values for future years to create the Tableau graphs. New construction installation costs are much higher because it requires a fixture install, which takes a lot longer than simply replacing a light bulb (retrofit).
100 | 2023 | Residential | Lighting | LED | PAR38 | Electricity | LED PAR38 | 2023$ | LED - Reflector | LED PAR 38 | 0.012835 | 0.012835 | 0.012835 | Light Output | Lumens | 100 | 1344.1667 | 1700 | 3200 | 0.027231 | -0.11401 | -0.10443 | Efficacy | lm/W | 50 | 142.3758 | 173.5712 | 125 | -13.7293 | 14.8321 | 24.1657 | 1 |  |  | 7.4003 | 15.853 | 26.5497 | 1 | 1 | 100.3165 | 105.34 | 107.7168 | 116.1694 | 126.8661 | 112.7403 | 121.193 | 131.8897 | 2040 | Advanced | 3.1133 | Prevailing local wages, Drive time, Access, Incentive programs, Brand recognition, Need for additional wiring / switching, Site assessment, Ceiling height | 15 | 800 | 0 | 2020 | Due to the pace of innovation in the lighting industry, it is unlikely that the "2023 Typical Retail" product will exist on the market in future years. Thus, we have instead used the Typical values for future years to create the Tableau graphs. New construction installation costs are much higher because it requires a fixture install, which takes a lot longer than simply replacing a light bulb (retrofit).
100 | 2023 | Residential | Lighting | LED | PAR38 | Electricity | LED PAR38 | 2023$ | LED - Reflector | LED PAR 38 | 0.012651 | 0.012651 | 0.012651 | Light Output | Lumens | 100 | 1344.1667 | 1700 | 3200 | 0.025261 | -0.10576 | -0.096879 | Efficacy | lm/W | 50 | 151.275 | 184.4202 | 125 | -13.5323 | 14.6193 | 23.8191 | 1 |  |  | 7.2942 | 15.6256 | 26.1688 | 1 | 1 | 100.3165 | 105.34 | 107.6107 | 115.942 | 126.4853 | 112.6342 | 120.9656 | 131.5088 | 2045 | Advanced | 3.1133 | Prevailing local wages, Drive time, Access, Incentive programs, Brand recognition, Need for additional wiring / switching, Site assessment, Ceiling height | 15 | 800 | 0 | 2020 | Due to the pace of innovation in the lighting industry, it is unlikely that the "2023 Typical Retail" product will exist on the market in future years. Thus, we have instead used the Typical values for future years to create the Tableau graphs. New construction installation costs are much higher because it requires a fixture install, which takes a lot longer than simply replacing a light bulb (retrofit).
100 | 2023 | Residential | Lighting | LED | PAR38 | Electricity | LED PAR38 | 2023$ | LED - Reflector | LED PAR 38 | 0.012467 | 0.012467 | 0.012467 | Light Output | Lumens | 100 | 1344.1667 | 1700 | 3200 | 0.023511 | -0.09843 | -0.090165 | Efficacy | lm/W | 50 | 160.1742 | 195.2693 | 125 | -13.3354 | 14.4065 | 23.4724 | 1 |  |  | 7.188 | 15.3981 | 25.788 | 1 | 1 | 100.3165 | 105.34 | 107.5045 | 115.7146 | 126.1044 | 112.528 | 120.7381 | 131.128 | 2050 | Advanced | 3.1133 | Prevailing local wages, Drive time, Access, Incentive programs, Brand recognition, Need for additional wiring / switching, Site assessment, Ceiling height | 15 | 800 | 0 | 2020 | Due to the pace of innovation in the lighting industry, it is unlikely that the "2023 Typical Retail" product will exist on the market in future years. Thus, we have instead used the Typical values for future years to create the Tableau graphs. New construction installation costs are much higher because it requires a fixture install, which takes a lot longer than simply replacing a light bulb (retrofit).
101 | 2023 | Residential | Lighting |  | Energy Star Connected | Electricity | Lighting Energy Star Connected | 2023$ | Energy Star Connected |  | 0 | 0 | 0 | Brightness | Lumens | 350 | 800 | 806 | 1300 | 0 | 0 | 0 | Efficacy | lm/W | 71.6 | 88 | 92 | 106.7 | 31.2 | 39 | 46.8 | 1 |  |  | 31.2 | 39 | 46.8 | 1 | 1 | 0 | 0 | 31.2 | 39 | 46.8 | 31.2 | 39 | 46.8 | 2023 | Reference | 2.85 | Brand recognition, Additional Features (such as tunable lighting or connectivity) | 1 | 60 | 0 | 2020 | 1) Assumed no installation labor required
101 | 2023 | Residential | Lighting | Lighting Energy Star Connected |  | Electricity | Lighting Energy Star Connected | 2023$ | Energy Star Connected |  | 0 | 0 | 0 | Brightness | Lumens | 350 | 800 | 806 | 1300 | 0 | 0 | 0 | Efficacy | lm/W | 71.6 | 88 | 92 | 106.7 | 31.2 | 39 | 46.8 | 1 |  |  | 31.2 | 39 | 46.8 | 1 | 1 | 0 | 0 | 31.2 | 39 | 46.8 | 31.2 | 39 | 46.8 | 2030 | Reference | 2.85 | Brand recognition, Additional Features (such as tunable lighting or connectivity) | 1 | 60 | 0 | 2020 | 1) Assumed no installation labor required
101 | 2023 | Residential | Lighting | Lighting Energy Star Connected |  | Electricity | Lighting Energy Star Connected | 2023$ | Energy Star Connected |  | 0 | 0 | 0 | Brightness | Lumens | 350 | 800 | 806 | 1300 | 0 | 0 | 0 | Efficacy | lm/W | 71.6 | 88 | 92 | 106.7 | 31.2 | 39 | 46.8 | 1 |  |  | 31.2 | 39 | 46.8 | 1 | 1 | 0 | 0 | 31.2 | 39 | 46.8 | 31.2 | 39 | 46.8 | 2035 | Reference | 2.85 | Brand recognition, Additional Features (such as tunable lighting or connectivity) | 1 | 60 | 0 | 2020 | 1) Assumed no installation labor required
101 | 2023 | Residential | Lighting | Lighting Energy Star Connected |  | Electricity | Lighting Energy Star Connected | 2023$ | Energy Star Connected |  | 0 | 0 | 0 | Brightness | Lumens | 350 | 800 | 806 | 1300 | 0 | 0 | 0 | Efficacy | lm/W | 71.6 | 88 | 92 | 106.7 | 31.2 | 39 | 46.8 | 1 |  |  | 31.2 | 39 | 46.8 | 1 | 1 | 0 | 0 | 31.2 | 39 | 46.8 | 31.2 | 39 | 46.8 | 2040 | Reference | 2.85 | Brand recognition, Additional Features (such as tunable lighting or connectivity) | 1 | 60 | 0 | 2020 | 1) Assumed no installation labor required
101 | 2023 | Residential | Lighting | Lighting Energy Star Connected |  | Electricity | Lighting Energy Star Connected | 2023$ | Energy Star Connected |  | 0 | 0 | 0 | Brightness | Lumens | 350 | 800 | 806 | 1300 | 0 | 0 | 0 | Efficacy | lm/W | 71.6 | 88 | 92 | 106.7 | 31.2 | 39 | 46.8 | 1 |  |  | 31.2 | 39 | 46.8 | 1 | 1 | 0 | 0 | 31.2 | 39 | 46.8 | 31.2 | 39 | 46.8 | 2045 | Reference | 2.85 | Brand recognition, Additional Features (such as tunable lighting or connectivity) | 1 | 60 | 0 | 2020 | 1) Assumed no installation labor required
101 | 2023 | Residential | Lighting | Lighting Energy Star Connected |  | Electricity | Lighting Energy Star Connected | 2023$ | Energy Star Connected |  | 0 | 0 | 0 | Brightness | Lumens | 350 | 800 | 806 | 1300 | 0 | 0 | 0 | Efficacy | lm/W | 71.6 | 88 | 92 | 106.7 | 31.2 | 39 | 46.8 | 1 |  |  | 31.2 | 39 | 46.8 | 1 | 1 | 0 | 0 | 31.2 | 39 | 46.8 | 31.2 | 39 | 46.8 | 2050 | Reference | 2.85 | Brand recognition, Additional Features (such as tunable lighting or connectivity) | 1 | 60 | 0 | 2020 | 1) Assumed no installation labor required
101 | 2023 | Residential | Lighting | Lighting Energy Star Connected |  | Electricity | Lighting Energy Star Connected | 2023$ | Energy Star Connected |  | 0 | 0 | 0 | Brightness | Lumens | 350 | 800 | 806 | 1300 | 0 | 0 | 0 | Efficacy | lm/W | 71.6 | 88 | 92 | 106.7 | 31.2 | 39 | 46.8 | 1 |  |  | 31.2 | 39 | 46.8 | 1 | 1 | 0 | 0 | 31.2 | 39 | 46.8 | 31.2 | 39 | 46.8 | 2023 | Intermediate | 2.85 | Brand recognition, Additional Features (such as tunable lighting or connectivity) | 1 | 60 | 0 | 2020 | 1) Assumed no installation labor required
101 | 2023 | Residential | Lighting | Lighting Energy Star Connected |  | Electricity | Lighting Energy Star Connected | 2023$ | Energy Star Connected |  | 0 | 0 | 0 | Brightness | Lumens | 350 | 800 | 806 | 1300 | 0 | 0 | 0 | Efficacy | lm/W | 71.6 | 88 | 92 | 106.7 | 31.2 | 39 | 46.8 | 1 |  |  | 31.2 | 39 | 46.8 | 1 | 1 | 0 | 0 | 31.2 | 39 | 46.8 | 31.2 | 39 | 46.8 | 2030 | Intermediate | 2.85 | Brand recognition, Additional Features (such as tunable lighting or connectivity) | 1 | 60 | 0 | 2020 | 1) Assumed no installation labor required
101 | 2023 | Residential | Lighting | Lighting Energy Star Connected |  | Electricity | Lighting Energy Star Connected | 2023$ | Energy Star Connected |  | 0 | 0 | 0 | Brightness | Lumens | 350 | 800 | 806 | 1300 | 0 | 0 | 0 | Efficacy | lm/W | 71.6 | 88 | 92 | 106.7 | 31.2 | 39 | 46.8 | 1 |  |  | 31.2 | 39 | 46.8 | 1 | 1 | 0 | 0 | 31.2 | 39 | 46.8 | 31.2 | 39 | 46.8 | 2035 | Intermediate | 2.85 | Brand recognition, Additional Features (such as tunable lighting or connectivity) | 1 | 60 | 0 | 2020 | 1) Assumed no installation labor required
101 | 2023 | Residential | Lighting | Lighting Energy Star Connected |  | Electricity | Lighting Energy Star Connected | 2023$ | Energy Star Connected |  | 0 | 0 | 0 | Brightness | Lumens | 350 | 800 | 806 | 1300 | 0 | 0 | 0 | Efficacy | lm/W | 71.6 | 88 | 92 | 106.7 | 31.2 | 39 | 46.8 | 1 |  |  | 31.2 | 39 | 46.8 | 1 | 1 | 0 | 0 | 31.2 | 39 | 46.8 | 31.2 | 39 | 46.8 | 2040 | Intermediate | 2.85 | Brand recognition, Additional Features (such as tunable lighting or connectivity) | 1 | 60 | 0 | 2020 | 1) Assumed no installation labor required
101 | 2023 | Residential | Lighting | Lighting Energy Star Connected |  | Electricity | Lighting Energy Star Connected | 2023$ | Energy Star Connected |  | 0 | 0 | 0 | Brightness | Lumens | 350 | 800 | 806 | 1300 | 0 | 0 | 0 | Efficacy | lm/W | 71.6 | 88 | 92 | 106.7 | 31.2 | 39 | 46.8 | 1 |  |  | 31.2 | 39 | 46.8 | 1 | 1 | 0 | 0 | 31.2 | 39 | 46.8 | 31.2 | 39 | 46.8 | 2045 | Intermediate | 2.85 | Brand recognition, Additional Features (such as tunable lighting or connectivity) | 1 | 60 | 0 | 2020 | 1) Assumed no installation labor required
101 | 2023 | Residential | Lighting | Lighting Energy Star Connected |  | Electricity | Lighting Energy Star Connected | 2023$ | Energy Star Connected |  | 0 | 0 | 0 | Brightness | Lumens | 350 | 800 | 806 | 1300 | 0 | 0 | 0 | Efficacy | lm/W | 71.6 | 88 | 92 | 106.7 | 31.2 | 39 | 46.8 | 1 |  |  | 31.2 | 39 | 46.8 | 1 | 1 | 0 | 0 | 31.2 | 39 | 46.8 | 31.2 | 39 | 46.8 | 2050 | Intermediate | 2.85 | Brand recognition, Additional Features (such as tunable lighting or connectivity) | 1 | 60 | 0 | 2020 | 1) Assumed no installation labor required
101 | 2023 | Residential | Lighting | Lighting Energy Star Connected |  | Electricity | Lighting Energy Star Connected | 2023$ | Energy Star Connected |  | 0 | 0 | 0 | Brightness | Lumens | 350 | 800 | 806 | 1300 | 0 | 0 | 0 | Efficacy | lm/W | 71.6 | 88 | 92 | 106.7 | 31.2 | 39 | 46.8 | 1 |  |  | 31.2 | 39 | 46.8 | 1 | 1 | 0 | 0 | 31.2 | 39 | 46.8 | 31.2 | 39 | 46.8 | 2023 | Advanced | 2.85 | Brand recognition, Additional Features (such as tunable lighting or connectivity) | 1 | 60 | 0 | 2020 | 1) Assumed no installation labor required
101 | 2023 | Residential | Lighting | Lighting Energy Star Connected |  | Electricity | Lighting Energy Star Connected | 2023$ | Energy Star Connected |  | 0 | 0 | 0 | Brightness | Lumens | 350 | 800 | 806 | 1300 | 0 | 0 | 0 | Efficacy | lm/W | 71.6 | 88 | 92 | 106.7 | 31.2 | 39 | 46.8 | 1 |  |  | 31.2 | 39 | 46.8 | 1 | 1 | 0 | 0 | 31.2 | 39 | 46.8 | 31.2 | 39 | 46.8 | 2030 | Advanced | 2.85 | Brand recognition, Additional Features (such as tunable lighting or connectivity) | 1 | 60 | 0 | 2020 | 1) Assumed no installation labor required
101 | 2023 | Residential | Lighting | Lighting Energy Star Connected |  | Electricity | Lighting Energy Star Connected | 2023$ | Energy Star Connected |  | 0 | 0 | 0 | Brightness | Lumens | 350 | 800 | 806 | 1300 | 0 | 0 | 0 | Efficacy | lm/W | 71.6 | 88 | 92 | 106.7 | 31.2 | 39 | 46.8 | 1 |  |  | 31.2 | 39 | 46.8 | 1 | 1 | 0 | 0 | 31.2 | 39 | 46.8 | 31.2 | 39 | 46.8 | 2035 | Advanced | 2.85 | Brand recognition, Additional Features (such as tunable lighting or connectivity) | 1 | 60 | 0 | 2020 | 1) Assumed no installation labor required
101 | 2023 | Residential | Lighting | Lighting Energy Star Connected |  | Electricity | Lighting Energy Star Connected | 2023$ | Energy Star Connected |  | 0 | 0 | 0 | Brightness | Lumens | 350 | 800 | 806 | 1300 | 0 | 0 | 0 | Efficacy | lm/W | 71.6 | 88 | 92 | 106.7 | 31.2 | 39 | 46.8 | 1 |  |  | 31.2 | 39 | 46.8 | 1 | 1 | 0 | 0 | 31.2 | 39 | 46.8 | 31.2 | 39 | 46.8 | 2040 | Advanced | 2.85 | Brand recognition, Additional Features (such as tunable lighting or connectivity) | 1 | 60 | 0 | 2020 | 1) Assumed no installation labor required
101 | 2023 | Residential | Lighting | Lighting Energy Star Connected |  | Electricity | Lighting Energy Star Connected | 2023$ | Energy Star Connected |  | 0 | 0 | 0 | Brightness | Lumens | 350 | 800 | 806 | 1300 | 0 | 0 | 0 | Efficacy | lm/W | 71.6 | 88 | 92 | 106.7 | 31.2 | 39 | 46.8 | 1 |  |  | 31.2 | 39 | 46.8 | 1 | 1 | 0 | 0 | 31.2 | 39 | 46.8 | 31.2 | 39 | 46.8 | 2045 | Advanced | 2.85 | Brand recognition, Additional Features (such as tunable lighting or connectivity) | 1 | 60 | 0 | 2020 | 1) Assumed no installation labor required
101 | 2023 | Residential | Lighting | Lighting Energy Star Connected |  | Electricity | Lighting Energy Star Connected | 2023$ | Energy Star Connected |  | 0 | 0 | 0 | Brightness | Lumens | 350 | 800 | 806 | 1300 | 0 | 0 | 0 | Efficacy | lm/W | 71.6 | 88 | 92 | 106.7 | 31.2 | 39 | 46.8 | 1 |  |  | 31.2 | 39 | 46.8 | 1 | 1 | 0 | 0 | 31.2 | 39 | 46.8 | 31.2 | 39 | 46.8 | 2050 | Advanced | 2.85 | Brand recognition, Additional Features (such as tunable lighting or connectivity) | 1 | 60 | 0 | 2020 | 1) Assumed no installation labor required
102 | 2023 | Residential | Envelope | Blinds | Manual Venetian |  | Manual Venetian Blinds | 2023$ | Residential Manual Venetian Blinds |  | 0 | 0 | 0 | SHGC | Unitless | 0.03 | 0.12 | 0.21 | 0.21 | 0 | 0 | 0 | Efficiency | U-Factor | 0.03 | 0.04 | 0.05 | 0.5 | 174.24 | 217.8 | 261.36 | 1 |  |  | 174.24 | 217.8 | 261.36 | 1 | 1 | 91.5 | 91.5 | 265.74 | 309.3 | 352.86 | 265.74 | 309.3 | 352.86 | 2023 | Reference | 8.5 | Prevailing local wages, Drive time, Local code requirements, Existing construction and materials, Presence of hazardous materials | 1 | 3 | 0 | 2020 | 1) Retail Price based on 19.8 sqft
102 | 2023 | Residential | Envelope | Blinds | Manual Venetian |  | Manual Venetian Blinds | 2023$ | Residential Manual Venetian Blinds |  | 0 | 0 | 0 | SHGC | Unitless | 0.03 | 0.12 | 0.21 | 0.21 | 0 | 0 | 0 | Efficiency | U-Factor | 0.03 | 0.04 | 0.05 | 0.5 | 174.24 | 217.8 | 261.36 | 1 |  |  | 174.24 | 217.8 | 261.36 | 1 | 1 | 91.5 | 91.5 | 265.74 | 309.3 | 352.86 | 265.74 | 309.3 | 352.86 | 2030 | Reference | 8.5 | Prevailing local wages, Drive time, Local code requirements, Existing construction and materials, Presence of hazardous materials | 1 | 3 | 0 | 2020 | 1) Retail Price based on 19.8 sqft
102 | 2023 | Residential | Envelope | Blinds | Manual Venetian |  | Manual Venetian Blinds | 2023$ | Residential Manual Venetian Blinds |  | 0 | 0 | 0 | SHGC | Unitless | 0.03 | 0.12 | 0.21 | 0.21 | 0 | 0 | 0 | Efficiency | U-Factor | 0.03 | 0.04 | 0.05 | 0.5 | 174.24 | 217.8 | 261.36 | 1 |  |  | 174.24 | 217.8 | 261.36 | 1 | 1 | 91.5 | 91.5 | 265.74 | 309.3 | 352.86 | 265.74 | 309.3 | 352.86 | 2035 | Reference | 8.5 | Prevailing local wages, Drive time, Local code requirements, Existing construction and materials, Presence of hazardous materials | 1 | 3 | 0 | 2020 | 1) Retail Price based on 19.8 sqft
102 | 2023 | Residential | Envelope | Blinds | Manual Venetian |  | Manual Venetian Blinds | 2023$ | Residential Manual Venetian Blinds |  | 0 | 0 | 0 | SHGC | Unitless | 0.03 | 0.12 | 0.21 | 0.21 | 0 | 0 | 0 | Efficiency | U-Factor | 0.03 | 0.04 | 0.05 | 0.5 | 174.24 | 217.8 | 261.36 | 1 |  |  | 174.24 | 217.8 | 261.36 | 1 | 1 | 91.5 | 91.5 | 265.74 | 309.3 | 352.86 | 265.74 | 309.3 | 352.86 | 2040 | Reference | 8.5 | Prevailing local wages, Drive time, Local code requirements, Existing construction and materials, Presence of hazardous materials | 1 | 3 | 0 | 2020 | 1) Retail Price based on 19.8 sqft
102 | 2023 | Residential | Envelope | Blinds | Manual Venetian |  | Manual Venetian Blinds | 2023$ | Residential Manual Venetian Blinds |  | 0 | 0 | 0 | SHGC | Unitless | 0.03 | 0.12 | 0.21 | 0.21 | 0 | 0 | 0 | Efficiency | U-Factor | 0.03 | 0.04 | 0.05 | 0.5 | 174.24 | 217.8 | 261.36 | 1 |  |  | 174.24 | 217.8 | 261.36 | 1 | 1 | 91.5 | 91.5 | 265.74 | 309.3 | 352.86 | 265.74 | 309.3 | 352.86 | 2045 | Reference | 8.5 | Prevailing local wages, Drive time, Local code requirements, Existing construction and materials, Presence of hazardous materials | 1 | 3 | 0 | 2020 | 1) Retail Price based on 19.8 sqft
102 | 2023 | Residential | Envelope | Blinds | Manual Venetian |  | Manual Venetian Blinds | 2023$ | Residential Manual Venetian Blinds |  | 0 | 0 | 0 | SHGC | Unitless | 0.03 | 0.12 | 0.21 | 0.21 | 0 | 0 | 0 | Efficiency | U-Factor | 0.03 | 0.04 | 0.05 | 0.5 | 174.24 | 217.8 | 261.36 | 1 |  |  | 174.24 | 217.8 | 261.36 | 1 | 1 | 91.5 | 91.5 | 265.74 | 309.3 | 352.86 | 265.74 | 309.3 | 352.86 | 2050 | Reference | 8.5 | Prevailing local wages, Drive time, Local code requirements, Existing construction and materials, Presence of hazardous materials | 1 | 3 | 0 | 2020 | 1) Retail Price based on 19.8 sqft
102 | 2023 | Residential | Envelope | Blinds | Manual Venetian |  | Manual Venetian Blinds | 2023$ | Residential Manual Venetian Blinds |  | 0 | 0 | 0 | SHGC | Unitless | 0.03 | 0.12 | 0.21 | 0.21 | 0 | 0 | 0 | Efficiency | U-Factor | 0.03 | 0.04 | 0.05 | 0.5 | 174.24 | 217.8 | 261.36 | 1 |  |  | 174.24 | 217.8 | 261.36 | 1 | 1 | 91.5 | 91.5 | 265.74 | 309.3 | 352.86 | 265.74 | 309.3 | 352.86 | 2023 | Intermediate | 8.5 | Prevailing local wages, Drive time, Local code requirements, Existing construction and materials, Presence of hazardous materials | 1 | 3 | 0 | 2020 | 1) Retail Price based on 19.8 sqft
102 | 2023 | Residential | Envelope | Blinds | Manual Venetian |  | Manual Venetian Blinds | 2023$ | Residential Manual Venetian Blinds |  | 0 | 0 | 0 | SHGC | Unitless | 0.03 | 0.12 | 0.21 | 0.21 | 0 | 0 | 0 | Efficiency | U-Factor | 0.03 | 0.04 | 0.05 | 0.5 | 174.24 | 217.8 | 261.36 | 1 |  |  | 174.24 | 217.8 | 261.36 | 1 | 1 | 91.5 | 91.5 | 265.74 | 309.3 | 352.86 | 265.74 | 309.3 | 352.86 | 2030 | Intermediate | 8.5 | Prevailing local wages, Drive time, Local code requirements, Existing construction and materials, Presence of hazardous materials | 1 | 3 | 0 | 2020 | 1) Retail Price based on 19.8 sqft
102 | 2023 | Residential | Envelope | Blinds | Manual Venetian |  | Manual Venetian Blinds | 2023$ | Residential Manual Venetian Blinds |  | 0 | 0 | 0 | SHGC | Unitless | 0.03 | 0.12 | 0.21 | 0.21 | 0 | 0 | 0 | Efficiency | U-Factor | 0.03 | 0.04 | 0.05 | 0.5 | 174.24 | 217.8 | 261.36 | 1 |  |  | 174.24 | 217.8 | 261.36 | 1 | 1 | 91.5 | 91.5 | 265.74 | 309.3 | 352.86 | 265.74 | 309.3 | 352.86 | 2035 | Intermediate | 8.5 | Prevailing local wages, Drive time, Local code requirements, Existing construction and materials, Presence of hazardous materials | 1 | 3 | 0 | 2020 | 1) Retail Price based on 19.8 sqft
102 | 2023 | Residential | Envelope | Blinds | Manual Venetian |  | Manual Venetian Blinds | 2023$ | Residential Manual Venetian Blinds |  | 0 | 0 | 0 | SHGC | Unitless | 0.03 | 0.12 | 0.21 | 0.21 | 0 | 0 | 0 | Efficiency | U-Factor | 0.03 | 0.04 | 0.05 | 0.5 | 174.24 | 217.8 | 261.36 | 1 |  |  | 174.24 | 217.8 | 261.36 | 1 | 1 | 91.5 | 91.5 | 265.74 | 309.3 | 352.86 | 265.74 | 309.3 | 352.86 | 2040 | Intermediate | 8.5 | Prevailing local wages, Drive time, Local code requirements, Existing construction and materials, Presence of hazardous materials | 1 | 3 | 0 | 2020 | 1) Retail Price based on 19.8 sqft
102 | 2023 | Residential | Envelope | Blinds | Manual Venetian |  | Manual Venetian Blinds | 2023$ | Residential Manual Venetian Blinds |  | 0 | 0 | 0 | SHGC | Unitless | 0.03 | 0.12 | 0.21 | 0.21 | 0 | 0 | 0 | Efficiency | U-Factor | 0.03 | 0.04 | 0.05 | 0.5 | 174.24 | 217.8 | 261.36 | 1 |  |  | 174.24 | 217.8 | 261.36 | 1 | 1 | 91.5 | 91.5 | 265.74 | 309.3 | 352.86 | 265.74 | 309.3 | 352.86 | 2045 | Intermediate | 8.5 | Prevailing local wages, Drive time, Local code requirements, Existing construction and materials, Presence of hazardous materials | 1 | 3 | 0 | 2020 | 1) Retail Price based on 19.8 sqft
102 | 2023 | Residential | Envelope | Blinds | Manual Venetian |  | Manual Venetian Blinds | 2023$ | Residential Manual Venetian Blinds |  | 0 | 0 | 0 | SHGC | Unitless | 0.03 | 0.12 | 0.21 | 0.21 | 0 | 0 | 0 | Efficiency | U-Factor | 0.03 | 0.04 | 0.05 | 0.5 | 174.24 | 217.8 | 261.36 | 1 |  |  | 174.24 | 217.8 | 261.36 | 1 | 1 | 91.5 | 91.5 | 265.74 | 309.3 | 352.86 | 265.74 | 309.3 | 352.86 | 2050 | Intermediate | 8.5 | Prevailing local wages, Drive time, Local code requirements, Existing construction and materials, Presence of hazardous materials | 1 | 3 | 0 | 2020 | 1) Retail Price based on 19.8 sqft
102 | 2023 | Residential | Envelope | Blinds | Manual Venetian |  | Manual Venetian Blinds | 2023$ | Residential Manual Venetian Blinds |  | 0 | 0 | 0 | SHGC | Unitless | 0.03 | 0.12 | 0.21 | 0.21 | 0 | 0 | 0 | Efficiency | U-Factor | 0.03 | 0.04 | 0.05 | 0.5 | 174.24 | 217.8 | 261.36 | 1 |  |  | 174.24 | 217.8 | 261.36 | 1 | 1 | 91.5 | 91.5 | 265.74 | 309.3 | 352.86 | 265.74 | 309.3 | 352.86 | 2023 | Advanced | 8.5 | Prevailing local wages, Drive time, Local code requirements, Existing construction and materials, Presence of hazardous materials | 1 | 3 | 0 | 2020 | 1) Retail Price based on 19.8 sqft
102 | 2023 | Residential | Envelope | Blinds | Manual Venetian |  | Manual Venetian Blinds | 2023$ | Residential Manual Venetian Blinds |  | 0 | 0 | 0 | SHGC | Unitless | 0.03 | 0.12 | 0.21 | 0.21 | 0 | 0 | 0 | Efficiency | U-Factor | 0.03 | 0.04 | 0.05 | 0.5 | 174.24 | 217.8 | 261.36 | 1 |  |  | 174.24 | 217.8 | 261.36 | 1 | 1 | 91.5 | 91.5 | 265.74 | 309.3 | 352.86 | 265.74 | 309.3 | 352.86 | 2030 | Advanced | 8.5 | Prevailing local wages, Drive time, Local code requirements, Existing construction and materials, Presence of hazardous materials | 1 | 3 | 0 | 2020 | 1) Retail Price based on 19.8 sqft
102 | 2023 | Residential | Envelope | Blinds | Manual Venetian |  | Manual Venetian Blinds | 2023$ | Residential Manual Venetian Blinds |  | 0 | 0 | 0 | SHGC | Unitless | 0.03 | 0.12 | 0.21 | 0.21 | 0 | 0 | 0 | Efficiency | U-Factor | 0.03 | 0.04 | 0.05 | 0.5 | 174.24 | 217.8 | 261.36 | 1 |  |  | 174.24 | 217.8 | 261.36 | 1 | 1 | 91.5 | 91.5 | 265.74 | 309.3 | 352.86 | 265.74 | 309.3 | 352.86 | 2035 | Advanced | 8.5 | Prevailing local wages, Drive time, Local code requirements, Existing construction and materials, Presence of hazardous materials | 1 | 3 | 0 | 2020 | 1) Retail Price based on 19.8 sqft
102 | 2023 | Residential | Envelope | Blinds | Manual Venetian |  | Manual Venetian Blinds | 2023$ | Residential Manual Venetian Blinds |  | 0 | 0 | 0 | SHGC | Unitless | 0.03 | 0.12 | 0.21 | 0.21 | 0 | 0 | 0 | Efficiency | U-Factor | 0.03 | 0.04 | 0.05 | 0.5 | 174.24 | 217.8 | 261.36 | 1 |  |  | 174.24 | 217.8 | 261.36 | 1 | 1 | 91.5 | 91.5 | 265.74 | 309.3 | 352.86 | 265.74 | 309.3 | 352.86 | 2040 | Advanced | 8.5 | Prevailing local wages, Drive time, Local code requirements, Existing construction and materials, Presence of hazardous materials | 1 | 3 | 0 | 2020 | 1) Retail Price based on 19.8 sqft
102 | 2023 | Residential | Envelope | Blinds | Manual Venetian |  | Manual Venetian Blinds | 2023$ | Residential Manual Venetian Blinds |  | 0 | 0 | 0 | SHGC | Unitless | 0.03 | 0.12 | 0.21 | 0.21 | 0 | 0 | 0 | Efficiency | U-Factor | 0.03 | 0.04 | 0.05 | 0.5 | 174.24 | 217.8 | 261.36 | 1 |  |  | 174.24 | 217.8 | 261.36 | 1 | 1 | 91.5 | 91.5 | 265.74 | 309.3 | 352.86 | 265.74 | 309.3 | 352.86 | 2045 | Advanced | 8.5 | Prevailing local wages, Drive time, Local code requirements, Existing construction and materials, Presence of hazardous materials | 1 | 3 | 0 | 2020 | 1) Retail Price based on 19.8 sqft
102 | 2023 | Residential | Envelope | Blinds | Manual Venetian |  | Manual Venetian Blinds | 2023$ | Residential Manual Venetian Blinds |  | 0 | 0 | 0 | SHGC | Unitless | 0.03 | 0.12 | 0.21 | 0.21 | 0 | 0 | 0 | Efficiency | U-Factor | 0.03 | 0.04 | 0.05 | 0.5 | 174.24 | 217.8 | 261.36 | 1 |  |  | 174.24 | 217.8 | 261.36 | 1 | 1 | 91.5 | 91.5 | 265.74 | 309.3 | 352.86 | 265.74 | 309.3 | 352.86 | 2050 | Advanced | 8.5 | Prevailing local wages, Drive time, Local code requirements, Existing construction and materials, Presence of hazardous materials | 1 | 3 | 0 | 2020 | 1) Retail Price based on 19.8 sqft
103 | 2023 | Residential | HVAC | Mechanical Ventilation | Mechanical Ventilation | Electricity | Mechanical Ventilation | 2023$ | Mechanical Ventilation |  | 270.1356 | -841.4553 | -3099.8157 | Sensible Recovery Efficiency | Unitless | 0.54 | 0.685 | 0.88 | 0.88 | 3.537 | 5.3304 | 13.9583 | Max Airflow | CFM | 35.3 | 140 | 700 | 700 | 197.2133 | 1156.4348 | 2422.8553 | 1 |  |  | 877.4369 | 1326.2877 | 2253.6499 | 1.7795 | 1.8702 | 0 | 0 | 1561.4132 | 2360.1504 | 4010.4064 | 1640.9782 | 2480.4167 | 4214.7648 | 2023 | Reference | 19.4 | Prevailing local wages, Drive time, Local code requirements, Attic height, Roof slope, Access, Presence/condition/type of existing insulation, Existing construction and materials, Moisture issues present, Condition of existing flue, Condition of existing electrical system, Need for additional wiring/switching, Adequacy of existing ventilation, Presence of hazardous materials, Condition of existing duct system, Type of equipment | 5 | 96 | 0.2388 | 2023 | 1) Projection data for Commercial Rooftop Air Conditioners in the EIA Updated Buildings Sector Appliance and Equipment Costs and Efficiencies Report was used for this technology.
103 | 2023 | Residential | HVAC | Mechanical Ventilation | Mechanical Ventilation | Electricity | Mechanical Ventilation | 2023$ | Mechanical Ventilation |  | 272.9821 | -850.3221 | -3132.4798 | Sensible Recovery Efficiency | Unitless | 0.54 | 0.685 | 0.88 | 0.88 | 3.5743 | 5.3865 | 14.1054 | Max Airflow | CFM | 35.3 | 140 | 700 | 700 | 197.2133 | 1156.4348 | 2422.8553 | 1 |  |  | 884.6047 | 1328.0775 | 2251.8669 | 1.7795 | 1.8702 | 0 | 0 | 1574.1684 | 2363.3354 | 4007.2336 | 1654.3833 | 2483.764 | 4211.4302 | 2030 | Reference | 19.4 | Prevailing local wages, Drive time, Local code requirements, Attic height, Roof slope, Access, Presence/condition/type of existing insulation, Existing construction and materials, Moisture issues present, Condition of existing flue, Condition of existing electrical system, Need for additional wiring/switching, Adequacy of existing ventilation, Presence of hazardous materials, Condition of existing duct system, Type of equipment | 5 | 96 | 0.2388 | 2023 | 1) Projection data for Commercial Rooftop Air Conditioners in the EIA Updated Buildings Sector Appliance and Equipment Costs and Efficiencies Report was used for this technology.
103 | 2023 | Residential | HVAC | Mechanical Ventilation | Mechanical Ventilation | Electricity | Mechanical Ventilation | 2023$ | Mechanical Ventilation |  | 272.9821 | -850.3221 | -3132.4798 | Sensible Recovery Efficiency | Unitless | 0.54 | 0.685 | 0.88 | 0.88 | 3.5743 | 5.3865 | 14.1054 | Max Airflow | CFM | 35.3 | 140 | 700 | 700 | 197.2133 | 1156.4348 | 2422.8553 | 1 |  |  | 884.6047 | 1328.0775 | 2251.8669 | 1.7795 | 1.8702 | 0 | 0 | 1574.1684 | 2363.3354 | 4007.2336 | 1654.3833 | 2483.764 | 4211.4302 | 2035 | Reference | 19.4 | Prevailing local wages, Drive time, Local code requirements, Attic height, Roof slope, Access, Presence/condition/type of existing insulation, Existing construction and materials, Moisture issues present, Condition of existing flue, Condition of existing electrical system, Need for additional wiring/switching, Adequacy of existing ventilation, Presence of hazardous materials, Condition of existing duct system, Type of equipment | 5 | 96 | 0.2388 | 2023 | 1) Projection data for Commercial Rooftop Air Conditioners in the EIA Updated Buildings Sector Appliance and Equipment Costs and Efficiencies Report was used for this technology.
103 | 2023 | Residential | HVAC | Mechanical Ventilation | Mechanical Ventilation | Electricity | Mechanical Ventilation | 2023$ | Mechanical Ventilation |  | 272.9821 | -850.3221 | -3132.4798 | Sensible Recovery Efficiency | Unitless | 0.54 | 0.685 | 0.88 | 0.88 | 3.5743 | 5.3865 | 14.1054 | Max Airflow | CFM | 35.3 | 140 | 700 | 700 | 197.2133 | 1156.4348 | 2422.8553 | 1 |  |  | 884.6047 | 1328.0775 | 2251.8669 | 1.7795 | 1.8702 | 0 | 0 | 1574.1684 | 2363.3354 | 4007.2336 | 1654.3833 | 2483.764 | 4211.4302 | 2040 | Reference | 19.4 | Prevailing local wages, Drive time, Local code requirements, Attic height, Roof slope, Access, Presence/condition/type of existing insulation, Existing construction and materials, Moisture issues present, Condition of existing flue, Condition of existing electrical system, Need for additional wiring/switching, Adequacy of existing ventilation, Presence of hazardous materials, Condition of existing duct system, Type of equipment | 5 | 96 | 0.2388 | 2023 | 1) Projection data for Commercial Rooftop Air Conditioners in the EIA Updated Buildings Sector Appliance and Equipment Costs and Efficiencies Report was used for this technology.
103 | 2023 | Residential | HVAC | Mechanical Ventilation | Mechanical Ventilation | Electricity | Mechanical Ventilation | 2023$ | Mechanical Ventilation |  | 272.9821 | -850.3221 | -3132.4798 | Sensible Recovery Efficiency | Unitless | 0.54 | 0.685 | 0.88 | 0.88 | 3.5743 | 5.3865 | 14.1054 | Max Airflow | CFM | 35.3 | 140 | 700 | 700 | 197.2133 | 1156.4348 | 2422.8553 | 1 |  |  | 884.6047 | 1328.0775 | 2251.8669 | 1.7795 | 1.8702 | 0 | 0 | 1574.1684 | 2363.3354 | 4007.2336 | 1654.3833 | 2483.764 | 4211.4302 | 2045 | Reference | 19.4 | Prevailing local wages, Drive time, Local code requirements, Attic height, Roof slope, Access, Presence/condition/type of existing insulation, Existing construction and materials, Moisture issues present, Condition of existing flue, Condition of existing electrical system, Need for additional wiring/switching, Adequacy of existing ventilation, Presence of hazardous materials, Condition of existing duct system, Type of equipment | 5 | 96 | 0.2388 | 2023 | 1) Projection data for Commercial Rooftop Air Conditioners in the EIA Updated Buildings Sector Appliance and Equipment Costs and Efficiencies Report was used for this technology.
103 | 2023 | Residential | HVAC | Mechanical Ventilation | Mechanical Ventilation | Electricity | Mechanical Ventilation | 2023$ | Mechanical Ventilation |  | 272.9821 | -850.3221 | -3132.4798 | Sensible Recovery Efficiency | Unitless | 0.54 | 0.685 | 0.88 | 0.88 | 3.5743 | 5.3865 | 14.1054 | Max Airflow | CFM | 35.3 | 140 | 700 | 700 | 197.2133 | 1156.4348 | 2422.8553 | 1 |  |  | 884.6047 | 1328.0775 | 2251.8669 | 1.7795 | 1.8702 | 0 | 0 | 1574.1684 | 2363.3354 | 4007.2336 | 1654.3833 | 2483.764 | 4211.4302 | 2050 | Reference | 19.4 | Prevailing local wages, Drive time, Local code requirements, Attic height, Roof slope, Access, Presence/condition/type of existing insulation, Existing construction and materials, Moisture issues present, Condition of existing flue, Condition of existing electrical system, Need for additional wiring/switching, Adequacy of existing ventilation, Presence of hazardous materials, Condition of existing duct system, Type of equipment | 5 | 96 | 0.2388 | 2023 | 1) Projection data for Commercial Rooftop Air Conditioners in the EIA Updated Buildings Sector Appliance and Equipment Costs and Efficiencies Report was used for this technology.
103 | 2023 | Residential | HVAC | Mechanical Ventilation | Mechanical Ventilation | Electricity | Mechanical Ventilation | 2023$ | Mechanical Ventilation |  | 270.1356 | -841.4553 | -3099.8157 | Sensible Recovery Efficiency | Unitless | 0.54 | 0.685 | 0.88 | 0.88 | 3.537 | 5.3304 | 13.9583 | Max Airflow | CFM | 35.3 | 140 | 700 | 700 | 197.2133 | 1156.4348 | 2422.8553 | 1 |  |  | 877.4369 | 1326.2877 | 2253.6499 | 1.7795 | 1.8702 | 0 | 0 | 1561.4132 | 2360.1504 | 4010.4064 | 1640.9782 | 2480.4167 | 4214.7648 | 2023 | Intermediate | 19.4 | Prevailing local wages, Drive time, Local code requirements, Attic height, Roof slope, Access, Presence/condition/type of existing insulation, Existing construction and materials, Moisture issues present, Condition of existing flue, Condition of existing electrical system, Need for additional wiring/switching, Adequacy of existing ventilation, Presence of hazardous materials, Condition of existing duct system, Type of equipment | 5 | 96 | 0.2388 | 2023 | 1) Projection data for Commercial Rooftop Air Conditioners in the EIA Updated Buildings Sector Appliance and Equipment Costs and Efficiencies Report was used for this technology.
103 | 2023 | Residential | HVAC | Mechanical Ventilation | Mechanical Ventilation | Electricity | Mechanical Ventilation | 2023$ | Mechanical Ventilation |  | 272.9821 | -850.3221 | -3132.4798 | Sensible Recovery Efficiency | Unitless | 0.54 | 0.685 | 0.88 | 0.88 | 3.5743 | 5.3865 | 14.1054 | Max Airflow | CFM | 35.3 | 140 | 700 | 700 | 197.2133 | 1156.4348 | 2422.8553 | 1 |  |  | 884.6047 | 1328.0775 | 2251.8669 | 1.7795 | 1.8702 | 0 | 0 | 1574.1684 | 2363.3354 | 4007.2336 | 1654.3833 | 2483.764 | 4211.4302 | 2030 | Intermediate | 19.4 | Prevailing local wages, Drive time, Local code requirements, Attic height, Roof slope, Access, Presence/condition/type of existing insulation, Existing construction and materials, Moisture issues present, Condition of existing flue, Condition of existing electrical system, Need for additional wiring/switching, Adequacy of existing ventilation, Presence of hazardous materials, Condition of existing duct system, Type of equipment | 5 | 96 | 0.2388 | 2023 | 1) Projection data for Commercial Rooftop Air Conditioners in the EIA Updated Buildings Sector Appliance and Equipment Costs and Efficiencies Report was used for this technology.
103 | 2023 | Residential | HVAC | Mechanical Ventilation | Mechanical Ventilation | Electricity | Mechanical Ventilation | 2023$ | Mechanical Ventilation |  | 272.9821 | -850.3221 | -3132.4798 | Sensible Recovery Efficiency | Unitless | 0.54 | 0.685 | 0.88 | 0.88 | 3.5743 | 5.3865 | 14.1054 | Max Airflow | CFM | 35.3 | 140 | 700 | 700 | 197.2133 | 1156.4348 | 2422.8553 | 1 |  |  | 884.6047 | 1328.0775 | 2251.8669 | 1.7795 | 1.8702 | 0 | 0 | 1574.1684 | 2363.3354 | 4007.2336 | 1654.3833 | 2483.764 | 4211.4302 | 2035 | Intermediate | 19.4 | Prevailing local wages, Drive time, Local code requirements, Attic height, Roof slope, Access, Presence/condition/type of existing insulation, Existing construction and materials, Moisture issues present, Condition of existing flue, Condition of existing electrical system, Need for additional wiring/switching, Adequacy of existing ventilation, Presence of hazardous materials, Condition of existing duct system, Type of equipment | 5 | 96 | 0.2388 | 2023 | 1) Projection data for Commercial Rooftop Air Conditioners in the EIA Updated Buildings Sector Appliance and Equipment Costs and Efficiencies Report was used for this technology.
103 | 2023 | Residential | HVAC | Mechanical Ventilation | Mechanical Ventilation | Electricity | Mechanical Ventilation | 2023$ | Mechanical Ventilation |  | 272.9821 | -850.3221 | -3132.4798 | Sensible Recovery Efficiency | Unitless | 0.54 | 0.685 | 0.88 | 0.88 | 3.5743 | 5.3865 | 14.1054 | Max Airflow | CFM | 35.3 | 140 | 700 | 700 | 197.2133 | 1156.4348 | 2422.8553 | 1 |  |  | 884.6047 | 1328.0775 | 2251.8669 | 1.7795 | 1.8702 | 0 | 0 | 1574.1684 | 2363.3354 | 4007.2336 | 1654.3833 | 2483.764 | 4211.4302 | 2040 | Intermediate | 19.4 | Prevailing local wages, Drive time, Local code requirements, Attic height, Roof slope, Access, Presence/condition/type of existing insulation, Existing construction and materials, Moisture issues present, Condition of existing flue, Condition of existing electrical system, Need for additional wiring/switching, Adequacy of existing ventilation, Presence of hazardous materials, Condition of existing duct system, Type of equipment | 5 | 96 | 0.2388 | 2023 | 1) Projection data for Commercial Rooftop Air Conditioners in the EIA Updated Buildings Sector Appliance and Equipment Costs and Efficiencies Report was used for this technology.
103 | 2023 | Residential | HVAC | Mechanical Ventilation | Mechanical Ventilation | Electricity | Mechanical Ventilation | 2023$ | Mechanical Ventilation |  | 272.9821 | -850.3221 | -3132.4798 | Sensible Recovery Efficiency | Unitless | 0.54 | 0.685 | 0.88 | 0.88 | 3.5743 | 5.3865 | 14.1054 | Max Airflow | CFM | 35.3 | 140 | 700 | 700 | 197.2133 | 1156.4348 | 2422.8553 | 1 |  |  | 884.6047 | 1328.0775 | 2251.8669 | 1.7795 | 1.8702 | 0 | 0 | 1574.1684 | 2363.3354 | 4007.2336 | 1654.3833 | 2483.764 | 4211.4302 | 2045 | Intermediate | 19.4 | Prevailing local wages, Drive time, Local code requirements, Attic height, Roof slope, Access, Presence/condition/type of existing insulation, Existing construction and materials, Moisture issues present, Condition of existing flue, Condition of existing electrical system, Need for additional wiring/switching, Adequacy of existing ventilation, Presence of hazardous materials, Condition of existing duct system, Type of equipment | 5 | 96 | 0.2388 | 2023 | 1) Projection data for Commercial Rooftop Air Conditioners in the EIA Updated Buildings Sector Appliance and Equipment Costs and Efficiencies Report was used for this technology.
103 | 2023 | Residential | HVAC | Mechanical Ventilation | Mechanical Ventilation | Electricity | Mechanical Ventilation | 2023$ | Mechanical Ventilation |  | 272.9821 | -850.3221 | -3132.4798 | Sensible Recovery Efficiency | Unitless | 0.54 | 0.685 | 0.88 | 0.88 | 3.5743 | 5.3865 | 14.1054 | Max Airflow | CFM | 35.3 | 140 | 700 | 700 | 197.2133 | 1156.4348 | 2422.8553 | 1 |  |  | 884.6047 | 1328.0775 | 2251.8669 | 1.7795 | 1.8702 | 0 | 0 | 1574.1684 | 2363.3354 | 4007.2336 | 1654.3833 | 2483.764 | 4211.4302 | 2050 | Intermediate | 19.4 | Prevailing local wages, Drive time, Local code requirements, Attic height, Roof slope, Access, Presence/condition/type of existing insulation, Existing construction and materials, Moisture issues present, Condition of existing flue, Condition of existing electrical system, Need for additional wiring/switching, Adequacy of existing ventilation, Presence of hazardous materials, Condition of existing duct system, Type of equipment | 5 | 96 | 0.2388 | 2023 | 1) Projection data for Commercial Rooftop Air Conditioners in the EIA Updated Buildings Sector Appliance and Equipment Costs and Efficiencies Report was used for this technology.
103 | 2023 | Residential | HVAC | Mechanical Ventilation | Mechanical Ventilation | Electricity | Mechanical Ventilation | 2023$ | Mechanical Ventilation |  | 270.1356 | -841.4553 | -3099.8157 | Sensible Recovery Efficiency | Unitless | 0.54 | 0.685 | 0.88 | 0.88 | 3.537 | 5.3304 | 13.9583 | Max Airflow | CFM | 35.3 | 140 | 700 | 700 | 197.2133 | 1156.4348 | 2422.8553 | 1 |  |  | 877.4369 | 1326.2877 | 2253.6499 | 1.7795 | 1.8702 | 0 | 0 | 1561.4132 | 2360.1504 | 4010.4064 | 1640.9782 | 2480.4167 | 4214.7648 | 2023 | Advanced | 19.4 | Prevailing local wages, Drive time, Local code requirements, Attic height, Roof slope, Access, Presence/condition/type of existing insulation, Existing construction and materials, Moisture issues present, Condition of existing flue, Condition of existing electrical system, Need for additional wiring/switching, Adequacy of existing ventilation, Presence of hazardous materials, Condition of existing duct system, Type of equipment | 5 | 96 | 0.2388 | 2023 | 1) Projection data for Commercial Rooftop Air Conditioners in the EIA Updated Buildings Sector Appliance and Equipment Costs and Efficiencies Report was used for this technology.
103 | 2023 | Residential | HVAC | Mechanical Ventilation | Mechanical Ventilation | Electricity | Mechanical Ventilation | 2023$ | Mechanical Ventilation |  | 272.9821 | -850.3221 | -3132.4798 | Sensible Recovery Efficiency | Unitless | 0.54 | 0.685 | 0.88 | 0.88 | 3.5743 | 5.3865 | 14.1054 | Max Airflow | CFM | 35.3 | 140 | 700 | 700 | 197.2133 | 1156.4348 | 2422.8553 | 1 |  |  | 884.6047 | 1328.0775 | 2251.8669 | 1.7795 | 1.8702 | 0 | 0 | 1574.1684 | 2363.3354 | 4007.2336 | 1654.3833 | 2483.764 | 4211.4302 | 2030 | Advanced | 19.4 | Prevailing local wages, Drive time, Local code requirements, Attic height, Roof slope, Access, Presence/condition/type of existing insulation, Existing construction and materials, Moisture issues present, Condition of existing flue, Condition of existing electrical system, Need for additional wiring/switching, Adequacy of existing ventilation, Presence of hazardous materials, Condition of existing duct system, Type of equipment | 5 | 96 | 0.2388 | 2023 | 1) Projection data for Commercial Rooftop Air Conditioners in the EIA Updated Buildings Sector Appliance and Equipment Costs and Efficiencies Report was used for this technology.
103 | 2023 | Residential | HVAC | Mechanical Ventilation | Mechanical Ventilation | Electricity | Mechanical Ventilation | 2023$ | Mechanical Ventilation |  | 272.9821 | -850.3221 | -3132.4798 | Sensible Recovery Efficiency | Unitless | 0.54 | 0.685 | 0.88 | 0.88 | 3.5743 | 5.3865 | 14.1054 | Max Airflow | CFM | 35.3 | 140 | 700 | 700 | 197.2133 | 1156.4348 | 2422.8553 | 1 |  |  | 884.6047 | 1328.0775 | 2251.8669 | 1.7795 | 1.8702 | 0 | 0 | 1574.1684 | 2363.3354 | 4007.2336 | 1654.3833 | 2483.764 | 4211.4302 | 2035 | Advanced | 19.4 | Prevailing local wages, Drive time, Local code requirements, Attic height, Roof slope, Access, Presence/condition/type of existing insulation, Existing construction and materials, Moisture issues present, Condition of existing flue, Condition of existing electrical system, Need for additional wiring/switching, Adequacy of existing ventilation, Presence of hazardous materials, Condition of existing duct system, Type of equipment | 5 | 96 | 0.2388 | 2023 | 1) Projection data for Commercial Rooftop Air Conditioners in the EIA Updated Buildings Sector Appliance and Equipment Costs and Efficiencies Report was used for this technology.
103 | 2023 | Residential | HVAC | Mechanical Ventilation | Mechanical Ventilation | Electricity | Mechanical Ventilation | 2023$ | Mechanical Ventilation |  | 272.9821 | -850.3221 | -3132.4798 | Sensible Recovery Efficiency | Unitless | 0.54 | 0.685 | 0.88 | 0.88 | 3.5743 | 5.3865 | 14.1054 | Max Airflow | CFM | 35.3 | 140 | 700 | 700 | 197.2133 | 1156.4348 | 2422.8553 | 1 |  |  | 884.6047 | 1328.0775 | 2251.8669 | 1.7795 | 1.8702 | 0 | 0 | 1574.1684 | 2363.3354 | 4007.2336 | 1654.3833 | 2483.764 | 4211.4302 | 2040 | Advanced | 19.4 | Prevailing local wages, Drive time, Local code requirements, Attic height, Roof slope, Access, Presence/condition/type of existing insulation, Existing construction and materials, Moisture issues present, Condition of existing flue, Condition of existing electrical system, Need for additional wiring/switching, Adequacy of existing ventilation, Presence of hazardous materials, Condition of existing duct system, Type of equipment | 5 | 96 | 0.2388 | 2023 | 1) Projection data for Commercial Rooftop Air Conditioners in the EIA Updated Buildings Sector Appliance and Equipment Costs and Efficiencies Report was used for this technology.
103 | 2023 | Residential | HVAC | Mechanical Ventilation | Mechanical Ventilation | Electricity | Mechanical Ventilation | 2023$ | Mechanical Ventilation |  | 272.9821 | -850.3221 | -3132.4798 | Sensible Recovery Efficiency | Unitless | 0.54 | 0.685 | 0.88 | 0.88 | 3.5743 | 5.3865 | 14.1054 | Max Airflow | CFM | 35.3 | 140 | 700 | 700 | 197.2133 | 1156.4348 | 2422.8553 | 1 |  |  | 884.6047 | 1328.0775 | 2251.8669 | 1.7795 | 1.8702 | 0 | 0 | 1574.1684 | 2363.3354 | 4007.2336 | 1654.3833 | 2483.764 | 4211.4302 | 2045 | Advanced | 19.4 | Prevailing local wages, Drive time, Local code requirements, Attic height, Roof slope, Access, Presence/condition/type of existing insulation, Existing construction and materials, Moisture issues present, Condition of existing flue, Condition of existing electrical system, Need for additional wiring/switching, Adequacy of existing ventilation, Presence of hazardous materials, Condition of existing duct system, Type of equipment | 5 | 96 | 0.2388 | 2023 | 1) Projection data for Commercial Rooftop Air Conditioners in the EIA Updated Buildings Sector Appliance and Equipment Costs and Efficiencies Report was used for this technology.
103 | 2023 | Residential | HVAC | Mechanical Ventilation | Mechanical Ventilation | Electricity | Mechanical Ventilation | 2023$ | Mechanical Ventilation |  | 272.9821 | -850.3221 | -3132.4798 | Sensible Recovery Efficiency | Unitless | 0.54 | 0.685 | 0.88 | 0.88 | 3.5743 | 5.3865 | 14.1054 | Max Airflow | CFM | 35.3 | 140 | 700 | 700 | 197.2133 | 1156.4348 | 2422.8553 | 1 |  |  | 884.6047 | 1328.0775 | 2251.8669 | 1.7795 | 1.8702 | 0 | 0 | 1574.1684 | 2363.3354 | 4007.2336 | 1654.3833 | 2483.764 | 4211.4302 | 2050 | Advanced | 19.4 | Prevailing local wages, Drive time, Local code requirements, Attic height, Roof slope, Access, Presence/condition/type of existing insulation, Existing construction and materials, Moisture issues present, Condition of existing flue, Condition of existing electrical system, Need for additional wiring/switching, Adequacy of existing ventilation, Presence of hazardous materials, Condition of existing duct system, Type of equipment | 5 | 96 | 0.2388 | 2023 | 1) Projection data for Commercial Rooftop Air Conditioners in the EIA Updated Buildings Sector Appliance and Equipment Costs and Efficiencies Report was used for this technology.
104 | 2023 | Residential | HVAC | Ductless Mini-Split Heat Pump | Connected | Electricity | Mini-Split Heat Pump Connected | 2023$ |  | Residential Mini-Split Heat Pumps | 0 | 0 | 0 | Cooling Capacity | kBtu/h | 9 | 12 | 12 | 60 | 0 | 0 | 0 | SEER | Unitless | 9 | 21.5 | 21.5 | 33.1 | 2742.984 | 3428.73 | 4114.476 | 1 |  |  | 2742.984 | 3428.73 | 4114.476 | 1 | 1 | 1295.145 | 1582.17 | 4038.129 | 4723.875 | 5409.621 | 4325.154 | 5010.9 | 5696.646 | 2023 | Reference | 15 | Prevailing local wages, Drive time, Local code requirements, Access, Need for condensate line/drain, Condition of existing electrical system, Need for additional wiring/switching, Type of equipment, Condition of existing duct system | 2 | 558 | 0 | 2023
104 | 2023 | Residential | HVAC | Ductless Mini-Split Heat Pump | Connected | Electricity | Mini-Split Heat Pump Connected | 2023$ |  |  | 0 | 0 | 0 | Cooling Capacity | kBtu/h | 9 | 12 | 12 | 60 | 0 | 0 | 0 | SEER | Unitless | 9 | 21.5 | 21.5 | 33.1 | 2742.984 | 3428.73 | 4114.476 | 1 |  |  | 2742.984 | 3428.73 | 4114.476 | 1 | 1 | 1295.145 | 1582.17 | 4038.129 | 4723.875 | 5409.621 | 4325.154 | 5010.9 | 5696.646 | 2030 | Reference | 15 | Prevailing local wages, Drive time, Local code requirements, Access, Need for condensate line/drain, Condition of existing electrical system, Need for additional wiring/switching, Type of equipment, Condition of existing duct system | 2 | 558 | 0 | 2023 | 0
104 | 2023 | Residential | HVAC | Ductless Mini-Split Heat Pump | Connected | Electricity | Mini-Split Heat Pump Connected | 2023$ |  |  | 0 | 0 | 0 | Cooling Capacity | kBtu/h | 9 | 12 | 12 | 60 | 0 | 0 | 0 | SEER | Unitless | 9 | 21.5 | 21.5 | 33.1 | 2742.984 | 3428.73 | 4114.476 | 1 |  |  | 2742.984 | 3428.73 | 4114.476 | 1 | 1 | 1295.145 | 1582.17 | 4038.129 | 4723.875 | 5409.621 | 4325.154 | 5010.9 | 5696.646 | 2035 | Reference | 15 | Prevailing local wages, Drive time, Local code requirements, Access, Need for condensate line/drain, Condition of existing electrical system, Need for additional wiring/switching, Type of equipment, Condition of existing duct system | 2 | 558 | 0 | 2023 | 0
104 | 2023 | Residential | HVAC | Ductless Mini-Split Heat Pump | Connected | Electricity | Mini-Split Heat Pump Connected | 2023$ |  |  | 0 | 0 | 0 | Cooling Capacity | kBtu/h | 9 | 12 | 12 | 60 | 0 | 0 | 0 | SEER | Unitless | 9 | 21.5 | 21.5 | 33.1 | 2742.984 | 3428.73 | 4114.476 | 1 |  |  | 2742.984 | 3428.73 | 4114.476 | 1 | 1 | 1295.145 | 1582.17 | 4038.129 | 4723.875 | 5409.621 | 4325.154 | 5010.9 | 5696.646 | 2040 | Reference | 15 | Prevailing local wages, Drive time, Local code requirements, Access, Need for condensate line/drain, Condition of existing electrical system, Need for additional wiring/switching, Type of equipment, Condition of existing duct system | 2 | 558 | 0 | 2023 | 0
104 | 2023 | Residential | HVAC | Ductless Mini-Split Heat Pump | Connected | Electricity | Mini-Split Heat Pump Connected | 2023$ |  |  | 0 | 0 | 0 | Cooling Capacity | kBtu/h | 9 | 12 | 12 | 60 | 0 | 0 | 0 | SEER | Unitless | 9 | 21.5 | 21.5 | 33.1 | 2742.984 | 3428.73 | 4114.476 | 1 |  |  | 2742.984 | 3428.73 | 4114.476 | 1 | 1 | 1295.145 | 1582.17 | 4038.129 | 4723.875 | 5409.621 | 4325.154 | 5010.9 | 5696.646 | 2045 | Reference | 15 | Prevailing local wages, Drive time, Local code requirements, Access, Need for condensate line/drain, Condition of existing electrical system, Need for additional wiring/switching, Type of equipment, Condition of existing duct system | 2 | 558 | 0 | 2023 | 0
104 | 2023 | Residential | HVAC | Ductless Mini-Split Heat Pump | Connected | Electricity | Mini-Split Heat Pump Connected | 2023$ |  |  | 0 | 0 | 0 | Cooling Capacity | kBtu/h | 9 | 12 | 12 | 60 | 0 | 0 | 0 | SEER | Unitless | 9 | 21.5 | 21.5 | 33.1 | 2742.984 | 3428.73 | 4114.476 | 1 |  |  | 2742.984 | 3428.73 | 4114.476 | 1 | 1 | 1295.145 | 1582.17 | 4038.129 | 4723.875 | 5409.621 | 4325.154 | 5010.9 | 5696.646 | 2050 | Reference | 15 | Prevailing local wages, Drive time, Local code requirements, Access, Need for condensate line/drain, Condition of existing electrical system, Need for additional wiring/switching, Type of equipment, Condition of existing duct system | 2 | 558 | 0 | 2023 | 0
104 | 2023 | Residential | HVAC | Ductless Mini-Split Heat Pump | Connected | Electricity | Mini-Split Heat Pump Connected | 2023$ |  |  | 0 | 0 | 0 | Cooling Capacity | kBtu/h | 9 | 12 | 12 | 60 | 0 | 0 | 0 | SEER | Unitless | 9 | 21.5 | 21.5 | 33.1 | 2742.984 | 3428.73 | 4114.476 | 1 |  |  | 2742.984 | 3428.73 | 4114.476 | 1 | 1 | 1295.145 | 1582.17 | 4038.129 | 4723.875 | 5409.621 | 4325.154 | 5010.9 | 5696.646 | 2023 | Intermediate | 15 | Prevailing local wages, Drive time, Local code requirements, Access, Need for condensate line/drain, Condition of existing electrical system, Need for additional wiring/switching, Type of equipment, Condition of existing duct system | 2 | 558 | 0 | 2023 | 0
104 | 2023 | Residential | HVAC | Ductless Mini-Split Heat Pump | Connected | Electricity | Mini-Split Heat Pump Connected | 2023$ |  |  | 0 | 0 | 0 | Cooling Capacity | kBtu/h | 9 | 12 | 12 | 60 | 0 | 0 | 0 | SEER | Unitless | 9 | 21.5 | 21.5 | 33.1 | 2742.984 | 3428.73 | 4114.476 | 1 |  |  | 2742.984 | 3428.73 | 4114.476 | 1 | 1 | 1295.145 | 1582.17 | 4038.129 | 4723.875 | 5409.621 | 4325.154 | 5010.9 | 5696.646 | 2030 | Intermediate | 15 | Prevailing local wages, Drive time, Local code requirements, Access, Need for condensate line/drain, Condition of existing electrical system, Need for additional wiring/switching, Type of equipment, Condition of existing duct system | 2 | 558 | 0 | 2023 | 0
104 | 2023 | Residential | HVAC | Ductless Mini-Split Heat Pump | Connected | Electricity | Mini-Split Heat Pump Connected | 2023$ |  |  | 0 | 0 | 0 | Cooling Capacity | kBtu/h | 9 | 12 | 12 | 60 | 0 | 0 | 0 | SEER | Unitless | 9 | 21.5 | 21.5 | 33.1 | 2742.984 | 3428.73 | 4114.476 | 1 |  |  | 2742.984 | 3428.73 | 4114.476 | 1 | 1 | 1295.145 | 1582.17 | 4038.129 | 4723.875 | 5409.621 | 4325.154 | 5010.9 | 5696.646 | 2035 | Intermediate | 15 | Prevailing local wages, Drive time, Local code requirements, Access, Need for condensate line/drain, Condition of existing electrical system, Need for additional wiring/switching, Type of equipment, Condition of existing duct system | 2 | 558 | 0 | 2023 | 0
104 | 2023 | Residential | HVAC | Ductless Mini-Split Heat Pump | Connected | Electricity | Mini-Split Heat Pump Connected | 2023$ |  |  | 0 | 0 | 0 | Cooling Capacity | kBtu/h | 9 | 12 | 12 | 60 | 0 | 0 | 0 | SEER | Unitless | 9 | 21.5 | 21.5 | 33.1 | 2742.984 | 3428.73 | 4114.476 | 1 |  |  | 2742.984 | 3428.73 | 4114.476 | 1 | 1 | 1295.145 | 1582.17 | 4038.129 | 4723.875 | 5409.621 | 4325.154 | 5010.9 | 5696.646 | 2040 | Intermediate | 15 | Prevailing local wages, Drive time, Local code requirements, Access, Need for condensate line/drain, Condition of existing electrical system, Need for additional wiring/switching, Type of equipment, Condition of existing duct system | 2 | 558 | 0 | 2023 | 0
104 | 2023 | Residential | HVAC | Ductless Mini-Split Heat Pump | Connected | Electricity | Mini-Split Heat Pump Connected | 2023$ |  |  | 0 | 0 | 0 | Cooling Capacity | kBtu/h | 9 | 12 | 12 | 60 | 0 | 0 | 0 | SEER | Unitless | 9 | 21.5 | 21.5 | 33.1 | 2742.984 | 3428.73 | 4114.476 | 1 |  |  | 2742.984 | 3428.73 | 4114.476 | 1 | 1 | 1295.145 | 1582.17 | 4038.129 | 4723.875 | 5409.621 | 4325.154 | 5010.9 | 5696.646 | 2045 | Intermediate | 15 | Prevailing local wages, Drive time, Local code requirements, Access, Need for condensate line/drain, Condition of existing electrical system, Need for additional wiring/switching, Type of equipment, Condition of existing duct system | 2 | 558 | 0 | 2023 | 0
104 | 2023 | Residential | HVAC | Ductless Mini-Split Heat Pump | Connected | Electricity | Mini-Split Heat Pump Connected | 2023$ |  |  | 0 | 0 | 0 | Cooling Capacity | kBtu/h | 9 | 12 | 12 | 60 | 0 | 0 | 0 | SEER | Unitless | 9 | 21.5 | 21.5 | 33.1 | 2742.984 | 3428.73 | 4114.476 | 1 |  |  | 2742.984 | 3428.73 | 4114.476 | 1 | 1 | 1295.145 | 1582.17 | 4038.129 | 4723.875 | 5409.621 | 4325.154 | 5010.9 | 5696.646 | 2050 | Intermediate | 15 | Prevailing local wages, Drive time, Local code requirements, Access, Need for condensate line/drain, Condition of existing electrical system, Need for additional wiring/switching, Type of equipment, Condition of existing duct system | 2 | 558 | 0 | 2023 | 0
104 | 2023 | Residential | HVAC | Ductless Mini-Split Heat Pump | Connected | Electricity | Mini-Split Heat Pump Connected | 2023$ |  |  | 0 | 0 | 0 | Cooling Capacity | kBtu/h | 9 | 12 | 12 | 60 | 0 | 0 | 0 | SEER | Unitless | 9 | 21.5 | 21.5 | 33.1 | 2742.984 | 3428.73 | 4114.476 | 1 |  |  | 2742.984 | 3428.73 | 4114.476 | 1 | 1 | 1295.145 | 1582.17 | 4038.129 | 4723.875 | 5409.621 | 4325.154 | 5010.9 | 5696.646 | 2023 | Advanced | 15 | Prevailing local wages, Drive time, Local code requirements, Access, Need for condensate line/drain, Condition of existing electrical system, Need for additional wiring/switching, Type of equipment, Condition of existing duct system | 2 | 558 | 0 | 2023 | 0
104 | 2023 | Residential | HVAC | Ductless Mini-Split Heat Pump | Connected | Electricity | Mini-Split Heat Pump Connected | 2023$ |  |  | 0 | 0 | 0 | Cooling Capacity | kBtu/h | 9 | 12 | 12 | 60 | 0 | 0 | 0 | SEER | Unitless | 9 | 21.5 | 21.5 | 33.1 | 2742.984 | 3428.73 | 4114.476 | 1 |  |  | 2742.984 | 3428.73 | 4114.476 | 1 | 1 | 1295.145 | 1582.17 | 4038.129 | 4723.875 | 5409.621 | 4325.154 | 5010.9 | 5696.646 | 2030 | Advanced | 15 | Prevailing local wages, Drive time, Local code requirements, Access, Need for condensate line/drain, Condition of existing electrical system, Need for additional wiring/switching, Type of equipment, Condition of existing duct system | 2 | 558 | 0 | 2023 | 0
104 | 2023 | Residential | HVAC | Ductless Mini-Split Heat Pump | Connected | Electricity | Mini-Split Heat Pump Connected | 2023$ |  |  | 0 | 0 | 0 | Cooling Capacity | kBtu/h | 9 | 12 | 12 | 60 | 0 | 0 | 0 | SEER | Unitless | 9 | 21.5 | 21.5 | 33.1 | 2742.984 | 3428.73 | 4114.476 | 1 |  |  | 2742.984 | 3428.73 | 4114.476 | 1 | 1 | 1295.145 | 1582.17 | 4038.129 | 4723.875 | 5409.621 | 4325.154 | 5010.9 | 5696.646 | 2035 | Advanced | 15 | Prevailing local wages, Drive time, Local code requirements, Access, Need for condensate line/drain, Condition of existing electrical system, Need for additional wiring/switching, Type of equipment, Condition of existing duct system | 2 | 558 | 0 | 2023 | 0
104 | 2023 | Residential | HVAC | Ductless Mini-Split Heat Pump | Connected | Electricity | Mini-Split Heat Pump Connected | 2023$ |  |  | 0 | 0 | 0 | Cooling Capacity | kBtu/h | 9 | 12 | 12 | 60 | 0 | 0 | 0 | SEER | Unitless | 9 | 21.5 | 21.5 | 33.1 | 2742.984 | 3428.73 | 4114.476 | 1 |  |  | 2742.984 | 3428.73 | 4114.476 | 1 | 1 | 1295.145 | 1582.17 | 4038.129 | 4723.875 | 5409.621 | 4325.154 | 5010.9 | 5696.646 | 2040 | Advanced | 15 | Prevailing local wages, Drive time, Local code requirements, Access, Need for condensate line/drain, Condition of existing electrical system, Need for additional wiring/switching, Type of equipment, Condition of existing duct system | 2 | 558 | 0 | 2023 | 0
104 | 2023 | Residential | HVAC | Ductless Mini-Split Heat Pump | Connected | Electricity | Mini-Split Heat Pump Connected | 2023$ |  |  | 0 | 0 | 0 | Cooling Capacity | kBtu/h | 9 | 12 | 12 | 60 | 0 | 0 | 0 | SEER | Unitless | 9 | 21.5 | 21.5 | 33.1 | 2742.984 | 3428.73 | 4114.476 | 1 |  |  | 2742.984 | 3428.73 | 4114.476 | 1 | 1 | 1295.145 | 1582.17 | 4038.129 | 4723.875 | 5409.621 | 4325.154 | 5010.9 | 5696.646 | 2045 | Advanced | 15 | Prevailing local wages, Drive time, Local code requirements, Access, Need for condensate line/drain, Condition of existing electrical system, Need for additional wiring/switching, Type of equipment, Condition of existing duct system | 2 | 558 | 0 | 2023 | 0
104 | 2023 | Residential | HVAC | Ductless Mini-Split Heat Pump | Connected | Electricity | Mini-Split Heat Pump Connected | 2023$ |  |  | 0 | 0 | 0 | Cooling Capacity | kBtu/h | 9 | 12 | 12 | 60 | 0 | 0 | 0 | SEER | Unitless | 9 | 21.5 | 21.5 | 33.1 | 2742.984 | 3428.73 | 4114.476 | 1 |  |  | 2742.984 | 3428.73 | 4114.476 | 1 | 1 | 1295.145 | 1582.17 | 4038.129 | 4723.875 | 5409.621 | 4325.154 | 5010.9 | 5696.646 | 2050 | Advanced | 15 | Prevailing local wages, Drive time, Local code requirements, Access, Need for condensate line/drain, Condition of existing electrical system, Need for additional wiring/switching, Type of equipment, Condition of existing duct system | 2 | 558 | 0 | 2023 | 0
105 | 2023 | Residential | Cooking | Oven | Natural Gas | Gas | Oven Natural Gas | 2023$ |  | Residential Natural Gas Ovens | 0 | 0 | 0 | Capacity | kBtu/h | 17 | 17 | 17 | 17 | 0 | 0 | 0 | Efficiency | Percent | 6.9 | 6.9 | 7.3 | 7.3 | 636 | 795 | 954 | 1 |  |  | 636 | 795 | 954 | 1 | 1 | 255.44 | 336.24 | 891.44 | 1050.44 | 1209.44 | 972.24 | 1131.24 | 1290.24 | 2023 | Reference | 15 | Prevailing local wages, Drive time, Local code requirements, Access, Incentive programs, Existing construction and materials, Presence of hazardous materials, Brand recognition, Engineering and design fees, Condition of existing duct system, Adequacy of existing ventilation, Need for controls and / or zoning, Condition of existing gas line, Condition of existing flue, Need to bring in combustion air, Distance between terminal units, Piping run lengths, Mechanical room expansion and ventilation, Software upgrades, Site assessment, Ceiling height | 2 | 13 | 0 | 2023
105 | 2023 | Residential | Cooking | Oven | Natural Gas | Gas | Oven Natural Gas | 2023$ |  | Residential Natural Gas Ovens | 0 | 0 | 0 | Capacity | kBtu/h | 17 | 17 | 17 | 17 | 0 | 0 | 0 | Efficiency | Percent | 6.9 | 6.9 | 7.3 | 7.3 | 636 | 795 | 954 | 1 |  |  | 636 | 795 | 954 | 1 | 1 | 255.44 | 336.24 | 891.44 | 1050.44 | 1209.44 | 972.24 | 1131.24 | 1290.24 | 2030 | Reference | 15 | Prevailing local wages, Drive time, Local code requirements, Access, Incentive programs, Existing construction and materials, Presence of hazardous materials, Brand recognition, Engineering and design fees, Condition of existing duct system, Adequacy of existing ventilation, Need for controls and / or zoning, Condition of existing gas line, Condition of existing flue, Need to bring in combustion air, Distance between terminal units, Piping run lengths, Mechanical room expansion and ventilation, Software upgrades, Site assessment, Ceiling height | 2 | 13 | 0 | 2023 | 0
105 | 2023 | Residential | Cooking | Oven | Natural Gas | Gas | Oven Natural Gas | 2023$ |  | Residential Natural Gas Ovens | 0 | 0 | 0 | Capacity | kBtu/h | 17 | 17 | 17 | 17 | 0 | 0 | 0 | Efficiency | Percent | 6.9 | 6.9 | 7.3 | 7.3 | 636 | 795 | 954 | 1 |  |  | 636 | 795 | 954 | 1 | 1 | 255.44 | 336.24 | 891.44 | 1050.44 | 1209.44 | 972.24 | 1131.24 | 1290.24 | 2035 | Reference | 15 | Prevailing local wages, Drive time, Local code requirements, Access, Incentive programs, Existing construction and materials, Presence of hazardous materials, Brand recognition, Engineering and design fees, Condition of existing duct system, Adequacy of existing ventilation, Need for controls and / or zoning, Condition of existing gas line, Condition of existing flue, Need to bring in combustion air, Distance between terminal units, Piping run lengths, Mechanical room expansion and ventilation, Software upgrades, Site assessment, Ceiling height | 2 | 13 | 0 | 2023 | 0
105 | 2023 | Residential | Cooking | Oven | Natural Gas | Gas | Oven Natural Gas | 2023$ |  | Residential Natural Gas Ovens | 0 | 0 | 0 | Capacity | kBtu/h | 17 | 17 | 17 | 17 | 0 | 0 | 0 | Efficiency | Percent | 6.9 | 6.9 | 7.3 | 7.3 | 636 | 795 | 954 | 1 |  |  | 636 | 795 | 954 | 1 | 1 | 255.44 | 336.24 | 891.44 | 1050.44 | 1209.44 | 972.24 | 1131.24 | 1290.24 | 2040 | Reference | 15 | Prevailing local wages, Drive time, Local code requirements, Access, Incentive programs, Existing construction and materials, Presence of hazardous materials, Brand recognition, Engineering and design fees, Condition of existing duct system, Adequacy of existing ventilation, Need for controls and / or zoning, Condition of existing gas line, Condition of existing flue, Need to bring in combustion air, Distance between terminal units, Piping run lengths, Mechanical room expansion and ventilation, Software upgrades, Site assessment, Ceiling height | 2 | 13 | 0 | 2023 | 0
105 | 2023 | Residential | Cooking | Oven | Natural Gas | Gas | Oven Natural Gas | 2023$ |  | Residential Natural Gas Ovens | 0 | 0 | 0 | Capacity | kBtu/h | 17 | 17 | 17 | 17 | 0 | 0 | 0 | Efficiency | Percent | 6.9 | 6.9 | 7.3 | 7.3 | 636 | 795 | 954 | 1 |  |  | 636 | 795 | 954 | 1 | 1 | 255.44 | 336.24 | 891.44 | 1050.44 | 1209.44 | 972.24 | 1131.24 | 1290.24 | 2045 | Reference | 15 | Prevailing local wages, Drive time, Local code requirements, Access, Incentive programs, Existing construction and materials, Presence of hazardous materials, Brand recognition, Engineering and design fees, Condition of existing duct system, Adequacy of existing ventilation, Need for controls and / or zoning, Condition of existing gas line, Condition of existing flue, Need to bring in combustion air, Distance between terminal units, Piping run lengths, Mechanical room expansion and ventilation, Software upgrades, Site assessment, Ceiling height | 2 | 13 | 0 | 2023 | 0
105 | 2023 | Residential | Cooking | Oven | Natural Gas | Gas | Oven Natural Gas | 2023$ |  | Residential Natural Gas Ovens | 0 | 0 | 0 | Capacity | kBtu/h | 17 | 17 | 17 | 17 | 0 | 0 | 0 | Efficiency | Percent | 6.9 | 6.9 | 7.3 | 7.3 | 636 | 795 | 954 | 1 |  |  | 636 | 795 | 954 | 1 | 1 | 255.44 | 336.24 | 891.44 | 1050.44 | 1209.44 | 972.24 | 1131.24 | 1290.24 | 2050 | Reference | 15 | Prevailing local wages, Drive time, Local code requirements, Access, Incentive programs, Existing construction and materials, Presence of hazardous materials, Brand recognition, Engineering and design fees, Condition of existing duct system, Adequacy of existing ventilation, Need for controls and / or zoning, Condition of existing gas line, Condition of existing flue, Need to bring in combustion air, Distance between terminal units, Piping run lengths, Mechanical room expansion and ventilation, Software upgrades, Site assessment, Ceiling height | 2 | 13 | 0 | 2023 | 0
105 | 2023 | Residential | Cooking | Oven | Natural Gas | Gas | Oven Natural Gas | 2023$ |  | Residential Natural Gas Ovens | 0 | 0 | 0 | Capacity | kBtu/h | 17 | 17 | 17 | 17 | 0 | 0 | 0 | Efficiency | Percent | 6.9 | 6.9 | 7.3 | 7.3 | 636 | 795 | 954 | 1 |  |  | 636 | 795 | 954 | 1 | 1 | 255.44 | 336.24 | 891.44 | 1050.44 | 1209.44 | 972.24 | 1131.24 | 1290.24 | 2023 | Intermediate | 15 | Prevailing local wages, Drive time, Local code requirements, Access, Incentive programs, Existing construction and materials, Presence of hazardous materials, Brand recognition, Engineering and design fees, Condition of existing duct system, Adequacy of existing ventilation, Need for controls and / or zoning, Condition of existing gas line, Condition of existing flue, Need to bring in combustion air, Distance between terminal units, Piping run lengths, Mechanical room expansion and ventilation, Software upgrades, Site assessment, Ceiling height | 2 | 13 | 0 | 2023 | 0
105 | 2023 | Residential | Cooking | Oven | Natural Gas | Gas | Oven Natural Gas | 2023$ |  | Residential Natural Gas Ovens | 0 | 0 | 0 | Capacity | kBtu/h | 17 | 17 | 17 | 17 | 0 | 0 | 0 | Efficiency | Percent | 6.9 | 6.9 | 7.3 | 7.3 | 636 | 795 | 954 | 1 |  |  | 636 | 795 | 954 | 1 | 1 | 255.44 | 336.24 | 891.44 | 1050.44 | 1209.44 | 972.24 | 1131.24 | 1290.24 | 2030 | Intermediate | 15 | Prevailing local wages, Drive time, Local code requirements, Access, Incentive programs, Existing construction and materials, Presence of hazardous materials, Brand recognition, Engineering and design fees, Condition of existing duct system, Adequacy of existing ventilation, Need for controls and / or zoning, Condition of existing gas line, Condition of existing flue, Need to bring in combustion air, Distance between terminal units, Piping run lengths, Mechanical room expansion and ventilation, Software upgrades, Site assessment, Ceiling height | 2 | 13 | 0 | 2023 | 0
105 | 2023 | Residential | Cooking | Oven | Natural Gas | Gas | Oven Natural Gas | 2023$ |  | Residential Natural Gas Ovens | 0 | 0 | 0 | Capacity | kBtu/h | 17 | 17 | 17 | 17 | 0 | 0 | 0 | Efficiency | Percent | 6.9 | 6.9 | 7.3 | 7.3 | 636 | 795 | 954 | 1 |  |  | 636 | 795 | 954 | 1 | 1 | 255.44 | 336.24 | 891.44 | 1050.44 | 1209.44 | 972.24 | 1131.24 | 1290.24 | 2035 | Intermediate | 15 | Prevailing local wages, Drive time, Local code requirements, Access, Incentive programs, Existing construction and materials, Presence of hazardous materials, Brand recognition, Engineering and design fees, Condition of existing duct system, Adequacy of existing ventilation, Need for controls and / or zoning, Condition of existing gas line, Condition of existing flue, Need to bring in combustion air, Distance between terminal units, Piping run lengths, Mechanical room expansion and ventilation, Software upgrades, Site assessment, Ceiling height | 2 | 13 | 0 | 2023 | 0
105 | 2023 | Residential | Cooking | Oven | Natural Gas | Gas | Oven Natural Gas | 2023$ |  | Residential Natural Gas Ovens | 0 | 0 | 0 | Capacity | kBtu/h | 17 | 17 | 17 | 17 | 0 | 0 | 0 | Efficiency | Percent | 6.9 | 6.9 | 7.3 | 7.3 | 636 | 795 | 954 | 1 |  |  | 636 | 795 | 954 | 1 | 1 | 255.44 | 336.24 | 891.44 | 1050.44 | 1209.44 | 972.24 | 1131.24 | 1290.24 | 2040 | Intermediate | 15 | Prevailing local wages, Drive time, Local code requirements, Access, Incentive programs, Existing construction and materials, Presence of hazardous materials, Brand recognition, Engineering and design fees, Condition of existing duct system, Adequacy of existing ventilation, Need for controls and / or zoning, Condition of existing gas line, Condition of existing flue, Need to bring in combustion air, Distance between terminal units, Piping run lengths, Mechanical room expansion and ventilation, Software upgrades, Site assessment, Ceiling height | 2 | 13 | 0 | 2023 | 0
105 | 2023 | Residential | Cooking | Oven | Natural Gas | Gas | Oven Natural Gas | 2023$ |  | Residential Natural Gas Ovens | 0 | 0 | 0 | Capacity | kBtu/h | 17 | 17 | 17 | 17 | 0 | 0 | 0 | Efficiency | Percent | 6.9 | 6.9 | 7.3 | 7.3 | 636 | 795 | 954 | 1 |  |  | 636 | 795 | 954 | 1 | 1 | 255.44 | 336.24 | 891.44 | 1050.44 | 1209.44 | 972.24 | 1131.24 | 1290.24 | 2045 | Intermediate | 15 | Prevailing local wages, Drive time, Local code requirements, Access, Incentive programs, Existing construction and materials, Presence of hazardous materials, Brand recognition, Engineering and design fees, Condition of existing duct system, Adequacy of existing ventilation, Need for controls and / or zoning, Condition of existing gas line, Condition of existing flue, Need to bring in combustion air, Distance between terminal units, Piping run lengths, Mechanical room expansion and ventilation, Software upgrades, Site assessment, Ceiling height | 2 | 13 | 0 | 2023 | 0
105 | 2023 | Residential | Cooking | Oven | Natural Gas | Gas | Oven Natural Gas | 2023$ |  | Residential Natural Gas Ovens | 0 | 0 | 0 | Capacity | kBtu/h | 17 | 17 | 17 | 17 | 0 | 0 | 0 | Efficiency | Percent | 6.9 | 6.9 | 7.3 | 7.3 | 636 | 795 | 954 | 1 |  |  | 636 | 795 | 954 | 1 | 1 | 255.44 | 336.24 | 891.44 | 1050.44 | 1209.44 | 972.24 | 1131.24 | 1290.24 | 2050 | Intermediate | 15 | Prevailing local wages, Drive time, Local code requirements, Access, Incentive programs, Existing construction and materials, Presence of hazardous materials, Brand recognition, Engineering and design fees, Condition of existing duct system, Adequacy of existing ventilation, Need for controls and / or zoning, Condition of existing gas line, Condition of existing flue, Need to bring in combustion air, Distance between terminal units, Piping run lengths, Mechanical room expansion and ventilation, Software upgrades, Site assessment, Ceiling height | 2 | 13 | 0 | 2023 | 0
105 | 2023 | Residential | Cooking | Oven | Natural Gas | Gas | Oven Natural Gas | 2023$ |  | Residential Natural Gas Ovens | 0 | 0 | 0 | Capacity | kBtu/h | 17 | 17 | 17 | 17 | 0 | 0 | 0 | Efficiency | Percent | 6.9 | 6.9 | 7.3 | 7.3 | 636 | 795 | 954 | 1 |  |  | 636 | 795 | 954 | 1 | 1 | 255.44 | 336.24 | 891.44 | 1050.44 | 1209.44 | 972.24 | 1131.24 | 1290.24 | 2023 | Advanced | 15 | Prevailing local wages, Drive time, Local code requirements, Access, Incentive programs, Existing construction and materials, Presence of hazardous materials, Brand recognition, Engineering and design fees, Condition of existing duct system, Adequacy of existing ventilation, Need for controls and / or zoning, Condition of existing gas line, Condition of existing flue, Need to bring in combustion air, Distance between terminal units, Piping run lengths, Mechanical room expansion and ventilation, Software upgrades, Site assessment, Ceiling height | 2 | 13 | 0 | 2023 | 0
105 | 2023 | Residential | Cooking | Oven | Natural Gas | Gas | Oven Natural Gas | 2023$ |  | Residential Natural Gas Ovens | 0 | 0 | 0 | Capacity | kBtu/h | 17 | 17 | 17 | 17 | 0 | 0 | 0 | Efficiency | Percent | 6.9 | 6.9 | 7.3 | 7.3 | 636 | 795 | 954 | 1 |  |  | 636 | 795 | 954 | 1 | 1 | 255.44 | 336.24 | 891.44 | 1050.44 | 1209.44 | 972.24 | 1131.24 | 1290.24 | 2030 | Advanced | 15 | Prevailing local wages, Drive time, Local code requirements, Access, Incentive programs, Existing construction and materials, Presence of hazardous materials, Brand recognition, Engineering and design fees, Condition of existing duct system, Adequacy of existing ventilation, Need for controls and / or zoning, Condition of existing gas line, Condition of existing flue, Need to bring in combustion air, Distance between terminal units, Piping run lengths, Mechanical room expansion and ventilation, Software upgrades, Site assessment, Ceiling height | 2 | 13 | 0 | 2023 | 0
105 | 2023 | Residential | Cooking | Oven | Natural Gas | Gas | Oven Natural Gas | 2023$ |  | Residential Natural Gas Ovens | 0 | 0 | 0 | Capacity | kBtu/h | 17 | 17 | 17 | 17 | 0 | 0 | 0 | Efficiency | Percent | 6.9 | 6.9 | 7.3 | 7.3 | 636 | 795 | 954 | 1 |  |  | 636 | 795 | 954 | 1 | 1 | 255.44 | 336.24 | 891.44 | 1050.44 | 1209.44 | 972.24 | 1131.24 | 1290.24 | 2035 | Advanced | 15 | Prevailing local wages, Drive time, Local code requirements, Access, Incentive programs, Existing construction and materials, Presence of hazardous materials, Brand recognition, Engineering and design fees, Condition of existing duct system, Adequacy of existing ventilation, Need for controls and / or zoning, Condition of existing gas line, Condition of existing flue, Need to bring in combustion air, Distance between terminal units, Piping run lengths, Mechanical room expansion and ventilation, Software upgrades, Site assessment, Ceiling height | 2 | 13 | 0 | 2023 | 0
105 | 2023 | Residential | Cooking | Oven | Natural Gas | Gas | Oven Natural Gas | 2023$ |  | Residential Natural Gas Ovens | 0 | 0 | 0 | Capacity | kBtu/h | 17 | 17 | 17 | 17 | 0 | 0 | 0 | Efficiency | Percent | 6.9 | 6.9 | 7.3 | 7.3 | 636 | 795 | 954 | 1 |  |  | 636 | 795 | 954 | 1 | 1 | 255.44 | 336.24 | 891.44 | 1050.44 | 1209.44 | 972.24 | 1131.24 | 1290.24 | 2040 | Advanced | 15 | Prevailing local wages, Drive time, Local code requirements, Access, Incentive programs, Existing construction and materials, Presence of hazardous materials, Brand recognition, Engineering and design fees, Condition of existing duct system, Adequacy of existing ventilation, Need for controls and / or zoning, Condition of existing gas line, Condition of existing flue, Need to bring in combustion air, Distance between terminal units, Piping run lengths, Mechanical room expansion and ventilation, Software upgrades, Site assessment, Ceiling height | 2 | 13 | 0 | 2023 | 0
105 | 2023 | Residential | Cooking | Oven | Natural Gas | Gas | Oven Natural Gas | 2023$ |  | Residential Natural Gas Ovens | 0 | 0 | 0 | Capacity | kBtu/h | 17 | 17 | 17 | 17 | 0 | 0 | 0 | Efficiency | Percent | 6.9 | 6.9 | 7.3 | 7.3 | 636 | 795 | 954 | 1 |  |  | 636 | 795 | 954 | 1 | 1 | 255.44 | 336.24 | 891.44 | 1050.44 | 1209.44 | 972.24 | 1131.24 | 1290.24 | 2045 | Advanced | 15 | Prevailing local wages, Drive time, Local code requirements, Access, Incentive programs, Existing construction and materials, Presence of hazardous materials, Brand recognition, Engineering and design fees, Condition of existing duct system, Adequacy of existing ventilation, Need for controls and / or zoning, Condition of existing gas line, Condition of existing flue, Need to bring in combustion air, Distance between terminal units, Piping run lengths, Mechanical room expansion and ventilation, Software upgrades, Site assessment, Ceiling height | 2 | 13 | 0 | 2023 | 0
105 | 2023 | Residential | Cooking | Oven | Natural Gas | Gas | Oven Natural Gas | 2023$ |  | Residential Natural Gas Ovens | 0 | 0 | 0 | Capacity | kBtu/h | 17 | 17 | 17 | 17 | 0 | 0 | 0 | Efficiency | Percent | 6.9 | 6.9 | 7.3 | 7.3 | 636 | 795 | 954 | 1 |  |  | 636 | 795 | 954 | 1 | 1 | 255.44 | 336.24 | 891.44 | 1050.44 | 1209.44 | 972.24 | 1131.24 | 1290.24 | 2050 | Advanced | 15 | Prevailing local wages, Drive time, Local code requirements, Access, Incentive programs, Existing construction and materials, Presence of hazardous materials, Brand recognition, Engineering and design fees, Condition of existing duct system, Adequacy of existing ventilation, Need for controls and / or zoning, Condition of existing gas line, Condition of existing flue, Need to bring in combustion air, Distance between terminal units, Piping run lengths, Mechanical room expansion and ventilation, Software upgrades, Site assessment, Ceiling height | 2 | 13 | 0 | 2023 | 0
106 | 2023 | Residential | HVAC | Air Conditioner | Packaged Terminal | Electricity | Packaged Terminal Air Conditioner | 2023$ |  | Packaged Terminal Air Conditioner | 0 | 0 | 0 | Cooling Capacity | kBtu/h | 6 | 9 | 9 | 48 | 0 | 0 | 0 | EER | Btu/W | 6 | 11.3 | 13.1 | 13.1 | 828.09 | 1506.05 | 6727.5 | 1 |  |  | 828.09 | 1506.05 | 6727.5 | 1 | 1 | 577 | 750 | 1405.09 | 2083.05 | 7304.5 | 1578.09 | 2256.05 | 7477.5 | 2023 | Reference | 21 | Prevailing local wages, Drive time, Local code requirements, Access, Incentive programs, Existing construction and materials, Moisture issues present, Presence of hazardous materials, Brand recognition, Engineering and design fees, Condition of existing electrical system, Need for additional wiring / switching, Need for condensate line / drain, Condition of existing duct system, Adequacy of existing ventilation, Need for controls and / or zoning, Condition of existing plumbing, Distance between terminal units, Piping run lengths, Pump upgrades, Electrical infrastructure upgrades, Mechanical room expansion and ventilation, Software upgrades, Site assessment, Sound barriers, Ceiling height, Coil upgrades | 3 | 33 | 0 | 2023 | 1) High Value from EIA Report was used as the Upper Bound for Metric 1 since no higher capacity was found
106 | 2023 | Residential | HVAC | Air Conditioner | Packaged Terminal | Electricity | Packaged Terminal Air Conditioner | 2023$ |  | Packaged Terminal Air Conditioner | 0 | 0 | 0 | Cooling Capacity | kBtu/h | 6 | 9 | 9 | 48 | 0 | 0 | 0 | EER | BTU/W | 6 | 11.3 | 13.1 | 13.1 | 828.09 | 1506.05 | 6727.5 | 1 |  |  | 828.09 | 1506.05 | 6727.5 | 1 | 1 | 577 | 750 | 1405.09 | 2083.05 | 7304.5 | 1578.09 | 2256.05 | 7477.5 | 2030 | Reference | 21 | Prevailing local wages, Drive time, Local code requirements, Access, Incentive programs, Existing construction and materials, Moisture issues present, Presence of hazardous materials, Brand recognition, Engineering and design fees, Condition of existing electrical system, Need for additional wiring / switching, Need for condensate line / drain, Condition of existing duct system, Adequacy of existing ventilation, Need for controls and / or zoning, Condition of existing plumbing, Distance between terminal units, Piping run lengths, Pump upgrades, Electrical infrastructure upgrades, Mechanical room expansion and ventilation, Software upgrades, Site assessment, Sound barriers, Ceiling height, Coil upgrades | 3 | 33 | 0 | 2023 | 1) High Value from EIA Report was used as the Upper Bound for Metric 1 since no higher capacity was found
106 | 2023 | Residential | HVAC | Air Conditioner | Packaged Terminal | Electricity | Packaged Terminal Air Conditioner | 2023$ |  | Packaged Terminal Air Conditioner | 0 | 0 | 0 | Cooling Capacity | kBtu/h | 6 | 9 | 9 | 48 | 0 | 0 | 0 | EER | BTU/W | 6 | 11.3 | 13.1 | 13.1 | 828.09 | 1506.05 | 6727.5 | 1 |  |  | 828.09 | 1506.05 | 6727.5 | 1 | 1 | 577 | 750 | 1405.09 | 2083.05 | 7304.5 | 1578.09 | 2256.05 | 7477.5 | 2035 | Reference | 21 | Prevailing local wages, Drive time, Local code requirements, Access, Incentive programs, Existing construction and materials, Moisture issues present, Presence of hazardous materials, Brand recognition, Engineering and design fees, Condition of existing electrical system, Need for additional wiring / switching, Need for condensate line / drain, Condition of existing duct system, Adequacy of existing ventilation, Need for controls and / or zoning, Condition of existing plumbing, Distance between terminal units, Piping run lengths, Pump upgrades, Electrical infrastructure upgrades, Mechanical room expansion and ventilation, Software upgrades, Site assessment, Sound barriers, Ceiling height, Coil upgrades | 3 | 33 | 0 | 2023 | 1) High Value from EIA Report was used as the Upper Bound for Metric 1 since no higher capacity was found
106 | 2023 | Residential | HVAC | Air Conditioner | Packaged Terminal | Electricity | Packaged Terminal Air Conditioner | 2023$ |  | Packaged Terminal Air Conditioner | 0 | 0 | 0 | Cooling Capacity | kBtu/h | 6 | 9 | 9 | 48 | 0 | 0 | 0 | EER | BTU/W | 6 | 11.3 | 13.1 | 13.1 | 828.09 | 1506.05 | 6727.5 | 1 |  |  | 828.09 | 1506.05 | 6727.5 | 1 | 1 | 577 | 750 | 1405.09 | 2083.05 | 7304.5 | 1578.09 | 2256.05 | 7477.5 | 2040 | Reference | 21 | Prevailing local wages, Drive time, Local code requirements, Access, Incentive programs, Existing construction and materials, Moisture issues present, Presence of hazardous materials, Brand recognition, Engineering and design fees, Condition of existing electrical system, Need for additional wiring / switching, Need for condensate line / drain, Condition of existing duct system, Adequacy of existing ventilation, Need for controls and / or zoning, Condition of existing plumbing, Distance between terminal units, Piping run lengths, Pump upgrades, Electrical infrastructure upgrades, Mechanical room expansion and ventilation, Software upgrades, Site assessment, Sound barriers, Ceiling height, Coil upgrades | 3 | 33 | 0 | 2023 | 1) High Value from EIA Report was used as the Upper Bound for Metric 1 since no higher capacity was found
106 | 2023 | Residential | HVAC | Air Conditioner | Packaged Terminal | Electricity | Packaged Terminal Air Conditioner | 2023$ |  | Packaged Terminal Air Conditioner | 0 | 0 | 0 | Cooling Capacity | kBtu/h | 6 | 9 | 9 | 48 | 0 | 0 | 0 | EER | BTU/W | 6 | 11.3 | 13.1 | 13.1 | 828.09 | 1506.05 | 6727.5 | 1 |  |  | 828.09 | 1506.05 | 6727.5 | 1 | 1 | 577 | 750 | 1405.09 | 2083.05 | 7304.5 | 1578.09 | 2256.05 | 7477.5 | 2045 | Reference | 21 | Prevailing local wages, Drive time, Local code requirements, Access, Incentive programs, Existing construction and materials, Moisture issues present, Presence of hazardous materials, Brand recognition, Engineering and design fees, Condition of existing electrical system, Need for additional wiring / switching, Need for condensate line / drain, Condition of existing duct system, Adequacy of existing ventilation, Need for controls and / or zoning, Condition of existing plumbing, Distance between terminal units, Piping run lengths, Pump upgrades, Electrical infrastructure upgrades, Mechanical room expansion and ventilation, Software upgrades, Site assessment, Sound barriers, Ceiling height, Coil upgrades | 3 | 33 | 0 | 2023 | 1) High Value from EIA Report was used as the Upper Bound for Metric 1 since no higher capacity was found
106 | 2023 | Residential | HVAC | Air Conditioner | Packaged Terminal | Electricity | Packaged Terminal Air Conditioner | 2023$ |  | Packaged Terminal Air Conditioner | 0 | 0 | 0 | Cooling Capacity | kBtu/h | 6 | 9 | 9 | 48 | 0 | 0 | 0 | EER | BTU/W | 6 | 11.3 | 13.1 | 13.1 | 828.09 | 1506.05 | 6727.5 | 1 |  |  | 828.09 | 1506.05 | 6727.5 | 1 | 1 | 577 | 750 | 1405.09 | 2083.05 | 7304.5 | 1578.09 | 2256.05 | 7477.5 | 2050 | Reference | 21 | Prevailing local wages, Drive time, Local code requirements, Access, Incentive programs, Existing construction and materials, Moisture issues present, Presence of hazardous materials, Brand recognition, Engineering and design fees, Condition of existing electrical system, Need for additional wiring / switching, Need for condensate line / drain, Condition of existing duct system, Adequacy of existing ventilation, Need for controls and / or zoning, Condition of existing plumbing, Distance between terminal units, Piping run lengths, Pump upgrades, Electrical infrastructure upgrades, Mechanical room expansion and ventilation, Software upgrades, Site assessment, Sound barriers, Ceiling height, Coil upgrades | 3 | 33 | 0 | 2023 | 1) High Value from EIA Report was used as the Upper Bound for Metric 1 since no higher capacity was found
106 | 2023 | Residential | HVAC | Air Conditioner | Packaged Terminal | Electricity | Packaged Terminal Air Conditioner | 2023$ |  | Packaged Terminal Air Conditioner | 0 | 0 | 0 | Cooling Capacity | kBtu/h | 6 | 9 | 9 | 48 | 0 | 0 | 0 | EER | BTU/W | 6 | 11.3 | 13.1 | 13.1 | 828.09 | 1506.05 | 6727.5 | 1 |  |  | 828.09 | 1506.05 | 6727.5 | 1 | 1 | 577 | 750 | 1405.09 | 2083.05 | 7304.5 | 1578.09 | 2256.05 | 7477.5 | 2023 | Intermediate | 21 | Prevailing local wages, Drive time, Local code requirements, Access, Incentive programs, Existing construction and materials, Moisture issues present, Presence of hazardous materials, Brand recognition, Engineering and design fees, Condition of existing electrical system, Need for additional wiring / switching, Need for condensate line / drain, Condition of existing duct system, Adequacy of existing ventilation, Need for controls and / or zoning, Condition of existing plumbing, Distance between terminal units, Piping run lengths, Pump upgrades, Electrical infrastructure upgrades, Mechanical room expansion and ventilation, Software upgrades, Site assessment, Sound barriers, Ceiling height, Coil upgrades | 3 | 33 | 0 | 2023 | 1) High Value from EIA Report was used as the Upper Bound for Metric 1 since no higher capacity was found
106 | 2023 | Residential | HVAC | Air Conditioner | Packaged Terminal | Electricity | Packaged Terminal Air Conditioner | 2023$ |  | Packaged Terminal Air Conditioner | 0 | 0 | 0 | Cooling Capacity | kBtu/h | 6 | 9 | 9 | 48 | 0 | 0 | 0 | EER | BTU/W | 6 | 11.3 | 13.1 | 13.1 | 828.09 | 1506.05 | 6727.5 | 1 |  |  | 828.09 | 1506.05 | 6727.5 | 1 | 1 | 577 | 750 | 1405.09 | 2083.05 | 7304.5 | 1578.09 | 2256.05 | 7477.5 | 2030 | Intermediate | 21 | Prevailing local wages, Drive time, Local code requirements, Access, Incentive programs, Existing construction and materials, Moisture issues present, Presence of hazardous materials, Brand recognition, Engineering and design fees, Condition of existing electrical system, Need for additional wiring / switching, Need for condensate line / drain, Condition of existing duct system, Adequacy of existing ventilation, Need for controls and / or zoning, Condition of existing plumbing, Distance between terminal units, Piping run lengths, Pump upgrades, Electrical infrastructure upgrades, Mechanical room expansion and ventilation, Software upgrades, Site assessment, Sound barriers, Ceiling height, Coil upgrades | 3 | 33 | 0 | 2023 | 1) High Value from EIA Report was used as the Upper Bound for Metric 1 since no higher capacity was found
106 | 2023 | Residential | HVAC | Air Conditioner | Packaged Terminal | Electricity | Packaged Terminal Air Conditioner | 2023$ |  | Packaged Terminal Air Conditioner | 0 | 0 | 0 | Cooling Capacity | kBtu/h | 6 | 9 | 9 | 48 | 0 | 0 | 0 | EER | BTU/W | 6 | 11.3 | 13.1 | 13.1 | 828.09 | 1506.05 | 6727.5 | 1 |  |  | 828.09 | 1506.05 | 6727.5 | 1 | 1 | 577 | 750 | 1405.09 | 2083.05 | 7304.5 | 1578.09 | 2256.05 | 7477.5 | 2035 | Intermediate | 21 | Prevailing local wages, Drive time, Local code requirements, Access, Incentive programs, Existing construction and materials, Moisture issues present, Presence of hazardous materials, Brand recognition, Engineering and design fees, Condition of existing electrical system, Need for additional wiring / switching, Need for condensate line / drain, Condition of existing duct system, Adequacy of existing ventilation, Need for controls and / or zoning, Condition of existing plumbing, Distance between terminal units, Piping run lengths, Pump upgrades, Electrical infrastructure upgrades, Mechanical room expansion and ventilation, Software upgrades, Site assessment, Sound barriers, Ceiling height, Coil upgrades | 3 | 33 | 0 | 2023 | 1) High Value from EIA Report was used as the Upper Bound for Metric 1 since no higher capacity was found
106 | 2023 | Residential | HVAC | Air Conditioner | Packaged Terminal | Electricity | Packaged Terminal Air Conditioner | 2023$ |  | Packaged Terminal Air Conditioner | 0 | 0 | 0 | Cooling Capacity | kBtu/h | 6 | 9 | 9 | 48 | 0 | 0 | 0 | EER | BTU/W | 6 | 11.3 | 13.1 | 13.1 | 828.09 | 1506.05 | 6727.5 | 1 |  |  | 828.09 | 1506.05 | 6727.5 | 1 | 1 | 577 | 750 | 1405.09 | 2083.05 | 7304.5 | 1578.09 | 2256.05 | 7477.5 | 2040 | Intermediate | 21 | Prevailing local wages, Drive time, Local code requirements, Access, Incentive programs, Existing construction and materials, Moisture issues present, Presence of hazardous materials, Brand recognition, Engineering and design fees, Condition of existing electrical system, Need for additional wiring / switching, Need for condensate line / drain, Condition of existing duct system, Adequacy of existing ventilation, Need for controls and / or zoning, Condition of existing plumbing, Distance between terminal units, Piping run lengths, Pump upgrades, Electrical infrastructure upgrades, Mechanical room expansion and ventilation, Software upgrades, Site assessment, Sound barriers, Ceiling height, Coil upgrades | 3 | 33 | 0 | 2023 | 1) High Value from EIA Report was used as the Upper Bound for Metric 1 since no higher capacity was found
106 | 2023 | Residential | HVAC | Air Conditioner | Packaged Terminal | Electricity | Packaged Terminal Air Conditioner | 2023$ |  | Packaged Terminal Air Conditioner | 0 | 0 | 0 | Cooling Capacity | kBtu/h | 6 | 9 | 9 | 48 | 0 | 0 | 0 | EER | BTU/W | 6 | 11.3 | 13.1 | 13.1 | 828.09 | 1506.05 | 6727.5 | 1 |  |  | 828.09 | 1506.05 | 6727.5 | 1 | 1 | 577 | 750 | 1405.09 | 2083.05 | 7304.5 | 1578.09 | 2256.05 | 7477.5 | 2045 | Intermediate | 21 | Prevailing local wages, Drive time, Local code requirements, Access, Incentive programs, Existing construction and materials, Moisture issues present, Presence of hazardous materials, Brand recognition, Engineering and design fees, Condition of existing electrical system, Need for additional wiring / switching, Need for condensate line / drain, Condition of existing duct system, Adequacy of existing ventilation, Need for controls and / or zoning, Condition of existing plumbing, Distance between terminal units, Piping run lengths, Pump upgrades, Electrical infrastructure upgrades, Mechanical room expansion and ventilation, Software upgrades, Site assessment, Sound barriers, Ceiling height, Coil upgrades | 3 | 33 | 0 | 2023 | 1) High Value from EIA Report was used as the Upper Bound for Metric 1 since no higher capacity was found
106 | 2023 | Residential | HVAC | Air Conditioner | Packaged Terminal | Electricity | Packaged Terminal Air Conditioner | 2023$ |  | Packaged Terminal Air Conditioner | 0 | 0 | 0 | Cooling Capacity | kBtu/h | 6 | 9 | 9 | 48 | 0 | 0 | 0 | EER | BTU/W | 6 | 11.3 | 13.1 | 13.1 | 828.09 | 1506.05 | 6727.5 | 1 |  |  | 828.09 | 1506.05 | 6727.5 | 1 | 1 | 577 | 750 | 1405.09 | 2083.05 | 7304.5 | 1578.09 | 2256.05 | 7477.5 | 2050 | Intermediate | 21 | Prevailing local wages, Drive time, Local code requirements, Access, Incentive programs, Existing construction and materials, Moisture issues present, Presence of hazardous materials, Brand recognition, Engineering and design fees, Condition of existing electrical system, Need for additional wiring / switching, Need for condensate line / drain, Condition of existing duct system, Adequacy of existing ventilation, Need for controls and / or zoning, Condition of existing plumbing, Distance between terminal units, Piping run lengths, Pump upgrades, Electrical infrastructure upgrades, Mechanical room expansion and ventilation, Software upgrades, Site assessment, Sound barriers, Ceiling height, Coil upgrades | 3 | 33 | 0 | 2023 | 1) High Value from EIA Report was used as the Upper Bound for Metric 1 since no higher capacity was found
106 | 2023 | Residential | HVAC | Air Conditioner | Packaged Terminal | Electricity | Packaged Terminal Air Conditioner | 2023$ |  | Packaged Terminal Air Conditioner | 0 | 0 | 0 | Cooling Capacity | kBtu/h | 6 | 9 | 9 | 48 | 0 | 0 | 0 | EER | BTU/W | 6 | 11.3 | 13.1 | 13.1 | 828.09 | 1506.05 | 6727.5 | 1 |  |  | 828.09 | 1506.05 | 6727.5 | 1 | 1 | 577 | 750 | 1405.09 | 2083.05 | 7304.5 | 1578.09 | 2256.05 | 7477.5 | 2023 | Advanced | 21 | Prevailing local wages, Drive time, Local code requirements, Access, Incentive programs, Existing construction and materials, Moisture issues present, Presence of hazardous materials, Brand recognition, Engineering and design fees, Condition of existing electrical system, Need for additional wiring / switching, Need for condensate line / drain, Condition of existing duct system, Adequacy of existing ventilation, Need for controls and / or zoning, Condition of existing plumbing, Distance between terminal units, Piping run lengths, Pump upgrades, Electrical infrastructure upgrades, Mechanical room expansion and ventilation, Software upgrades, Site assessment, Sound barriers, Ceiling height, Coil upgrades | 3 | 33 | 0 | 2023 | 1) High Value from EIA Report was used as the Upper Bound for Metric 1 since no higher capacity was found
106 | 2023 | Residential | HVAC | Air Conditioner | Packaged Terminal | Electricity | Packaged Terminal Air Conditioner | 2023$ |  | Packaged Terminal Air Conditioner | 0 | 0 | 0 | Cooling Capacity | kBtu/h | 6 | 9 | 9 | 48 | 0 | 0 | 0 | EER | BTU/W | 6 | 11.3 | 13.1 | 13.1 | 828.09 | 1506.05 | 6727.5 | 1 |  |  | 828.09 | 1506.05 | 6727.5 | 1 | 1 | 577 | 750 | 1405.09 | 2083.05 | 7304.5 | 1578.09 | 2256.05 | 7477.5 | 2030 | Advanced | 21 | Prevailing local wages, Drive time, Local code requirements, Access, Incentive programs, Existing construction and materials, Moisture issues present, Presence of hazardous materials, Brand recognition, Engineering and design fees, Condition of existing electrical system, Need for additional wiring / switching, Need for condensate line / drain, Condition of existing duct system, Adequacy of existing ventilation, Need for controls and / or zoning, Condition of existing plumbing, Distance between terminal units, Piping run lengths, Pump upgrades, Electrical infrastructure upgrades, Mechanical room expansion and ventilation, Software upgrades, Site assessment, Sound barriers, Ceiling height, Coil upgrades | 3 | 33 | 0 | 2023 | 1) High Value from EIA Report was used as the Upper Bound for Metric 1 since no higher capacity was found
106 | 2023 | Residential | HVAC | Air Conditioner | Packaged Terminal | Electricity | Packaged Terminal Air Conditioner | 2023$ |  | Packaged Terminal Air Conditioner | 0 | 0 | 0 | Cooling Capacity | kBtu/h | 6 | 9 | 9 | 48 | 0 | 0 | 0 | EER | BTU/W | 6 | 11.3 | 13.1 | 13.1 | 828.09 | 1506.05 | 6727.5 | 1 |  |  | 828.09 | 1506.05 | 6727.5 | 1 | 1 | 577 | 750 | 1405.09 | 2083.05 | 7304.5 | 1578.09 | 2256.05 | 7477.5 | 2035 | Advanced | 21 | Prevailing local wages, Drive time, Local code requirements, Access, Incentive programs, Existing construction and materials, Moisture issues present, Presence of hazardous materials, Brand recognition, Engineering and design fees, Condition of existing electrical system, Need for additional wiring / switching, Need for condensate line / drain, Condition of existing duct system, Adequacy of existing ventilation, Need for controls and / or zoning, Condition of existing plumbing, Distance between terminal units, Piping run lengths, Pump upgrades, Electrical infrastructure upgrades, Mechanical room expansion and ventilation, Software upgrades, Site assessment, Sound barriers, Ceiling height, Coil upgrades | 3 | 33 | 0 | 2023 | 1) High Value from EIA Report was used as the Upper Bound for Metric 1 since no higher capacity was found
106 | 2023 | Residential | HVAC | Air Conditioner | Packaged Terminal | Electricity | Packaged Terminal Air Conditioner | 2023$ |  | Packaged Terminal Air Conditioner | 0 | 0 | 0 | Cooling Capacity | kBtu/h | 6 | 9 | 9 | 48 | 0 | 0 | 0 | EER | BTU/W | 6 | 11.3 | 13.1 | 13.1 | 828.09 | 1506.05 | 6727.5 | 1 |  |  | 828.09 | 1506.05 | 6727.5 | 1 | 1 | 577 | 750 | 1405.09 | 2083.05 | 7304.5 | 1578.09 | 2256.05 | 7477.5 | 2040 | Advanced | 21 | Prevailing local wages, Drive time, Local code requirements, Access, Incentive programs, Existing construction and materials, Moisture issues present, Presence of hazardous materials, Brand recognition, Engineering and design fees, Condition of existing electrical system, Need for additional wiring / switching, Need for condensate line / drain, Condition of existing duct system, Adequacy of existing ventilation, Need for controls and / or zoning, Condition of existing plumbing, Distance between terminal units, Piping run lengths, Pump upgrades, Electrical infrastructure upgrades, Mechanical room expansion and ventilation, Software upgrades, Site assessment, Sound barriers, Ceiling height, Coil upgrades | 3 | 33 | 0 | 2023 | 1) High Value from EIA Report was used as the Upper Bound for Metric 1 since no higher capacity was found
106 | 2023 | Residential | HVAC | Air Conditioner | Packaged Terminal | Electricity | Packaged Terminal Air Conditioner | 2023$ |  | Packaged Terminal Air Conditioner | 0 | 0 | 0 | Cooling Capacity | kBtu/h | 6 | 9 | 9 | 48 | 0 | 0 | 0 | EER | BTU/W | 6 | 11.3 | 13.1 | 13.1 | 828.09 | 1506.05 | 6727.5 | 1 |  |  | 828.09 | 1506.05 | 6727.5 | 1 | 1 | 577 | 750 | 1405.09 | 2083.05 | 7304.5 | 1578.09 | 2256.05 | 7477.5 | 2045 | Advanced | 21 | Prevailing local wages, Drive time, Local code requirements, Access, Incentive programs, Existing construction and materials, Moisture issues present, Presence of hazardous materials, Brand recognition, Engineering and design fees, Condition of existing electrical system, Need for additional wiring / switching, Need for condensate line / drain, Condition of existing duct system, Adequacy of existing ventilation, Need for controls and / or zoning, Condition of existing plumbing, Distance between terminal units, Piping run lengths, Pump upgrades, Electrical infrastructure upgrades, Mechanical room expansion and ventilation, Software upgrades, Site assessment, Sound barriers, Ceiling height, Coil upgrades | 3 | 33 | 0 | 2023 | 1) High Value from EIA Report was used as the Upper Bound for Metric 1 since no higher capacity was found
106 | 2023 | Residential | HVAC | Air Conditioner | Packaged Terminal | Electricity | Packaged Terminal Air Conditioner | 2023$ |  | Packaged Terminal Air Conditioner | 0 | 0 | 0 | Cooling Capacity | kBtu/h | 6 | 9 | 9 | 48 | 0 | 0 | 0 | EER | BTU/W | 6 | 11.3 | 13.1 | 13.1 | 828.09 | 1506.05 | 6727.5 | 1 |  |  | 828.09 | 1506.05 | 6727.5 | 1 | 1 | 577 | 750 | 1405.09 | 2083.05 | 7304.5 | 1578.09 | 2256.05 | 7477.5 | 2050 | Advanced | 21 | Prevailing local wages, Drive time, Local code requirements, Access, Incentive programs, Existing construction and materials, Moisture issues present, Presence of hazardous materials, Brand recognition, Engineering and design fees, Condition of existing electrical system, Need for additional wiring / switching, Need for condensate line / drain, Condition of existing duct system, Adequacy of existing ventilation, Need for controls and / or zoning, Condition of existing plumbing, Distance between terminal units, Piping run lengths, Pump upgrades, Electrical infrastructure upgrades, Mechanical room expansion and ventilation, Software upgrades, Site assessment, Sound barriers, Ceiling height, Coil upgrades | 3 | 33 | 0 | 2023 | 1) High Value from EIA Report was used as the Upper Bound for Metric 1 since no higher capacity was found
107 | 2023 | Residential | HVAC | Heat Pump | Packaged Terminal | Electricity | Packaged Terminal Heat Pump | 2023$ |  | Packaged Terminal Heat Pump | 137.619 | 172.0238 | 206.4286 | Cooling Capacity | kBtu/h | 9.5 | 9 | 13.1 | 13.1 | 0 | 0 | 0 | EER | Btu/W | 6 | 11.3 | 13.1 | 13.1 | 214.2857 | 267.8571 | 321.4286 | 1 |  |  | 1452.8571 | 1816.0714 | 2179.2857 | 1 | 1 | 677 | 850 | 2129.8571 | 2493.0714 | 2856.2857 | 2302.8571 | 2666.0714 | 3029.2857 | 2023 | Reference | 21 | Prevailing local wages, Drive time, Local code requirements, Access, Incentive programs, Existing construction and materials, Moisture issues present, Presence of hazardous materials, Brand recognition, Engineering and design fees, Condition of existing electrical system, Need for additional wiring / switching, Need for condensate line / drain, Adequacy of existing ventilation, Need for controls and / or zoning, Condition of existing plumbing, Distance between terminal units, Piping run lengths, Pump upgrades, Electrical infrastructure upgrades, Mechanical room expansion and ventilation, Software upgrades, Site assessment, Sound barriers, Ceiling height, Coil upgrades | 2 | 26 | 0.5223 | 2023 | 1) High Value from EIA Report was used as the Upper Bound for Metric 2 since no higher efficiency was found. Lower value for metric 2 comes from EIA standards data. 2) According to the EIA, efficiency is higher from the advanced case than the reference case. Though the price is constant between the two cases, the changes in efficiency were not reflected within the data because a one variable regression was run without using the efficiency as a variable.
107 | 2023 | Residential | HVAC | Heat Pump | Packaged Terminal | Electricity | Packaged Terminal Heat Pump | 2023$ |  | Packaged Terminal Heat Pump | 137.619 | 172.0238 | 206.4286 | Cooling Capacity | kBtu/h | 9.5 | 9 | 13.1 | 13.1 | 0 | 0 | 0 | EER | BTU/W | 6 | 11.3 | 13.1 | 13.1 | 214.2857 | 267.8571 | 321.4286 | 1 |  |  | 1452.8571 | 1816.0714 | 2179.2857 | 1 | 1 | 677 | 850 | 2129.8571 | 2493.0714 | 2856.2857 | 2302.8571 | 2666.0714 | 3029.2857 | 2030 | Reference | 21 | Prevailing local wages, Drive time, Local code requirements, Access, Incentive programs, Existing construction and materials, Moisture issues present, Presence of hazardous materials, Brand recognition, Engineering and design fees, Condition of existing electrical system, Need for additional wiring / switching, Need for condensate line / drain, Adequacy of existing ventilation, Need for controls and / or zoning, Condition of existing plumbing, Distance between terminal units, Piping run lengths, Pump upgrades, Electrical infrastructure upgrades, Mechanical room expansion and ventilation, Software upgrades, Site assessment, Sound barriers, Ceiling height, Coil upgrades | 2 | 26 | 0.5223 | 2023 | 1) High Value from EIA Report was used as the Upper Bound for Metric 2 since no higher efficiency was found. Lower value for metric 2 comes from EIA standards data. 2) According to the EIA, efficiency is higher from the advanced case than the reference case. Though the price is constant between the two cases, the changes in efficiency were not reflected within the data because a one variable regression was run without using the efficiency as a variable.
107 | 2023 | Residential | HVAC | Heat Pump | Packaged Terminal | Electricity | Packaged Terminal Heat Pump | 2023$ |  | Packaged Terminal Heat Pump | 137.619 | 172.0238 | 206.4286 | Cooling Capacity | kBtu/h | 9.5 | 9 | 13.1 | 13.1 | 0 | 0 | 0 | EER | BTU/W | 6 | 11.3 | 13.1 | 13.1 | 214.2857 | 267.8571 | 321.4286 | 1 |  |  | 1452.8571 | 1816.0714 | 2179.2857 | 1 | 1 | 677 | 850 | 2129.8571 | 2493.0714 | 2856.2857 | 2302.8571 | 2666.0714 | 3029.2857 | 2035 | Reference | 21 | Prevailing local wages, Drive time, Local code requirements, Access, Incentive programs, Existing construction and materials, Moisture issues present, Presence of hazardous materials, Brand recognition, Engineering and design fees, Condition of existing electrical system, Need for additional wiring / switching, Need for condensate line / drain, Adequacy of existing ventilation, Need for controls and / or zoning, Condition of existing plumbing, Distance between terminal units, Piping run lengths, Pump upgrades, Electrical infrastructure upgrades, Mechanical room expansion and ventilation, Software upgrades, Site assessment, Sound barriers, Ceiling height, Coil upgrades | 2 | 26 | 0.5223 | 2023 | 1) High Value from EIA Report was used as the Upper Bound for Metric 2 since no higher efficiency was found. Lower value for metric 2 comes from EIA standards data. 2) According to the EIA, efficiency is higher from the advanced case than the reference case. Though the price is constant between the two cases, the changes in efficiency were not reflected within the data because a one variable regression was run without using the efficiency as a variable.
107 | 2023 | Residential | HVAC | Heat Pump | Packaged Terminal | Electricity | Packaged Terminal Heat Pump | 2023$ |  | Packaged Terminal Heat Pump | 137.619 | 172.0238 | 206.4286 | Cooling Capacity | kBtu/h | 9.5 | 9 | 13.1 | 13.1 | 0 | 0 | 0 | EER | BTU/W | 6 | 11.3 | 13.1 | 13.1 | 214.2857 | 267.8571 | 321.4286 | 1 |  |  | 1452.8571 | 1816.0714 | 2179.2857 | 1 | 1 | 677 | 850 | 2129.8571 | 2493.0714 | 2856.2857 | 2302.8571 | 2666.0714 | 3029.2857 | 2040 | Reference | 21 | Prevailing local wages, Drive time, Local code requirements, Access, Incentive programs, Existing construction and materials, Moisture issues present, Presence of hazardous materials, Brand recognition, Engineering and design fees, Condition of existing electrical system, Need for additional wiring / switching, Need for condensate line / drain, Adequacy of existing ventilation, Need for controls and / or zoning, Condition of existing plumbing, Distance between terminal units, Piping run lengths, Pump upgrades, Electrical infrastructure upgrades, Mechanical room expansion and ventilation, Software upgrades, Site assessment, Sound barriers, Ceiling height, Coil upgrades | 2 | 26 | 0.5223 | 2023 | 1) High Value from EIA Report was used as the Upper Bound for Metric 2 since no higher efficiency was found. Lower value for metric 2 comes from EIA standards data. 2) According to the EIA, efficiency is higher from the advanced case than the reference case. Though the price is constant between the two cases, the changes in efficiency were not reflected within the data because a one variable regression was run without using the efficiency as a variable.
107 | 2023 | Residential | HVAC | Heat Pump | Packaged Terminal | Electricity | Packaged Terminal Heat Pump | 2023$ |  | Packaged Terminal Heat Pump | 137.619 | 172.0238 | 206.4286 | Cooling Capacity | kBtu/h | 9.5 | 9 | 13.1 | 13.1 | 0 | 0 | 0 | EER | BTU/W | 6 | 11.3 | 13.1 | 13.1 | 214.2857 | 267.8571 | 321.4286 | 1 |  |  | 1452.8571 | 1816.0714 | 2179.2857 | 1 | 1 | 677 | 850 | 2129.8571 | 2493.0714 | 2856.2857 | 2302.8571 | 2666.0714 | 3029.2857 | 2045 | Reference | 21 | Prevailing local wages, Drive time, Local code requirements, Access, Incentive programs, Existing construction and materials, Moisture issues present, Presence of hazardous materials, Brand recognition, Engineering and design fees, Condition of existing electrical system, Need for additional wiring / switching, Need for condensate line / drain, Adequacy of existing ventilation, Need for controls and / or zoning, Condition of existing plumbing, Distance between terminal units, Piping run lengths, Pump upgrades, Electrical infrastructure upgrades, Mechanical room expansion and ventilation, Software upgrades, Site assessment, Sound barriers, Ceiling height, Coil upgrades | 2 | 26 | 0.5223 | 2023 | 1) High Value from EIA Report was used as the Upper Bound for Metric 2 since no higher efficiency was found. Lower value for metric 2 comes from EIA standards data. 2) According to the EIA, efficiency is higher from the advanced case than the reference case. Though the price is constant between the two cases, the changes in efficiency were not reflected within the data because a one variable regression was run without using the efficiency as a variable.
107 | 2023 | Residential | HVAC | Heat Pump | Packaged Terminal | Electricity | Packaged Terminal Heat Pump | 2023$ |  | Packaged Terminal Heat Pump | 137.619 | 172.0238 | 206.4286 | Cooling Capacity | kBtu/h | 9.5 | 9 | 13.1 | 13.1 | 0 | 0 | 0 | EER | BTU/W | 6 | 11.3 | 13.1 | 13.1 | 214.2857 | 267.8571 | 321.4286 | 1 |  |  | 1452.8571 | 1816.0714 | 2179.2857 | 1 | 1 | 677 | 850 | 2129.8571 | 2493.0714 | 2856.2857 | 2302.8571 | 2666.0714 | 3029.2857 | 2050 | Reference | 21 | Prevailing local wages, Drive time, Local code requirements, Access, Incentive programs, Existing construction and materials, Moisture issues present, Presence of hazardous materials, Brand recognition, Engineering and design fees, Condition of existing electrical system, Need for additional wiring / switching, Need for condensate line / drain, Adequacy of existing ventilation, Need for controls and / or zoning, Condition of existing plumbing, Distance between terminal units, Piping run lengths, Pump upgrades, Electrical infrastructure upgrades, Mechanical room expansion and ventilation, Software upgrades, Site assessment, Sound barriers, Ceiling height, Coil upgrades | 2 | 26 | 0.5223 | 2023 | 1) High Value from EIA Report was used as the Upper Bound for Metric 2 since no higher efficiency was found. Lower value for metric 2 comes from EIA standards data. 2) According to the EIA, efficiency is higher from the advanced case than the reference case. Though the price is constant between the two cases, the changes in efficiency were not reflected within the data because a one variable regression was run without using the efficiency as a variable.
107 | 2023 | Residential | HVAC | Heat Pump | Packaged Terminal | Electricity | Packaged Terminal Heat Pump | 2023$ |  | Packaged Terminal Heat Pump | 137.619 | 172.0238 | 206.4286 | Cooling Capacity | kBtu/h | 9.5 | 9 | 13.1 | 13.1 | 0 | 0 | 0 | EER | BTU/W | 6 | 11.3 | 13.1 | 13.1 | 214.2857 | 267.8571 | 321.4286 | 1 |  |  | 1452.8571 | 1816.0714 | 2179.2857 | 1 | 1 | 677 | 850 | 2129.8571 | 2493.0714 | 2856.2857 | 2302.8571 | 2666.0714 | 3029.2857 | 2023 | Intermediate | 21 | Prevailing local wages, Drive time, Local code requirements, Access, Incentive programs, Existing construction and materials, Moisture issues present, Presence of hazardous materials, Brand recognition, Engineering and design fees, Condition of existing electrical system, Need for additional wiring / switching, Need for condensate line / drain, Adequacy of existing ventilation, Need for controls and / or zoning, Condition of existing plumbing, Distance between terminal units, Piping run lengths, Pump upgrades, Electrical infrastructure upgrades, Mechanical room expansion and ventilation, Software upgrades, Site assessment, Sound barriers, Ceiling height, Coil upgrades | 2 | 26 | 0.5223 | 2023 | 1) High Value from EIA Report was used as the Upper Bound for Metric 2 since no higher efficiency was found. Lower value for metric 2 comes from EIA standards data. 2) According to the EIA, efficiency is higher from the advanced case than the reference case. Though the price is constant between the two cases, the changes in efficiency were not reflected within the data because a one variable regression was run without using the efficiency as a variable.
107 | 2023 | Residential | HVAC | Heat Pump | Packaged Terminal | Electricity | Packaged Terminal Heat Pump | 2023$ |  | Packaged Terminal Heat Pump | 137.619 | 172.0238 | 206.4286 | Cooling Capacity | kBtu/h | 9.5 | 9 | 13.1 | 13.1 | 0 | 0 | 0 | EER | BTU/W | 6 | 11.3 | 13.1 | 13.1 | 214.2857 | 267.8571 | 321.4286 | 1 |  |  | 1452.8571 | 1816.0714 | 2179.2857 | 1 | 1 | 677 | 850 | 2129.8571 | 2493.0714 | 2856.2857 | 2302.8571 | 2666.0714 | 3029.2857 | 2030 | Intermediate | 21 | Prevailing local wages, Drive time, Local code requirements, Access, Incentive programs, Existing construction and materials, Moisture issues present, Presence of hazardous materials, Brand recognition, Engineering and design fees, Condition of existing electrical system, Need for additional wiring / switching, Need for condensate line / drain, Adequacy of existing ventilation, Need for controls and / or zoning, Condition of existing plumbing, Distance between terminal units, Piping run lengths, Pump upgrades, Electrical infrastructure upgrades, Mechanical room expansion and ventilation, Software upgrades, Site assessment, Sound barriers, Ceiling height, Coil upgrades | 2 | 26 | 0.5223 | 2023 | 1) High Value from EIA Report was used as the Upper Bound for Metric 2 since no higher efficiency was found. Lower value for metric 2 comes from EIA standards data. 2) According to the EIA, efficiency is higher from the advanced case than the reference case. Though the price is constant between the two cases, the changes in efficiency were not reflected within the data because a one variable regression was run without using the efficiency as a variable.
107 | 2023 | Residential | HVAC | Heat Pump | Packaged Terminal | Electricity | Packaged Terminal Heat Pump | 2023$ |  | Packaged Terminal Heat Pump | 137.619 | 172.0238 | 206.4286 | Cooling Capacity | kBtu/h | 9.5 | 9 | 13.1 | 13.1 | 0 | 0 | 0 | EER | BTU/W | 6 | 11.3 | 13.1 | 13.1 | 214.2857 | 267.8571 | 321.4286 | 1 |  |  | 1452.8571 | 1816.0714 | 2179.2857 | 1 | 1 | 677 | 850 | 2129.8571 | 2493.0714 | 2856.2857 | 2302.8571 | 2666.0714 | 3029.2857 | 2035 | Intermediate | 21 | Prevailing local wages, Drive time, Local code requirements, Access, Incentive programs, Existing construction and materials, Moisture issues present, Presence of hazardous materials, Brand recognition, Engineering and design fees, Condition of existing electrical system, Need for additional wiring / switching, Need for condensate line / drain, Adequacy of existing ventilation, Need for controls and / or zoning, Condition of existing plumbing, Distance between terminal units, Piping run lengths, Pump upgrades, Electrical infrastructure upgrades, Mechanical room expansion and ventilation, Software upgrades, Site assessment, Sound barriers, Ceiling height, Coil upgrades | 2 | 26 | 0.5223 | 2023 | 1) High Value from EIA Report was used as the Upper Bound for Metric 2 since no higher efficiency was found. Lower value for metric 2 comes from EIA standards data. 2) According to the EIA, efficiency is higher from the advanced case than the reference case. Though the price is constant between the two cases, the changes in efficiency were not reflected within the data because a one variable regression was run without using the efficiency as a variable.
107 | 2023 | Residential | HVAC | Heat Pump | Packaged Terminal | Electricity | Packaged Terminal Heat Pump | 2023$ |  | Packaged Terminal Heat Pump | 137.619 | 172.0238 | 206.4286 | Cooling Capacity | kBtu/h | 9.5 | 9 | 13.1 | 13.1 | 0 | 0 | 0 | EER | BTU/W | 6 | 11.3 | 13.1 | 13.1 | 214.2857 | 267.8571 | 321.4286 | 1 |  |  | 1452.8571 | 1816.0714 | 2179.2857 | 1 | 1 | 677 | 850 | 2129.8571 | 2493.0714 | 2856.2857 | 2302.8571 | 2666.0714 | 3029.2857 | 2040 | Intermediate | 21 | Prevailing local wages, Drive time, Local code requirements, Access, Incentive programs, Existing construction and materials, Moisture issues present, Presence of hazardous materials, Brand recognition, Engineering and design fees, Condition of existing electrical system, Need for additional wiring / switching, Need for condensate line / drain, Adequacy of existing ventilation, Need for controls and / or zoning, Condition of existing plumbing, Distance between terminal units, Piping run lengths, Pump upgrades, Electrical infrastructure upgrades, Mechanical room expansion and ventilation, Software upgrades, Site assessment, Sound barriers, Ceiling height, Coil upgrades | 2 | 26 | 0.5223 | 2023 | 1) High Value from EIA Report was used as the Upper Bound for Metric 2 since no higher efficiency was found. Lower value for metric 2 comes from EIA standards data. 2) According to the EIA, efficiency is higher from the advanced case than the reference case. Though the price is constant between the two cases, the changes in efficiency were not reflected within the data because a one variable regression was run without using the efficiency as a variable.
107 | 2023 | Residential | HVAC | Heat Pump | Packaged Terminal | Electricity | Packaged Terminal Heat Pump | 2023$ |  | Packaged Terminal Heat Pump | 137.619 | 172.0238 | 206.4286 | Cooling Capacity | kBtu/h | 9.5 | 9 | 13.1 | 13.1 | 0 | 0 | 0 | EER | BTU/W | 6 | 11.3 | 13.1 | 13.1 | 214.2857 | 267.8571 | 321.4286 | 1 |  |  | 1452.8571 | 1816.0714 | 2179.2857 | 1 | 1 | 677 | 850 | 2129.8571 | 2493.0714 | 2856.2857 | 2302.8571 | 2666.0714 | 3029.2857 | 2045 | Intermediate | 21 | Prevailing local wages, Drive time, Local code requirements, Access, Incentive programs, Existing construction and materials, Moisture issues present, Presence of hazardous materials, Brand recognition, Engineering and design fees, Condition of existing electrical system, Need for additional wiring / switching, Need for condensate line / drain, Adequacy of existing ventilation, Need for controls and / or zoning, Condition of existing plumbing, Distance between terminal units, Piping run lengths, Pump upgrades, Electrical infrastructure upgrades, Mechanical room expansion and ventilation, Software upgrades, Site assessment, Sound barriers, Ceiling height, Coil upgrades | 2 | 26 | 0.5223 | 2023 | 1) High Value from EIA Report was used as the Upper Bound for Metric 2 since no higher efficiency was found. Lower value for metric 2 comes from EIA standards data. 2) According to the EIA, efficiency is higher from the advanced case than the reference case. Though the price is constant between the two cases, the changes in efficiency were not reflected within the data because a one variable regression was run without using the efficiency as a variable.
107 | 2023 | Residential | HVAC | Heat Pump | Packaged Terminal | Electricity | Packaged Terminal Heat Pump | 2023$ |  | Packaged Terminal Heat Pump | 137.619 | 172.0238 | 206.4286 | Cooling Capacity | kBtu/h | 9.5 | 9 | 13.1 | 13.1 | 0 | 0 | 0 | EER | BTU/W | 6 | 11.3 | 13.1 | 13.1 | 214.2857 | 267.8571 | 321.4286 | 1 |  |  | 1452.8571 | 1816.0714 | 2179.2857 | 1 | 1 | 677 | 850 | 2129.8571 | 2493.0714 | 2856.2857 | 2302.8571 | 2666.0714 | 3029.2857 | 2050 | Intermediate | 21 | Prevailing local wages, Drive time, Local code requirements, Access, Incentive programs, Existing construction and materials, Moisture issues present, Presence of hazardous materials, Brand recognition, Engineering and design fees, Condition of existing electrical system, Need for additional wiring / switching, Need for condensate line / drain, Adequacy of existing ventilation, Need for controls and / or zoning, Condition of existing plumbing, Distance between terminal units, Piping run lengths, Pump upgrades, Electrical infrastructure upgrades, Mechanical room expansion and ventilation, Software upgrades, Site assessment, Sound barriers, Ceiling height, Coil upgrades | 2 | 26 | 0.5223 | 2023 | 1) High Value from EIA Report was used as the Upper Bound for Metric 2 since no higher efficiency was found. Lower value for metric 2 comes from EIA standards data. 2) According to the EIA, efficiency is higher from the advanced case than the reference case. Though the price is constant between the two cases, the changes in efficiency were not reflected within the data because a one variable regression was run without using the efficiency as a variable.
107 | 2023 | Residential | HVAC | Heat Pump | Packaged Terminal | Electricity | Packaged Terminal Heat Pump | 2023$ |  | Packaged Terminal Heat Pump | 137.619 | 172.0238 | 206.4286 | Cooling Capacity | kBtu/h | 9.5 | 9 | 13.1 | 13.1 | 0 | 0 | 0 | EER | BTU/W | 6 | 11.3 | 13.1 | 13.1 | 214.2857 | 267.8571 | 321.4286 | 1 |  |  | 1452.8571 | 1816.0714 | 2179.2857 | 1 | 1 | 677 | 850 | 2129.8571 | 2493.0714 | 2856.2857 | 2302.8571 | 2666.0714 | 3029.2857 | 2023 | Advanced | 21 | Prevailing local wages, Drive time, Local code requirements, Access, Incentive programs, Existing construction and materials, Moisture issues present, Presence of hazardous materials, Brand recognition, Engineering and design fees, Condition of existing electrical system, Need for additional wiring / switching, Need for condensate line / drain, Adequacy of existing ventilation, Need for controls and / or zoning, Condition of existing plumbing, Distance between terminal units, Piping run lengths, Pump upgrades, Electrical infrastructure upgrades, Mechanical room expansion and ventilation, Software upgrades, Site assessment, Sound barriers, Ceiling height, Coil upgrades | 2 | 26 | 0.5223 | 2023 | 1) High Value from EIA Report was used as the Upper Bound for Metric 2 since no higher efficiency was found. Lower value for metric 2 comes from EIA standards data. 2) According to the EIA, efficiency is higher from the advanced case than the reference case. Though the price is constant between the two cases, the changes in efficiency were not reflected within the data because a one variable regression was run without using the efficiency as a variable.
107 | 2023 | Residential | HVAC | Heat Pump | Packaged Terminal | Electricity | Packaged Terminal Heat Pump | 2023$ |  | Packaged Terminal Heat Pump | 137.619 | 172.0238 | 206.4286 | Cooling Capacity | kBtu/h | 9.5 | 9 | 13.1 | 13.1 | 0 | 0 | 0 | EER | BTU/W | 6 | 11.3 | 13.1 | 13.1 | 214.2857 | 267.8571 | 321.4286 | 1 |  |  | 1452.8571 | 1816.0714 | 2179.2857 | 1 | 1 | 677 | 850 | 2129.8571 | 2493.0714 | 2856.2857 | 2302.8571 | 2666.0714 | 3029.2857 | 2030 | Advanced | 21 | Prevailing local wages, Drive time, Local code requirements, Access, Incentive programs, Existing construction and materials, Moisture issues present, Presence of hazardous materials, Brand recognition, Engineering and design fees, Condition of existing electrical system, Need for additional wiring / switching, Need for condensate line / drain, Adequacy of existing ventilation, Need for controls and / or zoning, Condition of existing plumbing, Distance between terminal units, Piping run lengths, Pump upgrades, Electrical infrastructure upgrades, Mechanical room expansion and ventilation, Software upgrades, Site assessment, Sound barriers, Ceiling height, Coil upgrades | 2 | 26 | 0.5223 | 2023 | 1) High Value from EIA Report was used as the Upper Bound for Metric 2 since no higher efficiency was found. Lower value for metric 2 comes from EIA standards data. 2) According to the EIA, efficiency is higher from the advanced case than the reference case. Though the price is constant between the two cases, the changes in efficiency were not reflected within the data because a one variable regression was run without using the efficiency as a variable.
107 | 2023 | Residential | HVAC | Heat Pump | Packaged Terminal | Electricity | Packaged Terminal Heat Pump | 2023$ |  | Packaged Terminal Heat Pump | 137.619 | 172.0238 | 206.4286 | Cooling Capacity | kBtu/h | 9.5 | 9 | 13.1 | 13.1 | 0 | 0 | 0 | EER | BTU/W | 6 | 11.3 | 13.1 | 13.1 | 214.2857 | 267.8571 | 321.4286 | 1 |  |  | 1452.8571 | 1816.0714 | 2179.2857 | 1 | 1 | 677 | 850 | 2129.8571 | 2493.0714 | 2856.2857 | 2302.8571 | 2666.0714 | 3029.2857 | 2035 | Advanced | 21 | Prevailing local wages, Drive time, Local code requirements, Access, Incentive programs, Existing construction and materials, Moisture issues present, Presence of hazardous materials, Brand recognition, Engineering and design fees, Condition of existing electrical system, Need for additional wiring / switching, Need for condensate line / drain, Adequacy of existing ventilation, Need for controls and / or zoning, Condition of existing plumbing, Distance between terminal units, Piping run lengths, Pump upgrades, Electrical infrastructure upgrades, Mechanical room expansion and ventilation, Software upgrades, Site assessment, Sound barriers, Ceiling height, Coil upgrades | 2 | 26 | 0.5223 | 2023 | 1) High Value from EIA Report was used as the Upper Bound for Metric 2 since no higher efficiency was found. Lower value for metric 2 comes from EIA standards data. 2) According to the EIA, efficiency is higher from the advanced case than the reference case. Though the price is constant between the two cases, the changes in efficiency were not reflected within the data because a one variable regression was run without using the efficiency as a variable.
107 | 2023 | Residential | HVAC | Heat Pump | Packaged Terminal | Electricity | Packaged Terminal Heat Pump | 2023$ |  | Packaged Terminal Heat Pump | 137.619 | 172.0238 | 206.4286 | Cooling Capacity | kBtu/h | 9.5 | 9 | 13.1 | 13.1 | 0 | 0 | 0 | EER | BTU/W | 6 | 11.3 | 13.1 | 13.1 | 214.2857 | 267.8571 | 321.4286 | 1 |  |  | 1452.8571 | 1816.0714 | 2179.2857 | 1 | 1 | 677 | 850 | 2129.8571 | 2493.0714 | 2856.2857 | 2302.8571 | 2666.0714 | 3029.2857 | 2040 | Advanced | 21 | Prevailing local wages, Drive time, Local code requirements, Access, Incentive programs, Existing construction and materials, Moisture issues present, Presence of hazardous materials, Brand recognition, Engineering and design fees, Condition of existing electrical system, Need for additional wiring / switching, Need for condensate line / drain, Adequacy of existing ventilation, Need for controls and / or zoning, Condition of existing plumbing, Distance between terminal units, Piping run lengths, Pump upgrades, Electrical infrastructure upgrades, Mechanical room expansion and ventilation, Software upgrades, Site assessment, Sound barriers, Ceiling height, Coil upgrades | 2 | 26 | 0.5223 | 2023 | 1) High Value from EIA Report was used as the Upper Bound for Metric 2 since no higher efficiency was found. Lower value for metric 2 comes from EIA standards data. 2) According to the EIA, efficiency is higher from the advanced case than the reference case. Though the price is constant between the two cases, the changes in efficiency were not reflected within the data because a one variable regression was run without using the efficiency as a variable.
107 | 2023 | Residential | HVAC | Heat Pump | Packaged Terminal | Electricity | Packaged Terminal Heat Pump | 2023$ |  | Packaged Terminal Heat Pump | 137.619 | 172.0238 | 206.4286 | Cooling Capacity | kBtu/h | 9.5 | 9 | 13.1 | 13.1 | 0 | 0 | 0 | EER | BTU/W | 6 | 11.3 | 13.1 | 13.1 | 214.2857 | 267.8571 | 321.4286 | 1 |  |  | 1452.8571 | 1816.0714 | 2179.2857 | 1 | 1 | 677 | 850 | 2129.8571 | 2493.0714 | 2856.2857 | 2302.8571 | 2666.0714 | 3029.2857 | 2045 | Advanced | 21 | Prevailing local wages, Drive time, Local code requirements, Access, Incentive programs, Existing construction and materials, Moisture issues present, Presence of hazardous materials, Brand recognition, Engineering and design fees, Condition of existing electrical system, Need for additional wiring / switching, Need for condensate line / drain, Adequacy of existing ventilation, Need for controls and / or zoning, Condition of existing plumbing, Distance between terminal units, Piping run lengths, Pump upgrades, Electrical infrastructure upgrades, Mechanical room expansion and ventilation, Software upgrades, Site assessment, Sound barriers, Ceiling height, Coil upgrades | 2 | 26 | 0.5223 | 2023 | 1) High Value from EIA Report was used as the Upper Bound for Metric 2 since no higher efficiency was found. Lower value for metric 2 comes from EIA standards data. 2) According to the EIA, efficiency is higher from the advanced case than the reference case. Though the price is constant between the two cases, the changes in efficiency were not reflected within the data because a one variable regression was run without using the efficiency as a variable.
107 | 2023 | Residential | HVAC | Heat Pump | Packaged Terminal | Electricity | Packaged Terminal Heat Pump | 2023$ |  | Packaged Terminal Heat Pump | 137.619 | 172.0238 | 206.4286 | Cooling Capacity | kBtu/h | 9.5 | 9 | 13.1 | 13.1 | 0 | 0 | 0 | EER | BTU/W | 6 | 11.3 | 13.1 | 13.1 | 214.2857 | 267.8571 | 321.4286 | 1 |  |  | 1452.8571 | 1816.0714 | 2179.2857 | 1 | 1 | 677 | 850 | 2129.8571 | 2493.0714 | 2856.2857 | 2302.8571 | 2666.0714 | 3029.2857 | 2050 | Advanced | 21 | Prevailing local wages, Drive time, Local code requirements, Access, Incentive programs, Existing construction and materials, Moisture issues present, Presence of hazardous materials, Brand recognition, Engineering and design fees, Condition of existing electrical system, Need for additional wiring / switching, Need for condensate line / drain, Adequacy of existing ventilation, Need for controls and / or zoning, Condition of existing plumbing, Distance between terminal units, Piping run lengths, Pump upgrades, Electrical infrastructure upgrades, Mechanical room expansion and ventilation, Software upgrades, Site assessment, Sound barriers, Ceiling height, Coil upgrades | 2 | 26 | 0.5223 | 2023 | 1) High Value from EIA Report was used as the Upper Bound for Metric 2 since no higher efficiency was found. Lower value for metric 2 comes from EIA standards data. 2) According to the EIA, efficiency is higher from the advanced case than the reference case. Though the price is constant between the two cases, the changes in efficiency were not reflected within the data because a one variable regression was run without using the efficiency as a variable.
108 | 2023 | Residential | Envelope | Pipe Insulation |  |  | Pipe Insulation | 2023$/sqft | Pipe Insulation |  | 0.14163 | 0.29478 | 0.3462 | R-value | ft2*degF*h/Btu | 1.2 | 4 | 17.6 | 17.6 | 0 | 0 | 0 | Square Feet | ft2 | 0 | 106 | 0 | 0 | 0.80464 | 0.99009 | 2.5333 | 106 | Square Feet | ft2 | 145.3427 | 229.9344 | 415.3218 | 2.2823 | 2.2823 | 0 | 0 | 331.7175 | 524.7819 | 947.8938 | 331.7175 | 524.7819 | 947.8938 | 2023 | Reference | 999 | Prevailing local wages, Drive time, Local code requirements, Attic height, Roof slope, Access, Presence/condition/type of existing insulation, Existing construction and materials, Moisture issues present, Presence of hazardous materials, Nature/size of leaks, Crawlspace height | 2 | 208 | 0.1642 | 2023 | Assumes for the reference case that raw material prices will increase over the coming decades. Assumed for the advanced case that energy dependency will move away from oil and gas causing a higher supply of raw materials used to make insulation which will lower the material costs. Assumes typical duct length of 408 ft per house with an average pipe diameter of 1 inch to calculate total sqft of 106 for typical pipe covering. Retrofit labor is assumed to be the same as new construction.
108 | 2023 | Residential | Envelope | Pipe Insulation |  |  | Pipe Insulation | 2023$/sqft | Pipe Insulation |  | 0.15579 | 0.32425 | 0.38082 | R-value | ft2*degF*h/Btu | 1.2 | 4 | 17.6 | 17.6 | 0 | 0 | 0 | Square Feet | ft2 | 0 | 106 | 0 | 0 | 0.8851 | 1.0891 | 2.7866 | 106 | Square Feet | ft2 | 159.877 | 252.9278 | 456.854 | 2.2823 | 2.2823 | 0 | 0 | 364.8892 | 577.2601 | 1042.6832 | 364.8892 | 577.2601 | 1042.6832 | 2030 | Reference | 999 | Prevailing local wages, Drive time, Local code requirements, Attic height, Roof slope, Access, Presence/condition/type of existing insulation, Existing construction and materials, Moisture issues present, Presence of hazardous materials, Nature/size of leaks, Crawlspace height | 2 | 208 | 0.1642 | 2023 | Assumes for the reference case that raw material prices will increase over the coming decades. Assumed for the advanced case that energy dependency will move away from oil and gas causing a higher supply of raw materials used to make insulation which will lower the material costs. Assumes typical duct length of 408 ft per house with an average pipe diameter of 1 inch to calculate total sqft of 106 for typical pipe covering. Retrofit labor is assumed to be the same as new construction.
108 | 2023 | Residential | Envelope | Pipe Insulation |  |  | Pipe Insulation | 2023$/sqft | Pipe Insulation |  | 0.16358 | 0.34047 | 0.39986 | R-value | ft2*degF*h/Btu | 1.2 | 4 | 17.6 | 17.6 | 0 | 0 | 0 | Square Feet | ft2 | 0 | 106 | 0 | 0 | 0.92936 | 1.1436 | 2.926 | 106 | Square Feet | ft2 | 167.8709 | 265.5742 | 479.6967 | 2.2823 | 2.2823 | 0 | 0 | 383.1337 | 606.1231 | 1094.8173 | 383.1337 | 606.1231 | 1094.8173 | 2035 | Reference | 999 | Prevailing local wages, Drive time, Local code requirements, Attic height, Roof slope, Access, Presence/condition/type of existing insulation, Existing construction and materials, Moisture issues present, Presence of hazardous materials, Nature/size of leaks, Crawlspace height | 2 | 208 | 0.1642 | 2023 | Assumes for the reference case that raw material prices will increase over the coming decades. Assumed for the advanced case that energy dependency will move away from oil and gas causing a higher supply of raw materials used to make insulation which will lower the material costs. Assumes typical duct length of 408 ft per house with an average pipe diameter of 1 inch to calculate total sqft of 106 for typical pipe covering. Retrofit labor is assumed to be the same as new construction.
108 | 2023 | Residential | Envelope | Pipe Insulation |  |  | Pipe Insulation | 2023$/sqft | Pipe Insulation |  | 0.17137 | 0.35668 | 0.41891 | R-value | ft2*degF*h/Btu | 1.2 | 4 | 17.6 | 17.6 | 0 | 0 | 0 | Square Feet | ft2 | 0 | 106 | 0 | 0 | 0.97361 | 1.198 | 3.0653 | 106 | Square Feet | ft2 | 175.8647 | 278.2206 | 502.5394 | 2.2823 | 2.2823 | 0 | 0 | 401.3781 | 634.9861 | 1146.9515 | 401.3781 | 634.9861 | 1146.9515 | 2040 | Reference | 999 | Prevailing local wages, Drive time, Local code requirements, Attic height, Roof slope, Access, Presence/condition/type of existing insulation, Existing construction and materials, Moisture issues present, Presence of hazardous materials, Nature/size of leaks, Crawlspace height | 2 | 208 | 0.1642 | 2023 | Assumes for the reference case that raw material prices will increase over the coming decades. Assumed for the advanced case that energy dependency will move away from oil and gas causing a higher supply of raw materials used to make insulation which will lower the material costs. Assumes typical duct length of 408 ft per house with an average pipe diameter of 1 inch to calculate total sqft of 106 for typical pipe covering. Retrofit labor is assumed to be the same as new construction.
108 | 2023 | Residential | Envelope | Pipe Insulation |  |  | Pipe Insulation | 2023$/sqft | Pipe Insulation |  | 0.17509 | 0.36442 | 0.42799 | R-value | ft2*degF*h/Btu | 1.2 | 4 | 17.6 | 17.6 | 0 | 0 | 0 | Square Feet | ft2 | 0 | 106 | 0 | 0 | 0.99473 | 1.224 | 3.1318 | 106 | Square Feet | ft2 | 179.68 | 284.2563 | 513.4416 | 2.2823 | 2.2823 | 0 | 0 | 410.0857 | 648.7616 | 1171.8337 | 410.0857 | 648.7616 | 1171.8337 | 2045 | Reference | 999 | Prevailing local wages, Drive time, Local code requirements, Attic height, Roof slope, Access, Presence/condition/type of existing insulation, Existing construction and materials, Moisture issues present, Presence of hazardous materials, Nature/size of leaks, Crawlspace height | 2 | 208 | 0.1642 | 2023 | Assumes for the reference case that raw material prices will increase over the coming decades. Assumed for the advanced case that energy dependency will move away from oil and gas causing a higher supply of raw materials used to make insulation which will lower the material costs. Assumes typical duct length of 408 ft per house with an average pipe diameter of 1 inch to calculate total sqft of 106 for typical pipe covering. Retrofit labor is assumed to be the same as new construction.
108 | 2023 | Residential | Envelope | Pipe Insulation |  |  | Pipe Insulation | 2023$/sqft | Pipe Insulation |  | 0.17881 | 0.37215 | 0.43708 | R-value | ft2*degF*h/Btu | 1.2 | 4 | 17.6 | 17.6 | 0 | 0 | 0 | Square Feet | ft2 | 0 | 106 | 0 | 0 | 1.0159 | 1.25 | 3.1983 | 106 | Square Feet | ft2 | 183.4952 | 290.2921 | 524.3437 | 2.2823 | 2.2823 | 0 | 0 | 418.7933 | 662.5371 | 1196.7159 | 418.7933 | 662.5371 | 1196.7159 | 2050 | Reference | 999 | Prevailing local wages, Drive time, Local code requirements, Attic height, Roof slope, Access, Presence/condition/type of existing insulation, Existing construction and materials, Moisture issues present, Presence of hazardous materials, Nature/size of leaks, Crawlspace height | 2 | 208 | 0.1642 | 2023 | Assumes for the reference case that raw material prices will increase over the coming decades. Assumed for the advanced case that energy dependency will move away from oil and gas causing a higher supply of raw materials used to make insulation which will lower the material costs. Assumes typical duct length of 408 ft per house with an average pipe diameter of 1 inch to calculate total sqft of 106 for typical pipe covering. Retrofit labor is assumed to be the same as new construction.
108 | 2023 | Residential | Envelope | Pipe Insulation |  |  | Pipe Insulation | 2023$/sqft | Pipe Insulation |  | 0.14163 | 0.29478 | 0.3462 | R-value | ft2*degF*h/Btu | 1.2 | 4 | 17.6 | 17.6 | 0 | 0 | 0 | Square Feet | ft2 | 0 | 106 | 0 | 0 | 0.80464 | 0.99009 | 2.5333 | 106 | Square Feet | ft2 | 145.3427 | 229.9344 | 415.3218 | 2.2823 | 2.2823 | 0 | 0 | 331.7175 | 524.7819 | 947.8938 | 331.7175 | 524.7819 | 947.8938 | 2023 | Intermediate | 999 | Prevailing local wages, Drive time, Local code requirements, Attic height, Roof slope, Access, Presence/condition/type of existing insulation, Existing construction and materials, Moisture issues present, Presence of hazardous materials, Nature/size of leaks, Crawlspace height | 2 | 208 | 0.1642 | 2023 | Assumes for the reference case that raw material prices will increase over the coming decades. Assumed for the advanced case that energy dependency will move away from oil and gas causing a higher supply of raw materials used to make insulation which will lower the material costs. Assumes typical duct length of 408 ft per house with an average pipe diameter of 1 inch to calculate total sqft of 106 for typical pipe covering. Retrofit labor is assumed to be the same as new construction.
108 | 2023 | Residential | Envelope | Pipe Insulation |  |  | Pipe Insulation | 2023$/sqft | Pipe Insulation |  | 0.14163 | 0.29478 | 0.3462 | R-value | ft2*degF*h/Btu | 1.2 | 4 | 17.6 | 17.6 | 0 | 0 | 0 | Square Feet | ft2 | 0 | 106 | 0 | 0 | 0.80464 | 0.99009 | 2.5333 | 106 | Square Feet | ft2 | 145.3427 | 229.9344 | 415.3218 | 2.2823 | 2.2823 | 0 | 0 | 331.7175 | 524.7819 | 947.8938 | 331.7175 | 524.7819 | 947.8938 | 2030 | Intermediate | 999 | Prevailing local wages, Drive time, Local code requirements, Attic height, Roof slope, Access, Presence/condition/type of existing insulation, Existing construction and materials, Moisture issues present, Presence of hazardous materials, Nature/size of leaks, Crawlspace height | 2 | 208 | 0.1642 | 2023 | Assumes for the reference case that raw material prices will increase over the coming decades. Assumed for the advanced case that energy dependency will move away from oil and gas causing a higher supply of raw materials used to make insulation which will lower the material costs. Assumes typical duct length of 408 ft per house with an average pipe diameter of 1 inch to calculate total sqft of 106 for typical pipe covering. Retrofit labor is assumed to be the same as new construction.
108 | 2023 | Residential | Envelope | Pipe Insulation |  |  | Pipe Insulation | 2023$/sqft | Pipe Insulation |  | 0.14234 | 0.29625 | 0.34793 | R-value | ft2*degF*h/Btu | 1.2 | 4 | 17.6 | 17.6 | 0 | 0 | 0 | Square Feet | ft2 | 0 | 106 | 0 | 0 | 0.80866 | 0.99504 | 2.546 | 106 | Square Feet | ft2 | 146.0695 | 231.084 | 417.3984 | 2.2823 | 2.2823 | 0 | 0 | 333.3761 | 527.4058 | 952.6333 | 333.3761 | 527.4058 | 952.6333 | 2035 | Intermediate | 999 | Prevailing local wages, Drive time, Local code requirements, Attic height, Roof slope, Access, Presence/condition/type of existing insulation, Existing construction and materials, Moisture issues present, Presence of hazardous materials, Nature/size of leaks, Crawlspace height | 2 | 208 | 0.1642 | 2023 | Assumes for the reference case that raw material prices will increase over the coming decades. Assumed for the advanced case that energy dependency will move away from oil and gas causing a higher supply of raw materials used to make insulation which will lower the material costs. Assumes typical duct length of 408 ft per house with an average pipe diameter of 1 inch to calculate total sqft of 106 for typical pipe covering. Retrofit labor is assumed to be the same as new construction.
108 | 2023 | Residential | Envelope | Pipe Insulation |  |  | Pipe Insulation | 2023$/sqft | Pipe Insulation |  | 0.14305 | 0.29772 | 0.34967 | R-value | ft2*degF*h/Btu | 1.2 | 4 | 17.6 | 17.6 | 0 | 0 | 0 | Square Feet | ft2 | 0 | 106 | 0 | 0 | 0.81268 | 0.99999 | 2.5587 | 106 | Square Feet | ft2 | 146.7962 | 232.2337 | 419.475 | 2.2823 | 2.2823 | 0 | 0 | 335.0346 | 530.0297 | 957.3727 | 335.0346 | 530.0297 | 957.3727 | 2040 | Intermediate | 999 | Prevailing local wages, Drive time, Local code requirements, Attic height, Roof slope, Access, Presence/condition/type of existing insulation, Existing construction and materials, Moisture issues present, Presence of hazardous materials, Nature/size of leaks, Crawlspace height | 2 | 208 | 0.1642 | 2023 | Assumes for the reference case that raw material prices will increase over the coming decades. Assumed for the advanced case that energy dependency will move away from oil and gas causing a higher supply of raw materials used to make insulation which will lower the material costs. Assumes typical duct length of 408 ft per house with an average pipe diameter of 1 inch to calculate total sqft of 106 for typical pipe covering. Retrofit labor is assumed to be the same as new construction.
108 | 2023 | Residential | Envelope | Pipe Insulation |  |  | Pipe Insulation | 2023$/sqft | Pipe Insulation |  | 0.14204 | 0.29562 | 0.3472 | R-value | ft2*degF*h/Btu | 1.2 | 4 | 17.6 | 17.6 | 0 | 0 | 0 | Square Feet | ft2 | 0 | 106 | 0 | 0 | 0.80695 | 0.99293 | 2.5406 | 106 | Square Feet | ft2 | 145.7606 | 230.5954 | 416.5158 | 2.2823 | 2.2823 | 0 | 0 | 332.6712 | 526.2906 | 950.619 | 332.6712 | 526.2906 | 950.619 | 2045 | Intermediate | 999 | Prevailing local wages, Drive time, Local code requirements, Attic height, Roof slope, Access, Presence/condition/type of existing insulation, Existing construction and materials, Moisture issues present, Presence of hazardous materials, Nature/size of leaks, Crawlspace height | 2 | 208 | 0.1642 | 2023 | Assumes for the reference case that raw material prices will increase over the coming decades. Assumed for the advanced case that energy dependency will move away from oil and gas causing a higher supply of raw materials used to make insulation which will lower the material costs. Assumes typical duct length of 408 ft per house with an average pipe diameter of 1 inch to calculate total sqft of 106 for typical pipe covering. Retrofit labor is assumed to be the same as new construction.
108 | 2023 | Residential | Envelope | Pipe Insulation |  |  | Pipe Insulation | 2023$/sqft | Pipe Insulation |  | 0.14103 | 0.29352 | 0.34473 | R-value | ft2*degF*h/Btu | 1.2 | 4 | 17.6 | 17.6 | 0 | 0 | 0 | Square Feet | ft2 | 0 | 106 | 0 | 0 | 0.80122 | 0.98588 | 2.5226 | 106 | Square Feet | ft2 | 144.725 | 228.9571 | 413.5567 | 2.2823 | 2.2823 | 0 | 0 | 330.3077 | 522.5516 | 943.8652 | 330.3077 | 522.5516 | 943.8652 | 2050 | Intermediate | 999 | Prevailing local wages, Drive time, Local code requirements, Attic height, Roof slope, Access, Presence/condition/type of existing insulation, Existing construction and materials, Moisture issues present, Presence of hazardous materials, Nature/size of leaks, Crawlspace height | 2 | 208 | 0.1642 | 2023 | Assumes for the reference case that raw material prices will increase over the coming decades. Assumed for the advanced case that energy dependency will move away from oil and gas causing a higher supply of raw materials used to make insulation which will lower the material costs. Assumes typical duct length of 408 ft per house with an average pipe diameter of 1 inch to calculate total sqft of 106 for typical pipe covering. Retrofit labor is assumed to be the same as new construction.
108 | 2023 | Residential | Envelope | Pipe Insulation |  |  | Pipe Insulation | 2023$/sqft | Pipe Insulation |  | 0.14163 | 0.29478 | 0.3462 | R-value | ft2*degF*h/Btu | 1.2 | 4 | 17.6 | 17.6 | 0 | 0 | 0 | Square Feet | ft2 | 0 | 106 | 0 | 0 | 0.80464 | 0.99009 | 2.5333 | 106 | Square Feet | ft2 | 145.3427 | 229.9344 | 415.3218 | 2.2823 | 2.2823 | 0 | 0 | 331.7175 | 524.7819 | 947.8938 | 331.7175 | 524.7819 | 947.8938 | 2023 | Advanced | 999 | Prevailing local wages, Drive time, Local code requirements, Attic height, Roof slope, Access, Presence/condition/type of existing insulation, Existing construction and materials, Moisture issues present, Presence of hazardous materials, Nature/size of leaks, Crawlspace height | 2 | 208 | 0.1642 | 2023 | Assumes for the reference case that raw material prices will increase over the coming decades. Assumed for the advanced case that energy dependency will move away from oil and gas causing a higher supply of raw materials used to make insulation which will lower the material costs. Assumes typical duct length of 408 ft per house with an average pipe diameter of 1 inch to calculate total sqft of 106 for typical pipe covering. Retrofit labor is assumed to be the same as new construction.
108 | 2023 | Residential | Envelope | Pipe Insulation |  |  | Pipe Insulation | 2023$/sqft | Pipe Insulation |  | 0.12747 | 0.2653 | 0.31158 | R-value | ft2*degF*h/Btu | 1.2 | 4 | 17.6 | 17.6 | 0 | 0 | 0 | Square Feet | ft2 | 0 | 106 | 0 | 0 | 0.72417 | 0.89108 | 2.28 | 106 | Square Feet | ft2 | 130.8085 | 206.9409 | 373.7896 | 2.2823 | 2.2823 | 0 | 0 | 298.5457 | 472.3037 | 853.1044 | 298.5457 | 472.3037 | 853.1044 | 2030 | Advanced | 999 | Prevailing local wages, Drive time, Local code requirements, Attic height, Roof slope, Access, Presence/condition/type of existing insulation, Existing construction and materials, Moisture issues present, Presence of hazardous materials, Nature/size of leaks, Crawlspace height | 2 | 208 | 0.1642 | 2023 | Assumes for the reference case that raw material prices will increase over the coming decades. Assumed for the advanced case that energy dependency will move away from oil and gas causing a higher supply of raw materials used to make insulation which will lower the material costs. Assumes typical duct length of 408 ft per house with an average pipe diameter of 1 inch to calculate total sqft of 106 for typical pipe covering. Retrofit labor is assumed to be the same as new construction.
108 | 2023 | Residential | Envelope | Pipe Insulation |  |  | Pipe Insulation | 2023$/sqft | Pipe Insulation |  | 0.12109 | 0.25203 | 0.296 | R-value | ft2*degF*h/Btu | 1.2 | 4 | 17.6 | 17.6 | 0 | 0 | 0 | Square Feet | ft2 | 0 | 106 | 0 | 0 | 0.68797 | 0.84653 | 2.166 | 106 | Square Feet | ft2 | 124.268 | 196.5939 | 355.1001 | 2.2823 | 2.2823 | 0 | 0 | 283.6184 | 448.6885 | 810.4492 | 283.6184 | 448.6885 | 810.4492 | 2035 | Advanced | 999 | Prevailing local wages, Drive time, Local code requirements, Attic height, Roof slope, Access, Presence/condition/type of existing insulation, Existing construction and materials, Moisture issues present, Presence of hazardous materials, Nature/size of leaks, Crawlspace height | 2 | 208 | 0.1642 | 2023 | Assumes for the reference case that raw material prices will increase over the coming decades. Assumed for the advanced case that energy dependency will move away from oil and gas causing a higher supply of raw materials used to make insulation which will lower the material costs. Assumes typical duct length of 408 ft per house with an average pipe diameter of 1 inch to calculate total sqft of 106 for typical pipe covering. Retrofit labor is assumed to be the same as new construction.
108 | 2023 | Residential | Envelope | Pipe Insulation |  |  | Pipe Insulation | 2023$/sqft | Pipe Insulation |  | 0.11472 | 0.23877 | 0.28042 | R-value | ft2*degF*h/Btu | 1.2 | 4 | 17.6 | 17.6 | 0 | 0 | 0 | Square Feet | ft2 | 0 | 106 | 0 | 0 | 0.65176 | 0.80197 | 2.052 | 106 | Square Feet | ft2 | 117.7276 | 186.2468 | 336.4106 | 2.2823 | 2.2823 | 0 | 0 | 268.6911 | 425.0733 | 767.794 | 268.6911 | 425.0733 | 767.794 | 2040 | Advanced | 999 | Prevailing local wages, Drive time, Local code requirements, Attic height, Roof slope, Access, Presence/condition/type of existing insulation, Existing construction and materials, Moisture issues present, Presence of hazardous materials, Nature/size of leaks, Crawlspace height | 2 | 208 | 0.1642 | 2023 | Assumes for the reference case that raw material prices will increase over the coming decades. Assumed for the advanced case that energy dependency will move away from oil and gas causing a higher supply of raw materials used to make insulation which will lower the material costs. Assumes typical duct length of 408 ft per house with an average pipe diameter of 1 inch to calculate total sqft of 106 for typical pipe covering. Retrofit labor is assumed to be the same as new construction.
108 | 2023 | Residential | Envelope | Pipe Insulation |  |  | Pipe Insulation | 2023$/sqft | Pipe Insulation |  | 0.10898 | 0.22683 | 0.2664 | R-value | ft2*degF*h/Btu | 1.2 | 4 | 17.6 | 17.6 | 0 | 0 | 0 | Square Feet | ft2 | 0 | 106 | 0 | 0 | 0.61917 | 0.76187 | 1.9494 | 106 | Square Feet | ft2 | 111.8412 | 176.9345 | 319.5901 | 2.2823 | 2.2823 | 0 | 0 | 255.2566 | 403.8197 | 729.4043 | 255.2566 | 403.8197 | 729.4043 | 2045 | Advanced | 999 | Prevailing local wages, Drive time, Local code requirements, Attic height, Roof slope, Access, Presence/condition/type of existing insulation, Existing construction and materials, Moisture issues present, Presence of hazardous materials, Nature/size of leaks, Crawlspace height | 2 | 208 | 0.1642 | 2023 | Assumes for the reference case that raw material prices will increase over the coming decades. Assumed for the advanced case that energy dependency will move away from oil and gas causing a higher supply of raw materials used to make insulation which will lower the material costs. Assumes typical duct length of 408 ft per house with an average pipe diameter of 1 inch to calculate total sqft of 106 for typical pipe covering. Retrofit labor is assumed to be the same as new construction.
108 | 2023 | Residential | Envelope | Pipe Insulation |  |  | Pipe Insulation | 2023$/sqft | Pipe Insulation |  | 0.10325 | 0.21489 | 0.25238 | R-value | ft2*degF*h/Btu | 1.2 | 4 | 17.6 | 17.6 | 0 | 0 | 0 | Square Feet | ft2 | 0 | 106 | 0 | 0 | 0.58658 | 0.72177 | 1.8468 | 106 | Square Feet | ft2 | 105.9549 | 167.6221 | 302.7696 | 2.2823 | 2.2823 | 0 | 0 | 241.822 | 382.566 | 691.0146 | 241.822 | 382.566 | 691.0146 | 2050 | Advanced | 999 | Prevailing local wages, Drive time, Local code requirements, Attic height, Roof slope, Access, Presence/condition/type of existing insulation, Existing construction and materials, Moisture issues present, Presence of hazardous materials, Nature/size of leaks, Crawlspace height | 2 | 208 | 0.1642 | 2023 | Assumes for the reference case that raw material prices will increase over the coming decades. Assumed for the advanced case that energy dependency will move away from oil and gas causing a higher supply of raw materials used to make insulation which will lower the material costs. Assumes typical duct length of 408 ft per house with an average pipe diameter of 1 inch to calculate total sqft of 106 for typical pipe covering. Retrofit labor is assumed to be the same as new construction.
109 | 2023 | Residential | Controls | Pool Pump | Add-On Control | Electricity | Pool Pump Add-On Control | 2023$ |  |  | 0 | 0 | 0 | N/A | N/A | 0 | 0 | 0 | 0 | 0 | 0 | 0 | N/A | N/A | 0 | 0 | 0 | 0 | 25 | 196.625 | 50 | 1 |  |  | 25 | 196.625 | 50 | 1 | 1 | 0 | 0 | 25 | 196.625 | 50 | 25 | 196.625 | 50 | 2023 | Reference | 7.3 | Prevailing local wages, Drive time, Local code requirements, Access, Incentive programs, Existing construction and materials, Moisture issues present, Brand recognition, Engineering and design fees, Condition of existing electrical system, Need for additional wiring / switching, Need for controls and / or zoning, Pump upgrades, Electrical infrastructure upgrades, Software upgrades, Site assessment, Ceiling height | 8 | 3 | 0 | 2020 | 1) Projections for control were assumed to be constant from 2030-2050. 2) Installation and Retrofit costs were assumed to be insignificant, so the Installation Adder and Retrofit were set to be $0
109 | 2023 | Residential | Controls | Pool Pump | Add-On Control | Electricity | Pool Pump Add-On Control | 2023$ |  |  | 0 | 0 | 0 | N/A | N/A | 0 | 0 | 0 | 0 | 0 | 0 | 0 | N/A | N/A | 0 | 0 | 0 | 0 | 25 | 196.625 | 50 | 1 |  |  | 25 | 196.625 | 50 | 1 | 1 | 0 | 0 | 25 | 196.625 | 50 | 25 | 196.625 | 50 | 2030 | Reference | 7.3 | Prevailing local wages, Drive time, Local code requirements, Access, Incentive programs, Existing construction and materials, Moisture issues present, Brand recognition, Engineering and design fees, Condition of existing electrical system, Need for additional wiring / switching, Need for controls and / or zoning, Pump upgrades, Electrical infrastructure upgrades, Software upgrades, Site assessment, Ceiling height | 8 | 3 | 0 | 2020 | 1) Projections for control were assumed to be constant from 2030-2050. 2) Installation and Retrofit costs were assumed to be insignificant, so the Installation Adder and Retrofit were set to be $0
109 | 2023 | Residential | Controls | Pool Pump | Add-On Control | Electricity | Pool Pump Add-On Control | 2023$ |  |  | 0 | 0 | 0 | N/A | N/A | 0 | 0 | 0 | 0 | 0 | 0 | 0 | N/A | N/A | 0 | 0 | 0 | 0 | 25 | 196.625 | 50 | 1 |  |  | 25 | 196.625 | 50 | 1 | 1 | 0 | 0 | 25 | 196.625 | 50 | 25 | 196.625 | 50 | 2035 | Reference | 7.3 | Prevailing local wages, Drive time, Local code requirements, Access, Incentive programs, Existing construction and materials, Moisture issues present, Brand recognition, Engineering and design fees, Condition of existing electrical system, Need for additional wiring / switching, Need for controls and / or zoning, Pump upgrades, Electrical infrastructure upgrades, Software upgrades, Site assessment, Ceiling height | 8 | 3 | 0 | 2020 | 1) Projections for control were assumed to be constant from 2030-2050. 2) Installation and Retrofit costs were assumed to be insignificant, so the Installation Adder and Retrofit were set to be $0
109 | 2023 | Residential | Controls | Pool Pump | Add-On Control | Electricity | Pool Pump Add-On Control | 2023$ |  |  | 0 | 0 | 0 | N/A | N/A | 0 | 0 | 0 | 0 | 0 | 0 | 0 | N/A | N/A | 0 | 0 | 0 | 0 | 25 | 196.625 | 50 | 1 |  |  | 25 | 196.625 | 50 | 1 | 1 | 0 | 0 | 25 | 196.625 | 50 | 25 | 196.625 | 50 | 2040 | Reference | 7.3 | Prevailing local wages, Drive time, Local code requirements, Access, Incentive programs, Existing construction and materials, Moisture issues present, Brand recognition, Engineering and design fees, Condition of existing electrical system, Need for additional wiring / switching, Need for controls and / or zoning, Pump upgrades, Electrical infrastructure upgrades, Software upgrades, Site assessment, Ceiling height | 8 | 3 | 0 | 2020 | 1) Projections for control were assumed to be constant from 2030-2050. 2) Installation and Retrofit costs were assumed to be insignificant, so the Installation Adder and Retrofit were set to be $0
109 | 2023 | Residential | Controls | Pool Pump | Add-On Control | Electricity | Pool Pump Add-On Control | 2023$ |  |  | 0 | 0 | 0 | N/A | N/A | 0 | 0 | 0 | 0 | 0 | 0 | 0 | N/A | N/A | 0 | 0 | 0 | 0 | 25 | 196.625 | 50 | 1 |  |  | 25 | 196.625 | 50 | 1 | 1 | 0 | 0 | 25 | 196.625 | 50 | 25 | 196.625 | 50 | 2045 | Reference | 7.3 | Prevailing local wages, Drive time, Local code requirements, Access, Incentive programs, Existing construction and materials, Moisture issues present, Brand recognition, Engineering and design fees, Condition of existing electrical system, Need for additional wiring / switching, Need for controls and / or zoning, Pump upgrades, Electrical infrastructure upgrades, Software upgrades, Site assessment, Ceiling height | 8 | 3 | 0 | 2020 | 1) Projections for control were assumed to be constant from 2030-2050. 2) Installation and Retrofit costs were assumed to be insignificant, so the Installation Adder and Retrofit were set to be $0
109 | 2023 | Residential | Controls | Pool Pump | Add-On Control | Electricity | Pool Pump Add-On Control | 2023$ |  |  | 0 | 0 | 0 | N/A | N/A | 0 | 0 | 0 | 0 | 0 | 0 | 0 | N/A | N/A | 0 | 0 | 0 | 0 | 25 | 196.625 | 50 | 1 |  |  | 25 | 196.625 | 50 | 1 | 1 | 0 | 0 | 25 | 196.625 | 50 | 25 | 196.625 | 50 | 2050 | Reference | 7.3 | Prevailing local wages, Drive time, Local code requirements, Access, Incentive programs, Existing construction and materials, Moisture issues present, Brand recognition, Engineering and design fees, Condition of existing electrical system, Need for additional wiring / switching, Need for controls and / or zoning, Pump upgrades, Electrical infrastructure upgrades, Software upgrades, Site assessment, Ceiling height | 8 | 3 | 0 | 2020 | 1) Projections for control were assumed to be constant from 2030-2050. 2) Installation and Retrofit costs were assumed to be insignificant, so the Installation Adder and Retrofit were set to be $0
109 | 2023 | Residential | Controls | Pool Pump | Add-On Control | Electricity | Pool Pump Add-On Control | 2023$ |  |  | 0 | 0 | 0 | N/A | N/A | 0 | 0 | 0 | 0 | 0 | 0 | 0 | N/A | N/A | 0 | 0 | 0 | 0 | 25 | 196.625 | 50 | 1 |  |  | 25 | 196.625 | 50 | 1 | 1 | 0 | 0 | 25 | 196.625 | 50 | 25 | 196.625 | 50 | 2023 | Intermediate | 7.3 | Prevailing local wages, Drive time, Local code requirements, Access, Incentive programs, Existing construction and materials, Moisture issues present, Brand recognition, Engineering and design fees, Condition of existing electrical system, Need for additional wiring / switching, Need for controls and / or zoning, Pump upgrades, Electrical infrastructure upgrades, Software upgrades, Site assessment, Ceiling height | 8 | 3 | 0 | 2020 | 1) Projections for control were assumed to be constant from 2030-2050. 2) Installation and Retrofit costs were assumed to be insignificant, so the Installation Adder and Retrofit were set to be $0
109 | 2023 | Residential | Controls | Pool Pump | Add-On Control | Electricity | Pool Pump Add-On Control | 2023$ |  |  | 0 | 0 | 0 | N/A | N/A | 0 | 0 | 0 | 0 | 0 | 0 | 0 | N/A | N/A | 0 | 0 | 0 | 0 | 25 | 196.625 | 50 | 1 |  |  | 25 | 196.625 | 50 | 1 | 1 | 0 | 0 | 25 | 196.625 | 50 | 25 | 196.625 | 50 | 2030 | Intermediate | 7.3 | Prevailing local wages, Drive time, Local code requirements, Access, Incentive programs, Existing construction and materials, Moisture issues present, Brand recognition, Engineering and design fees, Condition of existing electrical system, Need for additional wiring / switching, Need for controls and / or zoning, Pump upgrades, Electrical infrastructure upgrades, Software upgrades, Site assessment, Ceiling height | 8 | 3 | 0 | 2020 | 1) Projections for control were assumed to be constant from 2030-2050. 2) Installation and Retrofit costs were assumed to be insignificant, so the Installation Adder and Retrofit were set to be $0
109 | 2023 | Residential | Controls | Pool Pump | Add-On Control | Electricity | Pool Pump Add-On Control | 2023$ |  |  | 0 | 0 | 0 | N/A | N/A | 0 | 0 | 0 | 0 | 0 | 0 | 0 | N/A | N/A | 0 | 0 | 0 | 0 | 25 | 196.625 | 50 | 1 |  |  | 25 | 196.625 | 50 | 1 | 1 | 0 | 0 | 25 | 196.625 | 50 | 25 | 196.625 | 50 | 2035 | Intermediate | 7.3 | Prevailing local wages, Drive time, Local code requirements, Access, Incentive programs, Existing construction and materials, Moisture issues present, Brand recognition, Engineering and design fees, Condition of existing electrical system, Need for additional wiring / switching, Need for controls and / or zoning, Pump upgrades, Electrical infrastructure upgrades, Software upgrades, Site assessment, Ceiling height | 8 | 3 | 0 | 2020 | 1) Projections for control were assumed to be constant from 2030-2050. 2) Installation and Retrofit costs were assumed to be insignificant, so the Installation Adder and Retrofit were set to be $0
109 | 2023 | Residential | Controls | Pool Pump | Add-On Control | Electricity | Pool Pump Add-On Control | 2023$ |  |  | 0 | 0 | 0 | N/A | N/A | 0 | 0 | 0 | 0 | 0 | 0 | 0 | N/A | N/A | 0 | 0 | 0 | 0 | 25 | 196.625 | 50 | 1 |  |  | 25 | 196.625 | 50 | 1 | 1 | 0 | 0 | 25 | 196.625 | 50 | 25 | 196.625 | 50 | 2040 | Intermediate | 7.3 | Prevailing local wages, Drive time, Local code requirements, Access, Incentive programs, Existing construction and materials, Moisture issues present, Brand recognition, Engineering and design fees, Condition of existing electrical system, Need for additional wiring / switching, Need for controls and / or zoning, Pump upgrades, Electrical infrastructure upgrades, Software upgrades, Site assessment, Ceiling height | 8 | 3 | 0 | 2020 | 1) Projections for control were assumed to be constant from 2030-2050. 2) Installation and Retrofit costs were assumed to be insignificant, so the Installation Adder and Retrofit were set to be $0
109 | 2023 | Residential | Controls | Pool Pump | Add-On Control | Electricity | Pool Pump Add-On Control | 2023$ |  |  | 0 | 0 | 0 | N/A | N/A | 0 | 0 | 0 | 0 | 0 | 0 | 0 | N/A | N/A | 0 | 0 | 0 | 0 | 25 | 196.625 | 50 | 1 |  |  | 25 | 196.625 | 50 | 1 | 1 | 0 | 0 | 25 | 196.625 | 50 | 25 | 196.625 | 50 | 2045 | Intermediate | 7.3 | Prevailing local wages, Drive time, Local code requirements, Access, Incentive programs, Existing construction and materials, Moisture issues present, Brand recognition, Engineering and design fees, Condition of existing electrical system, Need for additional wiring / switching, Need for controls and / or zoning, Pump upgrades, Electrical infrastructure upgrades, Software upgrades, Site assessment, Ceiling height | 8 | 3 | 0 | 2020 | 1) Projections for control were assumed to be constant from 2030-2050. 2) Installation and Retrofit costs were assumed to be insignificant, so the Installation Adder and Retrofit were set to be $0
109 | 2023 | Residential | Controls | Pool Pump | Add-On Control | Electricity | Pool Pump Add-On Control | 2023$ |  |  | 0 | 0 | 0 | N/A | N/A | 0 | 0 | 0 | 0 | 0 | 0 | 0 | N/A | N/A | 0 | 0 | 0 | 0 | 25 | 196.625 | 50 | 1 |  |  | 25 | 196.625 | 50 | 1 | 1 | 0 | 0 | 25 | 196.625 | 50 | 25 | 196.625 | 50 | 2050 | Intermediate | 7.3 | Prevailing local wages, Drive time, Local code requirements, Access, Incentive programs, Existing construction and materials, Moisture issues present, Brand recognition, Engineering and design fees, Condition of existing electrical system, Need for additional wiring / switching, Need for controls and / or zoning, Pump upgrades, Electrical infrastructure upgrades, Software upgrades, Site assessment, Ceiling height | 8 | 3 | 0 | 2020 | 1) Projections for control were assumed to be constant from 2030-2050. 2) Installation and Retrofit costs were assumed to be insignificant, so the Installation Adder and Retrofit were set to be $0
109 | 2023 | Residential | Controls | Pool Pump | Add-On Control | Electricity | Pool Pump Add-On Control | 2023$ |  |  | 0 | 0 | 0 | N/A | N/A | 0 | 0 | 0 | 0 | 0 | 0 | 0 | N/A | N/A | 0 | 0 | 0 | 0 | 25 | 196.625 | 50 | 1 |  |  | 25 | 196.625 | 50 | 1 | 1 | 0 | 0 | 25 | 196.625 | 50 | 25 | 196.625 | 50 | 2023 | Advanced | 7.3 | Prevailing local wages, Drive time, Local code requirements, Access, Incentive programs, Existing construction and materials, Moisture issues present, Brand recognition, Engineering and design fees, Condition of existing electrical system, Need for additional wiring / switching, Need for controls and / or zoning, Pump upgrades, Electrical infrastructure upgrades, Software upgrades, Site assessment, Ceiling height | 8 | 3 | 0 | 2020 | 1) Projections for control were assumed to be constant from 2030-2050. 2) Installation and Retrofit costs were assumed to be insignificant, so the Installation Adder and Retrofit were set to be $0
109 | 2023 | Residential | Controls | Pool Pump | Add-On Control | Electricity | Pool Pump Add-On Control | 2023$ |  |  | 0 | 0 | 0 | N/A | N/A | 0 | 0 | 0 | 0 | 0 | 0 | 0 | N/A | N/A | 0 | 0 | 0 | 0 | 25 | 196.625 | 50 | 1 |  |  | 25 | 196.625 | 50 | 1 | 1 | 0 | 0 | 25 | 196.625 | 50 | 25 | 196.625 | 50 | 2030 | Advanced | 7.3 | Prevailing local wages, Drive time, Local code requirements, Access, Incentive programs, Existing construction and materials, Moisture issues present, Brand recognition, Engineering and design fees, Condition of existing electrical system, Need for additional wiring / switching, Need for controls and / or zoning, Pump upgrades, Electrical infrastructure upgrades, Software upgrades, Site assessment, Ceiling height | 8 | 3 | 0 | 2020 | 1) Projections for control were assumed to be constant from 2030-2050. 2) Installation and Retrofit costs were assumed to be insignificant, so the Installation Adder and Retrofit were set to be $0
109 | 2023 | Residential | Controls | Pool Pump | Add-On Control | Electricity | Pool Pump Add-On Control | 2023$ |  |  | 0 | 0 | 0 | N/A | N/A | 0 | 0 | 0 | 0 | 0 | 0 | 0 | N/A | N/A | 0 | 0 | 0 | 0 | 25 | 196.625 | 50 | 1 |  |  | 25 | 196.625 | 50 | 1 | 1 | 0 | 0 | 25 | 196.625 | 50 | 25 | 196.625 | 50 | 2035 | Advanced | 7.3 | Prevailing local wages, Drive time, Local code requirements, Access, Incentive programs, Existing construction and materials, Moisture issues present, Brand recognition, Engineering and design fees, Condition of existing electrical system, Need for additional wiring / switching, Need for controls and / or zoning, Pump upgrades, Electrical infrastructure upgrades, Software upgrades, Site assessment, Ceiling height | 8 | 3 | 0 | 2020 | 1) Projections for control were assumed to be constant from 2030-2050. 2) Installation and Retrofit costs were assumed to be insignificant, so the Installation Adder and Retrofit were set to be $0
109 | 2023 | Residential | Controls | Pool Pump | Add-On Control | Electricity | Pool Pump Add-On Control | 2023$ |  |  | 0 | 0 | 0 | N/A | N/A | 0 | 0 | 0 | 0 | 0 | 0 | 0 | N/A | N/A | 0 | 0 | 0 | 0 | 25 | 196.625 | 50 | 1 |  |  | 25 | 196.625 | 50 | 1 | 1 | 0 | 0 | 25 | 196.625 | 50 | 25 | 196.625 | 50 | 2040 | Advanced | 7.3 | Prevailing local wages, Drive time, Local code requirements, Access, Incentive programs, Existing construction and materials, Moisture issues present, Brand recognition, Engineering and design fees, Condition of existing electrical system, Need for additional wiring / switching, Need for controls and / or zoning, Pump upgrades, Electrical infrastructure upgrades, Software upgrades, Site assessment, Ceiling height | 8 | 3 | 0 | 2020 | 1) Projections for control were assumed to be constant from 2030-2050. 2) Installation and Retrofit costs were assumed to be insignificant, so the Installation Adder and Retrofit were set to be $0
109 | 2023 | Residential | Controls | Pool Pump | Add-On Control | Electricity | Pool Pump Add-On Control | 2023$ |  |  | 0 | 0 | 0 | N/A | N/A | 0 | 0 | 0 | 0 | 0 | 0 | 0 | N/A | N/A | 0 | 0 | 0 | 0 | 25 | 196.625 | 50 | 1 |  |  | 25 | 196.625 | 50 | 1 | 1 | 0 | 0 | 25 | 196.625 | 50 | 25 | 196.625 | 50 | 2045 | Advanced | 7.3 | Prevailing local wages, Drive time, Local code requirements, Access, Incentive programs, Existing construction and materials, Moisture issues present, Brand recognition, Engineering and design fees, Condition of existing electrical system, Need for additional wiring / switching, Need for controls and / or zoning, Pump upgrades, Electrical infrastructure upgrades, Software upgrades, Site assessment, Ceiling height | 8 | 3 | 0 | 2020 | 1) Projections for control were assumed to be constant from 2030-2050. 2) Installation and Retrofit costs were assumed to be insignificant, so the Installation Adder and Retrofit were set to be $0
109 | 2023 | Residential | Controls | Pool Pump | Add-On Control | Electricity | Pool Pump Add-On Control | 2023$ |  |  | 0 | 0 | 0 | N/A | N/A | 0 | 0 | 0 | 0 | 0 | 0 | 0 | N/A | N/A | 0 | 0 | 0 | 0 | 25 | 196.625 | 50 | 1 |  |  | 25 | 196.625 | 50 | 1 | 1 | 0 | 0 | 25 | 196.625 | 50 | 25 | 196.625 | 50 | 2050 | Advanced | 7.3 | Prevailing local wages, Drive time, Local code requirements, Access, Incentive programs, Existing construction and materials, Moisture issues present, Brand recognition, Engineering and design fees, Condition of existing electrical system, Need for additional wiring / switching, Need for controls and / or zoning, Pump upgrades, Electrical infrastructure upgrades, Software upgrades, Site assessment, Ceiling height | 8 | 3 | 0 | 2020 | 1) Projections for control were assumed to be constant from 2030-2050. 2) Installation and Retrofit costs were assumed to be insignificant, so the Installation Adder and Retrofit were set to be $0
110 | 2023 | Residential | Controls | Pool Pump | Typical | Electricity | Pool Pumps Typical | 2023$ |  |  | 0 | 0 | 0 | Hydraulic horsepower | HHP | 1.42 | 1.42 | 2.04 | 2.04 | 0 | 0 | 0 | Weighted Energy Factor | WEF | 3.7 | 3.7 | 6.1 | 6.1 | 650.8929 | 813.6161 | 976.3393 | 1 |  |  | 650.8929 | 813.6161 | 976.3393 | 1 | 1 | 80 | 108 | 730.8929 | 893.6161 | 1056.3393 | 758.8929 | 921.6161 | 1084.3393 | 2023 | Reference | 7.3 | Prevailing local wages, Drive time, Local code requirements, Access, Incentive programs, Existing construction and materials, Moisture issues present, Brand recognition, Engineering and design fees, Condition of existing electrical system, Need for additional wiring / switching, Condition of existing plumbing, Pump upgrades, Electrical infrastructure upgrades, Site assessment, Sound barriers, Ceiling height | 8 | 1433 | 0 | 2020
110 | 2023 | Residential | Controls | Pool Pump | Typical | Electricity | Pool Pumps Typical | 2023$ |  |  | 0 | 0 | 0 | Hydraulic horsepower | HHP | 1.42 | 1.42 | 2.04 | 2.04 | 0 | 0 | 0 | Weighted Energy Factor | WEF | 3.7 | 6 | 6.4 | 6.1 | 891.1033 | 1113.8792 | 1336.655 | 1 |  |  | 891.1033 | 1113.8792 | 1336.655 | 1 | 1 | 80 | 108 | 971.1033 | 1193.8792 | 1416.655 | 999.1033 | 1221.8792 | 1444.655 | 2030 | Reference | 7.3 | Prevailing local wages, Drive time, Local code requirements, Access, Incentive programs, Existing construction and materials, Moisture issues present, Brand recognition, Engineering and design fees, Condition of existing electrical system, Need for additional wiring / switching, Condition of existing plumbing, Pump upgrades, Electrical infrastructure upgrades, Site assessment, Sound barriers, Ceiling height | 8 | 1433 | 0 | 2020 | 0
110 | 2023 | Residential | Controls | Pool Pump | Typical | Electricity | Pool Pumps Typical | 2023$ |  |  | 0 | 0 | 0 | Hydraulic horsepower | HHP | 1.42 | 1.42 | 2.04 | 2.04 | 0 | 0 | 0 | Weighted Energy Factor | WEF | 3.7 | 6 | 6.55 | 6.1 | 953.5774 | 1191.9718 | 1430.3662 | 1 |  |  | 953.5774 | 1191.9718 | 1430.3662 | 1 | 1 | 80 | 108 | 1033.5774 | 1271.9718 | 1510.3662 | 1061.5774 | 1299.9718 | 1538.3662 | 2035 | Reference | 7.3 | Prevailing local wages, Drive time, Local code requirements, Access, Incentive programs, Existing construction and materials, Moisture issues present, Brand recognition, Engineering and design fees, Condition of existing electrical system, Need for additional wiring / switching, Condition of existing plumbing, Pump upgrades, Electrical infrastructure upgrades, Site assessment, Sound barriers, Ceiling height | 8 | 1433 | 0 | 2020 | 0
110 | 2023 | Residential | Controls | Pool Pump | Typical | Electricity | Pool Pumps Typical | 2023$ |  |  | 0 | 0 | 0 | Hydraulic horsepower | HHP | 1.42 | 1.42 | 2.04 | 2.04 | 0 | 0 | 0 | Weighted Energy Factor | WEF | 3.7 | 6 | 6.7 | 6.1 | 1016.0515 | 1270.0644 | 1524.0773 | 1 |  |  | 1016.0515 | 1270.0644 | 1524.0773 | 1 | 1 | 80 | 108 | 1096.0515 | 1350.0644 | 1604.0773 | 1124.0515 | 1378.0644 | 1632.0773 | 2040 | Reference | 7.3 | Prevailing local wages, Drive time, Local code requirements, Access, Incentive programs, Existing construction and materials, Moisture issues present, Brand recognition, Engineering and design fees, Condition of existing electrical system, Need for additional wiring / switching, Condition of existing plumbing, Pump upgrades, Electrical infrastructure upgrades, Site assessment, Sound barriers, Ceiling height | 8 | 1433 | 0 | 2020 | 0
110 | 2023 | Residential | Controls | Pool Pump | Typical | Electricity | Pool Pumps Typical | 2023$ |  |  | 0 | 0 | 0 | Hydraulic horsepower | HHP | 1.42 | 1.42 | 2.04 | 2.04 | 0 | 0 | 0 | Weighted Energy Factor | WEF | 3.7 | 6 | 6.85 | 6.1 | 1008.3028 | 1260.3785 | 1512.4542 | 1 |  |  | 1008.3028 | 1260.3785 | 1512.4542 | 1 | 1 | 80 | 108 | 1088.3028 | 1340.3785 | 1592.4542 | 1116.3028 | 1368.3785 | 1620.4542 | 2045 | Reference | 7.3 | Prevailing local wages, Drive time, Local code requirements, Access, Incentive programs, Existing construction and materials, Moisture issues present, Brand recognition, Engineering and design fees, Condition of existing electrical system, Need for additional wiring / switching, Condition of existing plumbing, Pump upgrades, Electrical infrastructure upgrades, Site assessment, Sound barriers, Ceiling height | 8 | 1433 | 0 | 2020 | 0
110 | 2023 | Residential | Controls | Pool Pump | Typical | Electricity | Pool Pumps Typical | 2023$ |  |  | 0 | 0 | 0 | Hydraulic horsepower | HHP | 1.42 | 1.42 | 2.04 | 2.04 | 0 | 0 | 0 | Weighted Energy Factor | WEF | 3.7 | 6 | 7 | 6.1 | 1000.5541 | 1250.6926 | 1500.8311 | 1 |  |  | 1000.5541 | 1250.6926 | 1500.8311 | 1 | 1 | 80 | 108 | 1080.5541 | 1330.6926 | 1580.8311 | 1108.5541 | 1358.6926 | 1608.8311 | 2050 | Reference | 7.3 | Prevailing local wages, Drive time, Local code requirements, Access, Incentive programs, Existing construction and materials, Moisture issues present, Brand recognition, Engineering and design fees, Condition of existing electrical system, Need for additional wiring / switching, Condition of existing plumbing, Pump upgrades, Electrical infrastructure upgrades, Site assessment, Sound barriers, Ceiling height | 8 | 1433 | 0 | 2020 | 0
110 | 2023 | Residential | Controls | Pool Pump | Typical | Electricity | Pool Pumps Typical | 2023$ |  |  | 0 | 0 | 0 | Hydraulic horsepower | HHP | 1.42 | 1.42 | 2.04 | 2.04 | 0 | 0 | 0 | Weighted Energy Factor | WEF | 3.7 | 3.7 | 6.1 | 6.1 | 650.8929 | 813.6161 | 976.3393 | 1 |  |  | 650.8929 | 813.6161 | 976.3393 | 1 | 1 | 80 | 108 | 730.8929 | 893.6161 | 1056.3393 | 758.8929 | 921.6161 | 1084.3393 | 2023 | Intermediate | 7.3 | Prevailing local wages, Drive time, Local code requirements, Access, Incentive programs, Existing construction and materials, Moisture issues present, Brand recognition, Engineering and design fees, Condition of existing electrical system, Need for additional wiring / switching, Condition of existing plumbing, Pump upgrades, Electrical infrastructure upgrades, Site assessment, Sound barriers, Ceiling height | 8 | 1433 | 0 | 2020 | 0
110 | 2023 | Residential | Controls | Pool Pump | Typical | Electricity | Pool Pumps Typical | 2023$ |  |  | 0 | 0 | 0 | Hydraulic horsepower | HHP | 1.42 | 1.42 | 2.04 | 2.04 | 0 | 0 | 0 | Weighted Energy Factor | WEF | 3.7 | 6 | 6.4 | 6.1 | 891.1033 | 1113.8792 | 1336.655 | 1 |  |  | 891.1033 | 1113.8792 | 1336.655 | 1 | 1 | 80 | 108 | 971.1033 | 1193.8792 | 1416.655 | 999.1033 | 1221.8792 | 1444.655 | 2030 | Intermediate | 7.3 | Prevailing local wages, Drive time, Local code requirements, Access, Incentive programs, Existing construction and materials, Moisture issues present, Brand recognition, Engineering and design fees, Condition of existing electrical system, Need for additional wiring / switching, Condition of existing plumbing, Pump upgrades, Electrical infrastructure upgrades, Site assessment, Sound barriers, Ceiling height | 8 | 1433 | 0 | 2020 | 0
110 | 2023 | Residential | Controls | Pool Pump | Typical | Electricity | Pool Pumps Typical | 2023$ |  |  | 0 | 0 | 0 | Hydraulic horsepower | HHP | 1.42 | 1.42 | 2.04 | 2.04 | 0 | 0 | 0 | Weighted Energy Factor | WEF | 3.7 | 6 | 6.55 | 6.1 | 953.5774 | 1191.9718 | 1430.3662 | 1 |  |  | 953.5774 | 1191.9718 | 1430.3662 | 1 | 1 | 80 | 108 | 1033.5774 | 1271.9718 | 1510.3662 | 1061.5774 | 1299.9718 | 1538.3662 | 2035 | Intermediate | 7.3 | Prevailing local wages, Drive time, Local code requirements, Access, Incentive programs, Existing construction and materials, Moisture issues present, Brand recognition, Engineering and design fees, Condition of existing electrical system, Need for additional wiring / switching, Condition of existing plumbing, Pump upgrades, Electrical infrastructure upgrades, Site assessment, Sound barriers, Ceiling height | 8 | 1433 | 0 | 2020 | 0
110 | 2023 | Residential | Controls | Pool Pump | Typical | Electricity | Pool Pumps Typical | 2023$ |  |  | 0 | 0 | 0 | Hydraulic horsepower | HHP | 1.42 | 1.42 | 2.04 | 2.04 | 0 | 0 | 0 | Weighted Energy Factor | WEF | 3.7 | 6 | 6.7 | 6.1 | 1016.0515 | 1270.0644 | 1524.0773 | 1 |  |  | 1016.0515 | 1270.0644 | 1524.0773 | 1 | 1 | 80 | 108 | 1096.0515 | 1350.0644 | 1604.0773 | 1124.0515 | 1378.0644 | 1632.0773 | 2040 | Intermediate | 7.3 | Prevailing local wages, Drive time, Local code requirements, Access, Incentive programs, Existing construction and materials, Moisture issues present, Brand recognition, Engineering and design fees, Condition of existing electrical system, Need for additional wiring / switching, Condition of existing plumbing, Pump upgrades, Electrical infrastructure upgrades, Site assessment, Sound barriers, Ceiling height | 8 | 1433 | 0 | 2020 | 0
110 | 2023 | Residential | Controls | Pool Pump | Typical | Electricity | Pool Pumps Typical | 2023$ |  |  | 0 | 0 | 0 | Hydraulic horsepower | HHP | 1.42 | 1.42 | 2.04 | 2.04 | 0 | 0 | 0 | Weighted Energy Factor | WEF | 3.7 | 6 | 6.85 | 6.1 | 1008.3028 | 1260.3785 | 1512.4542 | 1 |  |  | 1008.3028 | 1260.3785 | 1512.4542 | 1 | 1 | 80 | 108 | 1088.3028 | 1340.3785 | 1592.4542 | 1116.3028 | 1368.3785 | 1620.4542 | 2045 | Intermediate | 7.3 | Prevailing local wages, Drive time, Local code requirements, Access, Incentive programs, Existing construction and materials, Moisture issues present, Brand recognition, Engineering and design fees, Condition of existing electrical system, Need for additional wiring / switching, Condition of existing plumbing, Pump upgrades, Electrical infrastructure upgrades, Site assessment, Sound barriers, Ceiling height | 8 | 1433 | 0 | 2020 | 0
110 | 2023 | Residential | Controls | Pool Pump | Typical | Electricity | Pool Pumps Typical | 2023$ |  |  | 0 | 0 | 0 | Hydraulic horsepower | HHP | 1.42 | 1.42 | 2.04 | 2.04 | 0 | 0 | 0 | Weighted Energy Factor | WEF | 3.7 | 6 | 7 | 6.1 | 1000.5541 | 1250.6926 | 1500.8311 | 1 |  |  | 1000.5541 | 1250.6926 | 1500.8311 | 1 | 1 | 80 | 108 | 1080.5541 | 1330.6926 | 1580.8311 | 1108.5541 | 1358.6926 | 1608.8311 | 2050 | Intermediate | 7.3 | Prevailing local wages, Drive time, Local code requirements, Access, Incentive programs, Existing construction and materials, Moisture issues present, Brand recognition, Engineering and design fees, Condition of existing electrical system, Need for additional wiring / switching, Condition of existing plumbing, Pump upgrades, Electrical infrastructure upgrades, Site assessment, Sound barriers, Ceiling height | 8 | 1433 | 0 | 2020 | 0
110 | 2023 | Residential | Controls | Pool Pump | Typical | Electricity | Pool Pumps Typical | 2023$ |  |  | 0 | 0 | 0 | Hydraulic horsepower | HHP | 1.42 | 1.42 | 2.04 | 2.04 | 0 | 0 | 0 | Weighted Energy Factor | WEF | 3.7 | 3.7 | 6.1 | 6.1 | 650.8929 | 813.6161 | 976.3393 | 1 |  |  | 650.8929 | 813.6161 | 976.3393 | 1 | 1 | 80 | 108 | 730.8929 | 893.6161 | 1056.3393 | 758.8929 | 921.6161 | 1084.3393 | 2023 | Advanced | 7.3 | Prevailing local wages, Drive time, Local code requirements, Access, Incentive programs, Existing construction and materials, Moisture issues present, Brand recognition, Engineering and design fees, Condition of existing electrical system, Need for additional wiring / switching, Condition of existing plumbing, Pump upgrades, Electrical infrastructure upgrades, Site assessment, Sound barriers, Ceiling height | 8 | 1433 | 0 | 2020 | 0
110 | 2023 | Residential | Controls | Pool Pump | Typical | Electricity | Pool Pumps Typical | 2023$ |  |  | 0 | 0 | 0 | Hydraulic horsepower | HHP | 1.42 | 1.42 | 2.04 | 2.04 | 0 | 0 | 0 | Weighted Energy Factor | WEF | 3.7 | 6 | 6.4 | 6.1 | 891.1033 | 1113.8792 | 1336.655 | 1 |  |  | 891.1033 | 1113.8792 | 1336.655 | 1 | 1 | 80 | 108 | 971.1033 | 1193.8792 | 1416.655 | 999.1033 | 1221.8792 | 1444.655 | 2030 | Advanced | 7.3 | Prevailing local wages, Drive time, Local code requirements, Access, Incentive programs, Existing construction and materials, Moisture issues present, Brand recognition, Engineering and design fees, Condition of existing electrical system, Need for additional wiring / switching, Condition of existing plumbing, Pump upgrades, Electrical infrastructure upgrades, Site assessment, Sound barriers, Ceiling height | 8 | 1433 | 0 | 2020 | 0
110 | 2023 | Residential | Controls | Pool Pump | Typical | Electricity | Pool Pumps Typical | 2023$ |  |  | 0 | 0 | 0 | Hydraulic horsepower | HHP | 1.42 | 1.42 | 2.04 | 2.04 | 0 | 0 | 0 | Weighted Energy Factor | WEF | 3.7 | 6 | 6.55 | 6.1 | 953.5774 | 1191.9718 | 1430.3662 | 1 |  |  | 953.5774 | 1191.9718 | 1430.3662 | 1 | 1 | 80 | 108 | 1033.5774 | 1271.9718 | 1510.3662 | 1061.5774 | 1299.9718 | 1538.3662 | 2035 | Advanced | 7.3 | Prevailing local wages, Drive time, Local code requirements, Access, Incentive programs, Existing construction and materials, Moisture issues present, Brand recognition, Engineering and design fees, Condition of existing electrical system, Need for additional wiring / switching, Condition of existing plumbing, Pump upgrades, Electrical infrastructure upgrades, Site assessment, Sound barriers, Ceiling height | 8 | 1433 | 0 | 2020 | 0
110 | 2023 | Residential | Controls | Pool Pump | Typical | Electricity | Pool Pumps Typical | 2023$ |  |  | 0 | 0 | 0 | Hydraulic horsepower | HHP | 1.42 | 1.42 | 2.04 | 2.04 | 0 | 0 | 0 | Weighted Energy Factor | WEF | 3.7 | 6 | 6.7 | 6.1 | 1016.0515 | 1270.0644 | 1524.0773 | 1 |  |  | 1016.0515 | 1270.0644 | 1524.0773 | 1 | 1 | 80 | 108 | 1096.0515 | 1350.0644 | 1604.0773 | 1124.0515 | 1378.0644 | 1632.0773 | 2040 | Advanced | 7.3 | Prevailing local wages, Drive time, Local code requirements, Access, Incentive programs, Existing construction and materials, Moisture issues present, Brand recognition, Engineering and design fees, Condition of existing electrical system, Need for additional wiring / switching, Condition of existing plumbing, Pump upgrades, Electrical infrastructure upgrades, Site assessment, Sound barriers, Ceiling height | 8 | 1433 | 0 | 2020 | 0
110 | 2023 | Residential | Controls | Pool Pump | Typical | Electricity | Pool Pumps Typical | 2023$ |  |  | 0 | 0 | 0 | Hydraulic horsepower | HHP | 1.42 | 1.42 | 2.04 | 2.04 | 0 | 0 | 0 | Weighted Energy Factor | WEF | 3.7 | 6 | 6.85 | 6.1 | 1008.3028 | 1260.3785 | 1512.4542 | 1 |  |  | 1008.3028 | 1260.3785 | 1512.4542 | 1 | 1 | 80 | 108 | 1088.3028 | 1340.3785 | 1592.4542 | 1116.3028 | 1368.3785 | 1620.4542 | 2045 | Advanced | 7.3 | Prevailing local wages, Drive time, Local code requirements, Access, Incentive programs, Existing construction and materials, Moisture issues present, Brand recognition, Engineering and design fees, Condition of existing electrical system, Need for additional wiring / switching, Condition of existing plumbing, Pump upgrades, Electrical infrastructure upgrades, Site assessment, Sound barriers, Ceiling height | 8 | 1433 | 0 | 2020 | 0
110 | 2023 | Residential | Controls | Pool Pump | Typical | Electricity | Pool Pumps Typical | 2023$ |  |  | 0 | 0 | 0 | Hydraulic horsepower | HHP | 1.42 | 1.42 | 2.04 | 2.04 | 0 | 0 | 0 | Weighted Energy Factor | WEF | 3.7 | 6 | 7 | 6.1 | 1000.5541 | 1250.6926 | 1500.8311 | 1 |  |  | 1000.5541 | 1250.6926 | 1500.8311 | 1 | 1 | 80 | 108 | 1080.5541 | 1330.6926 | 1580.8311 | 1108.5541 | 1358.6926 | 1608.8311 | 2050 | Advanced | 7.3 | Prevailing local wages, Drive time, Local code requirements, Access, Incentive programs, Existing construction and materials, Moisture issues present, Brand recognition, Engineering and design fees, Condition of existing electrical system, Need for additional wiring / switching, Condition of existing plumbing, Pump upgrades, Electrical infrastructure upgrades, Site assessment, Sound barriers, Ceiling height | 8 | 1433 | 0 | 2020 | 0
111 | 2023 | Residential | HVAC | Air Conditioner | Portable | Electricity | Portable Air Conditioner | 2023$ |  | Residential Portable Air Conditioners | 0 | 0 | 0 | Cooling Capacity | kBtu/h | 6.6 | 6.6 | 6.6 | 6.6 | 0 | 0 | 0 | Efficiency | CEER | 5.5 | 5.5 | 7.6 | 7.6 | 2576 | 3220 | 3864 | 1 |  |  | 2576 | 3220 | 3864 | 1 | 1 | 42.22 | 42.22 | 2618.22 | 3262.22 | 3906.22 | 2618.22 | 3262.22 | 3906.22 | 2023 | Reference | 10 | Prevailing local wages, Drive time, Local code requirements, Access, Incentive programs, Existing construction and materials, Brand recognition, Engineering and design fees, Condition of existing electrical system, Need for additional wiring / switching, Software upgrades, Site assessment, Ceiling height | 2 | 8 | 0 | 2023 | Due to increases in R&D, improvements in current technology (e.g., more efficient motors and compressors, larger cross-section heat exchangers, adoption of variable speed technologies) are expected to increase efficiency with corresponding increases in cost
111 | 2023 | Residential | HVAC | Air Conditioner | Portable | Electricity | Portable Air Conditioner | 2023$ |  | Residential Portable Air Conditioners | 0 | 0 | 0 | Cooling Capacity | kBtu/h | 6.6 | 6.6 | 6.6 | 6.6 | 0 | 0 | 0 | Efficiency | CEER | 5.5 | 6.7 | 7.6 | 7.6 | 2796.8 | 3496 | 4195.2 | 1 |  |  | 2796.8 | 3496 | 4195.2 | 1 | 1 | 42.22 | 42.22 | 2839.02 | 3538.22 | 4237.42 | 2839.02 | 3538.22 | 4237.42 | 2030 | Reference | 10 | Prevailing local wages, Drive time, Local code requirements, Access, Incentive programs, Existing construction and materials, Brand recognition, Engineering and design fees, Condition of existing electrical system, Need for additional wiring / switching, Software upgrades, Site assessment, Ceiling height | 2 | 8 | 0 | 2023 | Due to increases in R&D, improvements in current technology (e.g., more efficient motors and compressors, larger cross-section heat exchangers, adoption of variable speed technologies) are expected to increase efficiency with corresponding increases in cost
111 | 2023 | Residential | HVAC | Air Conditioner | Portable | Electricity | Portable Air Conditioner | 2023$ |  | Residential Portable Air Conditioners | 0 | 0 | 0 | Cooling Capacity | kBtu/h | 6.6 | 6.6 | 6.6 | 6.6 | 0 | 0 | 0 | Efficiency | CEER | 5.5 | 6.7 | 7.6 | 7.6 | 2796.8 | 3496 | 4195.2 | 1 |  |  | 2796.8 | 3496 | 4195.2 | 1 | 1 | 42.22 | 42.22 | 2839.02 | 3538.22 | 4237.42 | 2839.02 | 3538.22 | 4237.42 | 2035 | Reference | 10 | Prevailing local wages, Drive time, Local code requirements, Access, Incentive programs, Existing construction and materials, Brand recognition, Engineering and design fees, Condition of existing electrical system, Need for additional wiring / switching, Software upgrades, Site assessment, Ceiling height | 2 | 8 | 0 | 2023 | Due to increases in R&D, improvements in current technology (e.g., more efficient motors and compressors, larger cross-section heat exchangers, adoption of variable speed technologies) are expected to increase efficiency with corresponding increases in cost
111 | 2023 | Residential | HVAC | Air Conditioner | Portable | Electricity | Portable Air Conditioner | 2023$ |  | Residential Portable Air Conditioners | 0 | 0 | 0 | Cooling Capacity | kBtu/h | 6.6 | 6.6 | 6.6 | 6.6 | 0 | 0 | 0 | Efficiency | CEER | 5.5 | 6.7 | 7.6 | 7.6 | 2796.8 | 3496 | 4195.2 | 1 |  |  | 2796.8 | 3496 | 4195.2 | 1 | 1 | 42.22 | 42.22 | 2839.02 | 3538.22 | 4237.42 | 2839.02 | 3538.22 | 4237.42 | 2040 | Reference | 10 | Prevailing local wages, Drive time, Local code requirements, Access, Incentive programs, Existing construction and materials, Brand recognition, Engineering and design fees, Condition of existing electrical system, Need for additional wiring / switching, Software upgrades, Site assessment, Ceiling height | 2 | 8 | 0 | 2023 | Due to increases in R&D, improvements in current technology (e.g., more efficient motors and compressors, larger cross-section heat exchangers, adoption of variable speed technologies) are expected to increase efficiency with corresponding increases in cost
111 | 2023 | Residential | HVAC | Air Conditioner | Portable | Electricity | Portable Air Conditioner | 2023$ |  | Residential Portable Air Conditioners | 0 | 0 | 0 | Cooling Capacity | kBtu/h | 6.6 | 6.6 | 6.6 | 6.6 | 0 | 0 | 0 | Efficiency | CEER | 5.5 | 6.7 | 7.6 | 7.6 | 2796.8 | 3496 | 4195.2 | 1 |  |  | 2796.8 | 3496 | 4195.2 | 1 | 1 | 42.22 | 42.22 | 2839.02 | 3538.22 | 4237.42 | 2839.02 | 3538.22 | 4237.42 | 2045 | Reference | 10 | Prevailing local wages, Drive time, Local code requirements, Access, Incentive programs, Existing construction and materials, Brand recognition, Engineering and design fees, Condition of existing electrical system, Need for additional wiring / switching, Software upgrades, Site assessment, Ceiling height | 2 | 8 | 0 | 2023 | Due to increases in R&D, improvements in current technology (e.g., more efficient motors and compressors, larger cross-section heat exchangers, adoption of variable speed technologies) are expected to increase efficiency with corresponding increases in cost
111 | 2023 | Residential | HVAC | Air Conditioner | Portable | Electricity | Portable Air Conditioner | 2023$ |  | Residential Portable Air Conditioners | 0 | 0 | 0 | Cooling Capacity | kBtu/h | 6.6 | 6.6 | 6.6 | 6.6 | 0 | 0 | 0 | Efficiency | CEER | 5.5 | 6.7 | 7.6 | 7.6 | 2796.8 | 3496 | 4195.2 | 1 |  |  | 2796.8 | 3496 | 4195.2 | 1 | 1 | 42.22 | 42.22 | 2839.02 | 3538.22 | 4237.42 | 2839.02 | 3538.22 | 4237.42 | 2050 | Reference | 10 | Prevailing local wages, Drive time, Local code requirements, Access, Incentive programs, Existing construction and materials, Brand recognition, Engineering and design fees, Condition of existing electrical system, Need for additional wiring / switching, Software upgrades, Site assessment, Ceiling height | 2 | 8 | 0 | 2023 | Due to increases in R&D, improvements in current technology (e.g., more efficient motors and compressors, larger cross-section heat exchangers, adoption of variable speed technologies) are expected to increase efficiency with corresponding increases in cost
111 | 2023 | Residential | HVAC | Air Conditioner | Portable | Electricity | Portable Air Conditioner | 2023$ |  | Residential Portable Air Conditioners | 0 | 0 | 0 | Cooling Capacity | kBtu/h | 7.8257 | 6.6 | 6.6 | 6.6 | 0 | 0 | 0 | Efficiency | CEER | 5.5 | 5.5 | 7.6 | 7.6 | 2576 | 3220 | 3864 | 1 |  |  | 2576 | 3220 | 3864 | 1 | 1 | 42.22 | 42.22 | 2618.22 | 3262.22 | 3906.22 | 2618.22 | 3262.22 | 3906.22 | 2023 | Intermediate | 10 | Prevailing local wages, Drive time, Local code requirements, Access, Incentive programs, Existing construction and materials, Brand recognition, Engineering and design fees, Condition of existing electrical system, Need for additional wiring / switching, Software upgrades, Site assessment, Ceiling height | 2 | 8 | 0 | 2023 | Due to increases in R&D, improvements in current technology (e.g., more efficient motors and compressors, larger cross-section heat exchangers, adoption of variable speed technologies) are expected to increase efficiency with corresponding increases in cost
111 | 2023 | Residential | HVAC | Air Conditioner | Portable | Electricity | Portable Air Conditioner | 2023$ |  | Residential Portable Air Conditioners | 0 | 0 | 0 | Cooling Capacity | kBtu/h | 7.8257 | 6.6 | 6.6 | 6.6 | 0 | 0 | 0 | Efficiency | CEER | 5.5 | 7.25 | 8.2 | 7.6 | 2888.8 | 3611 | 4333.2 | 1 |  |  | 2888.8 | 3611 | 4333.2 | 1 | 1 | 42.22 | 42.22 | 2931.02 | 3653.22 | 4375.42 | 2931.02 | 3653.22 | 4375.42 | 2030 | Intermediate | 10 | Prevailing local wages, Drive time, Local code requirements, Access, Incentive programs, Existing construction and materials, Brand recognition, Engineering and design fees, Condition of existing electrical system, Need for additional wiring / switching, Software upgrades, Site assessment, Ceiling height | 2 | 8 | 0 | 2023 | Due to increases in R&D, improvements in current technology (e.g., more efficient motors and compressors, larger cross-section heat exchangers, adoption of variable speed technologies) are expected to increase efficiency with corresponding increases in cost
111 | 2023 | Residential | HVAC | Air Conditioner | Portable | Electricity | Portable Air Conditioner | 2023$ |  | Residential Portable Air Conditioners | 0 | 0 | 0 | Cooling Capacity | kBtu/h | 7.8257 | 6.6 | 6.6 | 6.6 | 0 | 0 | 0 | Efficiency | CEER | 5.5 | 7.525 | 8.275 | 7.6 | 2898 | 3622.5 | 4347 | 1 |  |  | 2898 | 3622.5 | 4347 | 1 | 1 | 42.22 | 42.22 | 2940.22 | 3664.72 | 4389.22 | 2940.22 | 3664.72 | 4389.22 | 2035 | Intermediate | 10 | Prevailing local wages, Drive time, Local code requirements, Access, Incentive programs, Existing construction and materials, Brand recognition, Engineering and design fees, Condition of existing electrical system, Need for additional wiring / switching, Software upgrades, Site assessment, Ceiling height | 2 | 8 | 0 | 2023 | Due to increases in R&D, improvements in current technology (e.g., more efficient motors and compressors, larger cross-section heat exchangers, adoption of variable speed technologies) are expected to increase efficiency with corresponding increases in cost
111 | 2023 | Residential | HVAC | Air Conditioner | Portable | Electricity | Portable Air Conditioner | 2023$ |  | Residential Portable Air Conditioners | 0 | 0 | 0 | Cooling Capacity | kBtu/h | 7.8257 | 6.6 | 6.6 | 6.6 | 0 | 0 | 0 | Efficiency | CEER | 5.5 | 7.8 | 8.35 | 7.6 | 2907.2 | 3634 | 4360.8 | 1 |  |  | 2907.2 | 3634 | 4360.8 | 1 | 1 | 42.22 | 42.22 | 2949.42 | 3676.22 | 4403.02 | 2949.42 | 3676.22 | 4403.02 | 2040 | Intermediate | 10 | Prevailing local wages, Drive time, Local code requirements, Access, Incentive programs, Existing construction and materials, Brand recognition, Engineering and design fees, Condition of existing electrical system, Need for additional wiring / switching, Software upgrades, Site assessment, Ceiling height | 2 | 8 | 0 | 2023 | Due to increases in R&D, improvements in current technology (e.g., more efficient motors and compressors, larger cross-section heat exchangers, adoption of variable speed technologies) are expected to increase efficiency with corresponding increases in cost
111 | 2023 | Residential | HVAC | Air Conditioner | Portable | Electricity | Portable Air Conditioner | 2023$ |  | Residential Portable Air Conditioners | 0 | 0 | 0 | Cooling Capacity | kBtu/h | 7.8257 | 6.6 | 6.6 | 6.6 | 0 | 0 | 0 | Efficiency | CEER | 5.5 | 8.125 | 8.975 | 7.6 | 2916.4 | 3645.5 | 4374.6 | 1 |  |  | 2916.4 | 3645.5 | 4374.6 | 1 | 1 | 42.22 | 42.22 | 2958.62 | 3687.72 | 4416.82 | 2958.62 | 3687.72 | 4416.82 | 2045 | Intermediate | 10 | Prevailing local wages, Drive time, Local code requirements, Access, Incentive programs, Existing construction and materials, Brand recognition, Engineering and design fees, Condition of existing electrical system, Need for additional wiring / switching, Software upgrades, Site assessment, Ceiling height | 2 | 8 | 0 | 2023 | Due to increases in R&D, improvements in current technology (e.g., more efficient motors and compressors, larger cross-section heat exchangers, adoption of variable speed technologies) are expected to increase efficiency with corresponding increases in cost
111 | 2023 | Residential | HVAC | Air Conditioner | Portable | Electricity | Portable Air Conditioner | 2023$ |  | Residential Portable Air Conditioners | 0 | 0 | 0 | Cooling Capacity | kBtu/h | 7.8257 | 6.6 | 6.6 | 6.6 | 0 | 0 | 0 | Efficiency | CEER | 5.5 | 8.45 | 9.6 | 7.6 | 2925.6 | 3657 | 4388.4 | 1 |  |  | 2925.6 | 3657 | 4388.4 | 1 | 1 | 42.22 | 42.22 | 2967.82 | 3699.22 | 4430.62 | 2967.82 | 3699.22 | 4430.62 | 2050 | Intermediate | 10 | Prevailing local wages, Drive time, Local code requirements, Access, Incentive programs, Existing construction and materials, Brand recognition, Engineering and design fees, Condition of existing electrical system, Need for additional wiring / switching, Software upgrades, Site assessment, Ceiling height | 2 | 8 | 0 | 2023 | Due to increases in R&D, improvements in current technology (e.g., more efficient motors and compressors, larger cross-section heat exchangers, adoption of variable speed technologies) are expected to increase efficiency with corresponding increases in cost
111 | 2023 | Residential | HVAC | Air Conditioner | Portable | Electricity | Portable Air Conditioner | 2023$ |  | Residential Portable Air Conditioners | 0 | 0 | 0 | Cooling Capacity | kBtu/h | 6.6 | 6.6 | 6.6 | 6.6 | 0 | 0 | 0 | Efficiency | CEER | 5.5 | 5.5 | 7.6 | 7.6 | 2576 | 3220 | 3864 | 1 |  |  | 2576 | 3220 | 3864 | 1 | 1 | 42.22 | 42.22 | 2618.22 | 3262.22 | 3906.22 | 2618.22 | 3262.22 | 3906.22 | 2023 | Advanced | 10 | Prevailing local wages, Drive time, Local code requirements, Access, Incentive programs, Existing construction and materials, Brand recognition, Engineering and design fees, Condition of existing electrical system, Need for additional wiring / switching, Software upgrades, Site assessment, Ceiling height | 2 | 8 | 0 | 2023 | Due to increases in R&D, improvements in current technology (e.g., more efficient motors and compressors, larger cross-section heat exchangers, adoption of variable speed technologies) are expected to increase efficiency with corresponding increases in cost
111 | 2023 | Residential | HVAC | Air Conditioner | Portable | Electricity | Portable Air Conditioner | 2023$ |  | Residential Portable Air Conditioners | 0 | 0 | 0 | Cooling Capacity | kBtu/h | 7.6371 | 7.6371 | 7.6371 | 6.6 | 0 | 0 | 0 | Efficiency | CEER | 5.5 | 7.8 | 8.8 | 7.6 | 2980.8 | 3726 | 4471.2 | 1 |  |  | 2980.8 | 3726 | 4471.2 | 1 | 1 | 42.22 | 42.22 | 3023.02 | 3768.22 | 4513.42 | 3023.02 | 3768.22 | 4513.42 | 2030 | Advanced | 10 | Prevailing local wages, Drive time, Local code requirements, Access, Incentive programs, Existing construction and materials, Brand recognition, Engineering and design fees, Condition of existing electrical system, Need for additional wiring / switching, Software upgrades, Site assessment, Ceiling height | 2 | 8 | 0 | 2023 | Due to increases in R&D, improvements in current technology (e.g., more efficient motors and compressors, larger cross-section heat exchangers, adoption of variable speed technologies) are expected to increase efficiency with corresponding increases in cost
111 | 2023 | Residential | HVAC | Air Conditioner | Portable | Electricity | Portable Air Conditioner | 2023$ |  | Residential Portable Air Conditioners | 0 | 0 | 0 | Cooling Capacity | kBtu/h | 7.6843 | 7.6843 | 7.6843 | 6.6 | 0 | 0 | 0 | Efficiency | CEER | 5.5 | 8.35 | 8.95 | 7.6 | 2999.2 | 3749 | 4498.8 | 1 |  |  | 2999.2 | 3749 | 4498.8 | 1 | 1 | 42.22 | 42.22 | 3041.42 | 3791.22 | 4541.02 | 3041.42 | 3791.22 | 4541.02 | 2035 | Advanced | 10 | Prevailing local wages, Drive time, Local code requirements, Access, Incentive programs, Existing construction and materials, Brand recognition, Engineering and design fees, Condition of existing electrical system, Need for additional wiring / switching, Software upgrades, Site assessment, Ceiling height | 2 | 8 | 0 | 2023 | Due to increases in R&D, improvements in current technology (e.g., more efficient motors and compressors, larger cross-section heat exchangers, adoption of variable speed technologies) are expected to increase efficiency with corresponding increases in cost
111 | 2023 | Residential | HVAC | Air Conditioner | Portable | Electricity | Portable Air Conditioner | 2023$ |  | Residential Portable Air Conditioners | 0 | 0 | 0 | Cooling Capacity | kBtu/h | 7.7314 | 7.7314 | 7.7314 | 6.6 | 0 | 0 | 0 | Efficiency | CEER | 5.5 | 8.9 | 9.1 | 7.6 | 3017.6 | 3772 | 4526.4 | 1 |  |  | 3017.6 | 3772 | 4526.4 | 1 | 1 | 42.22 | 42.22 | 3059.82 | 3814.22 | 4568.62 | 3059.82 | 3814.22 | 4568.62 | 2040 | Advanced | 10 | Prevailing local wages, Drive time, Local code requirements, Access, Incentive programs, Existing construction and materials, Brand recognition, Engineering and design fees, Condition of existing electrical system, Need for additional wiring / switching, Software upgrades, Site assessment, Ceiling height | 2 | 8 | 0 | 2023 | Due to increases in R&D, improvements in current technology (e.g., more efficient motors and compressors, larger cross-section heat exchangers, adoption of variable speed technologies) are expected to increase efficiency with corresponding increases in cost
111 | 2023 | Residential | HVAC | Air Conditioner | Portable | Electricity | Portable Air Conditioner | 2023$ |  | Residential Portable Air Conditioners | 0 | 0 | 0 | Cooling Capacity | kBtu/h | 7.7786 | 7.7786 | 7.7786 | 6.6 | 0 | 0 | 0 | Efficiency | CEER | 5.5 | 9.55 | 10.35 | 7.6 | 3036 | 3795 | 4554 | 1 |  |  | 3036 | 3795 | 4554 | 1 | 1 | 42.22 | 42.22 | 3078.22 | 3837.22 | 4596.22 | 3078.22 | 3837.22 | 4596.22 | 2045 | Advanced | 10 | Prevailing local wages, Drive time, Local code requirements, Access, Incentive programs, Existing construction and materials, Brand recognition, Engineering and design fees, Condition of existing electrical system, Need for additional wiring / switching, Software upgrades, Site assessment, Ceiling height | 2 | 8 | 0 | 2023 | Due to increases in R&D, improvements in current technology (e.g., more efficient motors and compressors, larger cross-section heat exchangers, adoption of variable speed technologies) are expected to increase efficiency with corresponding increases in cost
111 | 2023 | Residential | HVAC | Air Conditioner | Portable | Electricity | Portable Air Conditioner | 2023$ |  | Residential Portable Air Conditioners | 0 | 0 | 0 | Cooling Capacity | kBtu/h | 7.8257 | 7.8257 | 7.8257 | 6.6 | 0 | 0 | 0 | Efficiency | CEER | 5.5 | 10.2 | 11.6 | 7.6 | 3054.4 | 3818 | 4581.6 | 1 |  |  | 3054.4 | 3818 | 4581.6 | 1 | 1 | 42.22 | 42.22 | 3096.62 | 3860.22 | 4623.82 | 3096.62 | 3860.22 | 4623.82 | 2050 | Advanced | 10 | Prevailing local wages, Drive time, Local code requirements, Access, Incentive programs, Existing construction and materials, Brand recognition, Engineering and design fees, Condition of existing electrical system, Need for additional wiring / switching, Software upgrades, Site assessment, Ceiling height | 2 | 8 | 0 | 2023 | Due to increases in R&D, improvements in current technology (e.g., more efficient motors and compressors, larger cross-section heat exchangers, adoption of variable speed technologies) are expected to increase efficiency with corresponding increases in cost
112 | 2023 | Residential | Envelope | Radiant Barrier |  |  | Radiant Barrier | 2023$/sqft | Radiant Barrier |  | 0 | 0 | 0 | N/A | N/A | 0 | 0 | 0 | 0 | 0 | 0 | 0 | Square Feet | ft2 | 0 | 215 | 0 | 0 | 0.25096 | 0.46167 | 0.56352 | 215 | Square Feet | ft2 | 53.9564 | 99.2601 | 121.1568 | 2.67 | 0 | 0 | 0 | 144.0636 | 265.0245 | 323.4887 | 0 | 0 | 0 | 2023 | Reference | 999 | Prevailing local wages, Drive time, Local code requirements, Attic height, Roof slope, Access, Presence/condition/type of existing insulation, Existing construction and materials, Moisture issues present, Presence of hazardous materials | 2 | 25 | 0 | 2023 | Assumes for the reference case that raw material prices will increase over the coming decades. Assumed for the advanced case that energy dependency will move away from oil and gas causing a higher supply of raw materials used to make insulation which will lower the material costs. Typical costs assume an area of 215 sqft based on average of unit data.
112 | 2023 | Residential | Envelope | Radiant Barrier |  |  | Radiant Barrier | 2023$/sqft | Radiant Barrier |  | 0 | 0 | 0 | N/A | N/A | 0 | 0 | 0 | 0 | 0 | 0 | 0 | Square Feet | ft2 | 0 | 215 | 0 | 0 | 0.27606 | 0.50784 | 0.61987 | 215 | Square Feet | ft2 | 59.352 | 109.1861 | 133.2725 | 2.67 | 0 | 0 | 0 | 158.4699 | 291.527 | 355.8375 | 0 | 0 | 0 | 2030 | Reference | 999 | Prevailing local wages, Drive time, Local code requirements, Attic height, Roof slope, Access, Presence/condition/type of existing insulation, Existing construction and materials, Moisture issues present, Presence of hazardous materials | 2 | 25 | 0 | 2023 | Assumes for the reference case that raw material prices will increase over the coming decades. Assumed for the advanced case that energy dependency will move away from oil and gas causing a higher supply of raw materials used to make insulation which will lower the material costs. Typical costs assume an area of 215 sqft based on average of unit data.
112 | 2023 | Residential | Envelope | Radiant Barrier |  |  | Radiant Barrier | 2023$/sqft | Radiant Barrier |  | 0 | 0 | 0 | N/A | N/A | 0 | 0 | 0 | 0 | 0 | 0 | 0 | Square Feet | ft2 | 0 | 215 | 0 | 0 | 0.28986 | 0.53323 | 0.65087 | 215 | Square Feet | ft2 | 62.3196 | 114.6454 | 139.9361 | 2.67 | 0 | 0 | 0 | 166.3934 | 306.1033 | 373.6294 | 0 | 0 | 0 | 2035 | Reference | 999 | Prevailing local wages, Drive time, Local code requirements, Attic height, Roof slope, Access, Presence/condition/type of existing insulation, Existing construction and materials, Moisture issues present, Presence of hazardous materials | 2 | 25 | 0 | 2023 | Assumes for the reference case that raw material prices will increase over the coming decades. Assumed for the advanced case that energy dependency will move away from oil and gas causing a higher supply of raw materials used to make insulation which will lower the material costs. Typical costs assume an area of 215 sqft based on average of unit data.
112 | 2023 | Residential | Envelope | Radiant Barrier |  |  | Radiant Barrier | 2023$/sqft | Radiant Barrier |  | 0 | 0 | 0 | N/A | N/A | 0 | 0 | 0 | 0 | 0 | 0 | 0 | Square Feet | ft2 | 0 | 215 | 0 | 0 | 0.30366 | 0.55863 | 0.68186 | 215 | Square Feet | ft2 | 65.2872 | 120.1048 | 146.5997 | 2.67 | 0 | 0 | 0 | 174.3169 | 320.6797 | 391.4213 | 0 | 0 | 0 | 2040 | Reference | 999 | Prevailing local wages, Drive time, Local code requirements, Attic height, Roof slope, Access, Presence/condition/type of existing insulation, Existing construction and materials, Moisture issues present, Presence of hazardous materials | 2 | 25 | 0 | 2023 | Assumes for the reference case that raw material prices will increase over the coming decades. Assumed for the advanced case that energy dependency will move away from oil and gas causing a higher supply of raw materials used to make insulation which will lower the material costs. Typical costs assume an area of 215 sqft based on average of unit data.
112 | 2023 | Residential | Envelope | Radiant Barrier |  |  | Radiant Barrier | 2023$/sqft | Radiant Barrier |  | 0 | 0 | 0 | N/A | N/A | 0 | 0 | 0 | 0 | 0 | 0 | 0 | Square Feet | ft2 | 0 | 215 | 0 | 0 | 0.31025 | 0.57075 | 0.69665 | 215 | Square Feet | ft2 | 66.7036 | 122.7103 | 149.7801 | 2.67 | 0 | 0 | 0 | 178.0986 | 327.6366 | 399.9129 | 0 | 0 | 0 | 2045 | Reference | 999 | Prevailing local wages, Drive time, Local code requirements, Attic height, Roof slope, Access, Presence/condition/type of existing insulation, Existing construction and materials, Moisture issues present, Presence of hazardous materials | 2 | 25 | 0 | 2023 | Assumes for the reference case that raw material prices will increase over the coming decades. Assumed for the advanced case that energy dependency will move away from oil and gas causing a higher supply of raw materials used to make insulation which will lower the material costs. Typical costs assume an area of 215 sqft based on average of unit data.
112 | 2023 | Residential | Envelope | Radiant Barrier |  |  | Radiant Barrier | 2023$/sqft | Radiant Barrier |  | 0 | 0 | 0 | N/A | N/A | 0 | 0 | 0 | 0 | 0 | 0 | 0 | Square Feet | ft2 | 0 | 215 | 0 | 0 | 0.31684 | 0.58286 | 0.71144 | 215 | Square Feet | ft2 | 68.12 | 125.3159 | 152.9605 | 2.67 | 0 | 0 | 0 | 181.8803 | 334.5935 | 408.4044 | 0 | 0 | 0 | 2050 | Reference | 999 | Prevailing local wages, Drive time, Local code requirements, Attic height, Roof slope, Access, Presence/condition/type of existing insulation, Existing construction and materials, Moisture issues present, Presence of hazardous materials | 2 | 25 | 0 | 2023 | Assumes for the reference case that raw material prices will increase over the coming decades. Assumed for the advanced case that energy dependency will move away from oil and gas causing a higher supply of raw materials used to make insulation which will lower the material costs. Typical costs assume an area of 215 sqft based on average of unit data.
112 | 2023 | Residential | Envelope | Radiant Barrier |  |  | Radiant Barrier | 2023$/sqft | Radiant Barrier |  | 0 | 0 | 0 | N/A | N/A | 0 | 0 | 0 | 0 | 0 | 0 | 0 | Square Feet | ft2 | 0 | 215 | 0 | 0 | 0.25096 | 0.46167 | 0.56352 | 215 | Square Feet | ft2 | 53.9564 | 99.2601 | 121.1568 | 2.67 | 0 | 0 | 0 | 144.0636 | 265.0245 | 323.4887 | 0 | 0 | 0 | 2023 | Intermediate | 999 | Prevailing local wages, Drive time, Local code requirements, Attic height, Roof slope, Access, Presence/condition/type of existing insulation, Existing construction and materials, Moisture issues present, Presence of hazardous materials | 2 | 25 | 0 | 2023 | Assumes for the reference case that raw material prices will increase over the coming decades. Assumed for the advanced case that energy dependency will move away from oil and gas causing a higher supply of raw materials used to make insulation which will lower the material costs. Typical costs assume an area of 215 sqft based on average of unit data.
112 | 2023 | Residential | Envelope | Radiant Barrier |  |  | Radiant Barrier | 2023$/sqft | Radiant Barrier |  | 0 | 0 | 0 | N/A | N/A | 0 | 0 | 0 | 0 | 0 | 0 | 0 | Square Feet | ft2 | 0 | 215 | 0 | 0 | 0.25096 | 0.46167 | 0.56352 | 215 | Square Feet | ft2 | 53.9564 | 99.2601 | 121.1568 | 2.67 | 0 | 0 | 0 | 144.0636 | 265.0245 | 323.4887 | 0 | 0 | 0 | 2030 | Intermediate | 999 | Prevailing local wages, Drive time, Local code requirements, Attic height, Roof slope, Access, Presence/condition/type of existing insulation, Existing construction and materials, Moisture issues present, Presence of hazardous materials | 2 | 25 | 0 | 2023 | Assumes for the reference case that raw material prices will increase over the coming decades. Assumed for the advanced case that energy dependency will move away from oil and gas causing a higher supply of raw materials used to make insulation which will lower the material costs. Typical costs assume an area of 215 sqft based on average of unit data.
112 | 2023 | Residential | Envelope | Radiant Barrier |  |  | Radiant Barrier | 2023$/sqft | Radiant Barrier |  | 0 | 0 | 0 | N/A | N/A | 0 | 0 | 0 | 0 | 0 | 0 | 0 | Square Feet | ft2 | 0 | 215 | 0 | 0 | 0.25221 | 0.46398 | 0.56634 | 215 | Square Feet | ft2 | 54.2262 | 99.7564 | 121.7626 | 2.67 | 0 | 0 | 0 | 144.7839 | 266.3497 | 325.1061 | 0 | 0 | 0 | 2035 | Intermediate | 999 | Prevailing local wages, Drive time, Local code requirements, Attic height, Roof slope, Access, Presence/condition/type of existing insulation, Existing construction and materials, Moisture issues present, Presence of hazardous materials | 2 | 25 | 0 | 2023 | Assumes for the reference case that raw material prices will increase over the coming decades. Assumed for the advanced case that energy dependency will move away from oil and gas causing a higher supply of raw materials used to make insulation which will lower the material costs. Typical costs assume an area of 215 sqft based on average of unit data.
112 | 2023 | Residential | Envelope | Radiant Barrier |  |  | Radiant Barrier | 2023$/sqft | Radiant Barrier |  | 0 | 0 | 0 | N/A | N/A | 0 | 0 | 0 | 0 | 0 | 0 | 0 | Square Feet | ft2 | 0 | 215 | 0 | 0 | 0.25347 | 0.46629 | 0.56916 | 215 | Square Feet | ft2 | 54.496 | 100.2527 | 122.3684 | 2.67 | 0 | 0 | 0 | 145.5042 | 267.6748 | 326.7235 | 0 | 0 | 0 | 2040 | Intermediate | 999 | Prevailing local wages, Drive time, Local code requirements, Attic height, Roof slope, Access, Presence/condition/type of existing insulation, Existing construction and materials, Moisture issues present, Presence of hazardous materials | 2 | 25 | 0 | 2023 | Assumes for the reference case that raw material prices will increase over the coming decades. Assumed for the advanced case that energy dependency will move away from oil and gas causing a higher supply of raw materials used to make insulation which will lower the material costs. Typical costs assume an area of 215 sqft based on average of unit data.
112 | 2023 | Residential | Envelope | Radiant Barrier |  |  | Radiant Barrier | 2023$/sqft | Radiant Barrier |  | 0 | 0 | 0 | N/A | N/A | 0 | 0 | 0 | 0 | 0 | 0 | 0 | Square Feet | ft2 | 0 | 215 | 0 | 0 | 0.25168 | 0.463 | 0.56514 | 215 | Square Feet | ft2 | 54.1115 | 99.5455 | 121.5051 | 2.67 | 0 | 0 | 0 | 144.4778 | 265.7865 | 324.4187 | 0 | 0 | 0 | 2045 | Intermediate | 999 | Prevailing local wages, Drive time, Local code requirements, Attic height, Roof slope, Access, Presence/condition/type of existing insulation, Existing construction and materials, Moisture issues present, Presence of hazardous materials | 2 | 25 | 0 | 2023 | Assumes for the reference case that raw material prices will increase over the coming decades. Assumed for the advanced case that energy dependency will move away from oil and gas causing a higher supply of raw materials used to make insulation which will lower the material costs. Typical costs assume an area of 215 sqft based on average of unit data.
112 | 2023 | Residential | Envelope | Radiant Barrier |  |  | Radiant Barrier | 2023$/sqft | Radiant Barrier |  | 0 | 0 | 0 | N/A | N/A | 0 | 0 | 0 | 0 | 0 | 0 | 0 | Square Feet | ft2 | 0 | 215 | 0 | 0 | 0.24989 | 0.45971 | 0.56113 | 215 | Square Feet | ft2 | 53.7271 | 98.8383 | 120.6419 | 2.67 | 0 | 0 | 0 | 143.4513 | 263.8982 | 322.1138 | 0 | 0 | 0 | 2050 | Intermediate | 999 | Prevailing local wages, Drive time, Local code requirements, Attic height, Roof slope, Access, Presence/condition/type of existing insulation, Existing construction and materials, Moisture issues present, Presence of hazardous materials | 2 | 25 | 0 | 2023 | Assumes for the reference case that raw material prices will increase over the coming decades. Assumed for the advanced case that energy dependency will move away from oil and gas causing a higher supply of raw materials used to make insulation which will lower the material costs. Typical costs assume an area of 215 sqft based on average of unit data.
112 | 2023 | Residential | Envelope | Radiant Barrier |  |  | Radiant Barrier | 2023$/sqft | Radiant Barrier |  | 0 | 0 | 0 | N/A | N/A | 0 | 0 | 0 | 0 | 0 | 0 | 0 | Square Feet | ft2 | 0 | 215 | 0 | 0 | 0.25096 | 0.46167 | 0.56352 | 215 | Square Feet | ft2 | 53.9564 | 99.2601 | 121.1568 | 2.67 | 0 | 0 | 0 | 144.0636 | 265.0245 | 323.4887 | 0 | 0 | 0 | 2023 | Advanced | 999 | Prevailing local wages, Drive time, Local code requirements, Attic height, Roof slope, Access, Presence/condition/type of existing insulation, Existing construction and materials, Moisture issues present, Presence of hazardous materials | 2 | 25 | 0 | 2023 | Assumes for the reference case that raw material prices will increase over the coming decades. Assumed for the advanced case that energy dependency will move away from oil and gas causing a higher supply of raw materials used to make insulation which will lower the material costs. Typical costs assume an area of 215 sqft based on average of unit data.
112 | 2023 | Residential | Envelope | Radiant Barrier |  |  | Radiant Barrier | 2023$/sqft | Radiant Barrier |  | 0 | 0 | 0 | N/A | N/A | 0 | 0 | 0 | 0 | 0 | 0 | 0 | Square Feet | ft2 | 0 | 215 | 0 | 0 | 0.22586 | 0.41551 | 0.50717 | 215 | Square Feet | ft2 | 48.5608 | 89.3341 | 109.0411 | 2.67 | 0 | 0 | 0 | 129.6572 | 238.5221 | 291.1398 | 0 | 0 | 0 | 2030 | Advanced | 999 | Prevailing local wages, Drive time, Local code requirements, Attic height, Roof slope, Access, Presence/condition/type of existing insulation, Existing construction and materials, Moisture issues present, Presence of hazardous materials | 2 | 25 | 0 | 2023 | Assumes for the reference case that raw material prices will increase over the coming decades. Assumed for the advanced case that energy dependency will move away from oil and gas causing a higher supply of raw materials used to make insulation which will lower the material costs. Typical costs assume an area of 215 sqft based on average of unit data.
112 | 2023 | Residential | Envelope | Radiant Barrier |  |  | Radiant Barrier | 2023$/sqft | Radiant Barrier |  | 0 | 0 | 0 | N/A | N/A | 0 | 0 | 0 | 0 | 0 | 0 | 0 | Square Feet | ft2 | 0 | 215 | 0 | 0 | 0.21457 | 0.39473 | 0.48181 | 215 | Square Feet | ft2 | 46.1327 | 84.8674 | 103.5891 | 2.67 | 0 | 0 | 0 | 123.1744 | 226.596 | 276.5828 | 0 | 0 | 0 | 2035 | Advanced | 999 | Prevailing local wages, Drive time, Local code requirements, Attic height, Roof slope, Access, Presence/condition/type of existing insulation, Existing construction and materials, Moisture issues present, Presence of hazardous materials | 2 | 25 | 0 | 2023 | Assumes for the reference case that raw material prices will increase over the coming decades. Assumed for the advanced case that energy dependency will move away from oil and gas causing a higher supply of raw materials used to make insulation which will lower the material costs. Typical costs assume an area of 215 sqft based on average of unit data.
112 | 2023 | Residential | Envelope | Radiant Barrier |  |  | Radiant Barrier | 2023$/sqft | Radiant Barrier |  | 0 | 0 | 0 | N/A | N/A | 0 | 0 | 0 | 0 | 0 | 0 | 0 | Square Feet | ft2 | 0 | 215 | 0 | 0 | 0.20328 | 0.37396 | 0.45645 | 215 | Square Feet | ft2 | 43.7047 | 80.4007 | 98.137 | 2.67 | 0 | 0 | 0 | 116.6915 | 214.6699 | 262.0258 | 0 | 0 | 0 | 2040 | Advanced | 999 | Prevailing local wages, Drive time, Local code requirements, Attic height, Roof slope, Access, Presence/condition/type of existing insulation, Existing construction and materials, Moisture issues present, Presence of hazardous materials | 2 | 25 | 0 | 2023 | Assumes for the reference case that raw material prices will increase over the coming decades. Assumed for the advanced case that energy dependency will move away from oil and gas causing a higher supply of raw materials used to make insulation which will lower the material costs. Typical costs assume an area of 215 sqft based on average of unit data.
112 | 2023 | Residential | Envelope | Radiant Barrier |  |  | Radiant Barrier | 2023$/sqft | Radiant Barrier |  | 0 | 0 | 0 | N/A | N/A | 0 | 0 | 0 | 0 | 0 | 0 | 0 | Square Feet | ft2 | 0 | 215 | 0 | 0 | 0.19311 | 0.35526 | 0.43363 | 215 | Square Feet | ft2 | 41.5194 | 76.3807 | 93.2302 | 2.67 | 0 | 0 | 0 | 110.8569 | 203.9364 | 248.9245 | 0 | 0 | 0 | 2045 | Advanced | 999 | Prevailing local wages, Drive time, Local code requirements, Attic height, Roof slope, Access, Presence/condition/type of existing insulation, Existing construction and materials, Moisture issues present, Presence of hazardous materials | 2 | 25 | 0 | 2023 | Assumes for the reference case that raw material prices will increase over the coming decades. Assumed for the advanced case that energy dependency will move away from oil and gas causing a higher supply of raw materials used to make insulation which will lower the material costs. Typical costs assume an area of 215 sqft based on average of unit data.
112 | 2023 | Residential | Envelope | Radiant Barrier |  |  | Radiant Barrier | 2023$/sqft | Radiant Barrier |  | 0 | 0 | 0 | N/A | N/A | 0 | 0 | 0 | 0 | 0 | 0 | 0 | Square Feet | ft2 | 0 | 215 | 0 | 0 | 0.18295 | 0.33656 | 0.41081 | 215 | Square Feet | ft2 | 39.3342 | 72.3606 | 88.3233 | 2.67 | 0 | 0 | 0 | 105.0224 | 193.2029 | 235.8232 | 0 | 0 | 0 | 2050 | Advanced | 999 | Prevailing local wages, Drive time, Local code requirements, Attic height, Roof slope, Access, Presence/condition/type of existing insulation, Existing construction and materials, Moisture issues present, Presence of hazardous materials | 2 | 25 | 0 | 2023 | Assumes for the reference case that raw material prices will increase over the coming decades. Assumed for the advanced case that energy dependency will move away from oil and gas causing a higher supply of raw materials used to make insulation which will lower the material costs. Typical costs assume an area of 215 sqft based on average of unit data.
113 | 2023 | Residential | Refrigeration | Refrigerator | Bottom Mount | Electricity | Refrigerator Bottom Mount | 2023$ | Refrigerator Non-French Door | Residential Refrigerator Bottom Mount | 27.8751 | 34.8438 | 41.8126 | Volume | ft3 | 8.2 | 19 | 19 | 30.7 | -0.10623 | -0.13279 | -0.15934 | Annual Energy Consumption | kWh/yr | 730 | 473 | 430 | 115 | 1033.5624 | 1291.953 | 1550.3436 | 1 |  |  | 1512.9424 | 1891.178 | 2269.4136 | 1 | 1 | 194.4981 | 420.1056 | 1707.4405 | 2085.6761 | 2463.9117 | 1933.048 | 2311.2836 | 2689.5192 | 2023 | Reference | 15 | Prevailing local wages, Drive time, Access, Need for condensate line/drain, Condition of existing electrical system, Type of equipment | 2 | 83 | 0.7745 | 2023 | 1) Higher typical efficiencies with same costs as reference case despite increased efficiency.
113 | 2023 | Residential | Refrigeration | Refrigerator | Bottom Mount | Electricity | Refrigerator Bottom Mount | 2023$ | Refrigerator Non-French Door |  | 27.8751 | 34.8438 | 41.8126 | Volume | ft3 | 8.2 | 19 | 19 | 30.7 | -0.10623 | -0.13279 | -0.15934 | Annual Energy Consumption | kWh/yr | 730 | 473 | 430 | 115 | 1033.5624 | 1291.953 | 1550.3436 | 1 |  |  | 1512.9424 | 1891.178 | 2269.4136 | 1 | 1 | 194.4981 | 420.1056 | 1707.4405 | 2085.6761 | 2463.9117 | 1933.048 | 2311.2836 | 2689.5192 | 2030 | Reference | 15 | Prevailing local wages, Drive time, Access, Need for condensate line/drain, Condition of existing electrical system, Type of equipment | 2 | 83 | 0.7745 | 2023 | 1) Higher typical efficiencies with same costs as reference case despite increased efficiency.
113 | 2023 | Residential | Refrigeration | Refrigerator | Bottom Mount | Electricity | Refrigerator Bottom Mount | 2023$ | Refrigerator Non-French Door |  | 27.8751 | 34.8438 | 41.8126 | Volume | ft3 | 8.2 | 19 | 19 | 30.7 | -0.10623 | -0.13279 | -0.15934 | Annual Energy Consumption | kWh/yr | 730 | 473 | 430 | 115 | 1033.5624 | 1291.953 | 1550.3436 | 1 |  |  | 1512.9424 | 1891.178 | 2269.4136 | 1 | 1 | 194.4981 | 420.1056 | 1707.4405 | 2085.6761 | 2463.9117 | 1933.048 | 2311.2836 | 2689.5192 | 2035 | Reference | 15 | Prevailing local wages, Drive time, Access, Need for condensate line/drain, Condition of existing electrical system, Type of equipment | 2 | 83 | 0.7745 | 2023 | 1) Higher typical efficiencies with same costs as reference case despite increased efficiency.
113 | 2023 | Residential | Refrigeration | Refrigerator | Bottom Mount | Electricity | Refrigerator Bottom Mount | 2023$ | Refrigerator Non-French Door |  | 27.8751 | 34.8438 | 41.8126 | Volume | ft3 | 8.2 | 19 | 19 | 30.7 | -0.10623 | -0.13279 | -0.15934 | Annual Energy Consumption | kWh/yr | 730 | 473 | 430 | 115 | 1033.5624 | 1291.953 | 1550.3436 | 1 |  |  | 1512.9424 | 1891.178 | 2269.4136 | 1 | 1 | 194.4981 | 420.1056 | 1707.4405 | 2085.6761 | 2463.9117 | 1933.048 | 2311.2836 | 2689.5192 | 2040 | Reference | 15 | Prevailing local wages, Drive time, Access, Need for condensate line/drain, Condition of existing electrical system, Type of equipment | 2 | 83 | 0.7745 | 2023 | 1) Higher typical efficiencies with same costs as reference case despite increased efficiency.
113 | 2023 | Residential | Refrigeration | Refrigerator | Bottom Mount | Electricity | Refrigerator Bottom Mount | 2023$ | Refrigerator Non-French Door |  | 27.8751 | 34.8438 | 41.8126 | Volume | ft3 | 8.2 | 19 | 19 | 30.7 | -0.10623 | -0.13279 | -0.15934 | Annual Energy Consumption | kWh/yr | 730 | 473 | 430 | 115 | 1033.5624 | 1291.953 | 1550.3436 | 1 |  |  | 1512.9424 | 1891.178 | 2269.4136 | 1 | 1 | 194.4981 | 420.1056 | 1707.4405 | 2085.6761 | 2463.9117 | 1933.048 | 2311.2836 | 2689.5192 | 2045 | Reference | 15 | Prevailing local wages, Drive time, Access, Need for condensate line/drain, Condition of existing electrical system, Type of equipment | 2 | 83 | 0.7745 | 2023 | 1) Higher typical efficiencies with same costs as reference case despite increased efficiency.
113 | 2023 | Residential | Refrigeration | Refrigerator | Bottom Mount | Electricity | Refrigerator Bottom Mount | 2023$ | Refrigerator Non-French Door |  | 27.8751 | 34.8438 | 41.8126 | Volume | ft3 | 8.2 | 19 | 19 | 30.7 | -0.10623 | -0.13279 | -0.15934 | Annual Energy Consumption | kWh/yr | 730 | 473 | 430 | 115 | 1033.5624 | 1291.953 | 1550.3436 | 1 |  |  | 1512.9424 | 1891.178 | 2269.4136 | 1 | 1 | 194.4981 | 420.1056 | 1707.4405 | 2085.6761 | 2463.9117 | 1933.048 | 2311.2836 | 2689.5192 | 2050 | Reference | 15 | Prevailing local wages, Drive time, Access, Need for condensate line/drain, Condition of existing electrical system, Type of equipment | 2 | 83 | 0.7745 | 2023 | 1) Higher typical efficiencies with same costs as reference case despite increased efficiency.
113 | 2023 | Residential | Refrigeration | Refrigerator | Bottom Mount | Electricity | Refrigerator Bottom Mount | 2023$ | Refrigerator Non-French Door |  | 27.8751 | 34.8438 | 41.8126 | Volume | ft3 | 8.2 | 19 | 19 | 30.7 | -0.10623 | -0.13279 | -0.15934 | Annual Energy Consumption | kWh/yr | 730 | 473 | 430 | 115 | 1033.5624 | 1291.953 | 1550.3436 | 1 |  |  | 1512.9424 | 1891.178 | 2269.4136 | 1 | 1 | 194.4981 | 420.1056 | 1707.4405 | 2085.6761 | 2463.9117 | 1933.048 | 2311.2836 | 2689.5192 | 2023 | Intermediate | 15 | Prevailing local wages, Drive time, Access, Need for condensate line/drain, Condition of existing electrical system, Type of equipment | 2 | 83 | 0.7745 | 2023 | 1) Higher typical efficiencies with same costs as reference case despite increased efficiency.
113 | 2023 | Residential | Refrigeration | Refrigerator | Bottom Mount | Electricity | Refrigerator Bottom Mount | 2023$ | Refrigerator Non-French Door |  | 27.8751 | 34.8438 | 41.8126 | Volume | ft3 | 8.2 | 19 | 19 | 30.7 | -0.10623 | -0.13279 | -0.15934 | Annual Energy Consumption | kWh/yr | 730 | 471 | 430 | 115 | 1033.5624 | 1291.953 | 1550.3436 | 1 |  |  | 1513.1549 | 1891.4436 | 2269.7323 | 1 | 1 | 194.4981 | 420.1056 | 1707.653 | 2085.9417 | 2464.2304 | 1933.2605 | 2311.5492 | 2689.8379 | 2030 | Intermediate | 15 | Prevailing local wages, Drive time, Access, Need for condensate line/drain, Condition of existing electrical system, Type of equipment | 2 | 83 | 0.7745 | 2023 | 1) Higher typical efficiencies with same costs as reference case despite increased efficiency.
113 | 2023 | Residential | Refrigeration | Refrigerator | Bottom Mount | Electricity | Refrigerator Bottom Mount | 2023$ | Refrigerator Non-French Door |  | 27.8751 | 34.8438 | 41.8126 | Volume | ft3 | 8.2 | 19 | 19 | 30.7 | -0.10623 | -0.13279 | -0.15934 | Annual Energy Consumption | kWh/yr | 730 | 471 | 430 | 115 | 1033.5624 | 1291.953 | 1550.3436 | 1 |  |  | 1513.1549 | 1891.4436 | 2269.7323 | 1 | 1 | 194.4981 | 420.1056 | 1707.653 | 2085.9417 | 2464.2304 | 1933.2605 | 2311.5492 | 2689.8379 | 2035 | Intermediate | 15 | Prevailing local wages, Drive time, Access, Need for condensate line/drain, Condition of existing electrical system, Type of equipment | 2 | 83 | 0.7745 | 2023 | 1) Higher typical efficiencies with same costs as reference case despite increased efficiency.
113 | 2023 | Residential | Refrigeration | Refrigerator | Bottom Mount | Electricity | Refrigerator Bottom Mount | 2023$ | Refrigerator Non-French Door |  | 27.8751 | 34.8438 | 41.8126 | Volume | ft3 | 8.2 | 19 | 19 | 30.7 | -0.10623 | -0.13279 | -0.15934 | Annual Energy Consumption | kWh/yr | 730 | 471 | 430 | 115 | 1033.5624 | 1291.953 | 1550.3436 | 1 |  |  | 1513.1549 | 1891.4436 | 2269.7323 | 1 | 1 | 194.4981 | 420.1056 | 1707.653 | 2085.9417 | 2464.2304 | 1933.2605 | 2311.5492 | 2689.8379 | 2040 | Intermediate | 15 | Prevailing local wages, Drive time, Access, Need for condensate line/drain, Condition of existing electrical system, Type of equipment | 2 | 83 | 0.7745 | 2023 | 1) Higher typical efficiencies with same costs as reference case despite increased efficiency.
113 | 2023 | Residential | Refrigeration | Refrigerator | Bottom Mount | Electricity | Refrigerator Bottom Mount | 2023$ | Refrigerator Non-French Door |  | 27.8751 | 34.8438 | 41.8126 | Volume | ft3 | 8.2 | 19 | 19 | 30.7 | -0.10623 | -0.13279 | -0.15934 | Annual Energy Consumption | kWh/yr | 730 | 471 | 430 | 115 | 1033.5624 | 1291.953 | 1550.3436 | 1 |  |  | 1513.1549 | 1891.4436 | 2269.7323 | 1 | 1 | 194.4981 | 420.1056 | 1707.653 | 2085.9417 | 2464.2304 | 1933.2605 | 2311.5492 | 2689.8379 | 2045 | Intermediate | 15 | Prevailing local wages, Drive time, Access, Need for condensate line/drain, Condition of existing electrical system, Type of equipment | 2 | 83 | 0.7745 | 2023 | 1) Higher typical efficiencies with same costs as reference case despite increased efficiency.
113 | 2023 | Residential | Refrigeration | Refrigerator | Bottom Mount | Electricity | Refrigerator Bottom Mount | 2023$ | Refrigerator Non-French Door |  | 27.8751 | 34.8438 | 41.8126 | Volume | ft3 | 8.2 | 19 | 19 | 30.7 | -0.10623 | -0.13279 | -0.15934 | Annual Energy Consumption | kWh/yr | 730 | 471 | 430 | 115 | 1033.5624 | 1291.953 | 1550.3436 | 1 |  |  | 1513.1549 | 1891.4436 | 2269.7323 | 1 | 1 | 194.4981 | 420.1056 | 1707.653 | 2085.9417 | 2464.2304 | 1933.2605 | 2311.5492 | 2689.8379 | 2050 | Intermediate | 15 | Prevailing local wages, Drive time, Access, Need for condensate line/drain, Condition of existing electrical system, Type of equipment | 2 | 83 | 0.7745 | 2023 | 1) Higher typical efficiencies with same costs as reference case despite increased efficiency.
113 | 2023 | Residential | Refrigeration | Refrigerator | Bottom Mount | Electricity | Refrigerator Bottom Mount | 2023$ | Refrigerator Non-French Door |  | 27.8751 | 34.8438 | 41.8126 | Volume | ft3 | 8.2 | 19 | 19 | 30.7 | -0.10623 | -0.13279 | -0.15934 | Annual Energy Consumption | kWh/yr | 730 | 473 | 430 | 115 | 1033.5624 | 1291.953 | 1550.3436 | 1 |  |  | 1512.9424 | 1891.178 | 2269.4136 | 1 | 1 | 194.4981 | 420.1056 | 1707.4405 | 2085.6761 | 2463.9117 | 1933.048 | 2311.2836 | 2689.5192 | 2023 | Advanced | 15 | Prevailing local wages, Drive time, Access, Need for condensate line/drain, Condition of existing electrical system, Type of equipment | 2 | 83 | 0.7745 | 2023 | 1) Higher typical efficiencies with same costs as reference case despite increased efficiency.
113 | 2023 | Residential | Refrigeration | Refrigerator | Bottom Mount | Electricity | Refrigerator Bottom Mount | 2023$ | Refrigerator Non-French Door |  | 27.8751 | 34.8438 | 41.8126 | Volume | ft3 | 8.2 | 19 | 19 | 30.7 | -0.10623 | -0.13279 | -0.15934 | Annual Energy Consumption | kWh/yr | 730 | 469 | 430 | 115 | 1033.5624 | 1291.953 | 1550.3436 | 1 |  |  | 1513.3673 | 1891.7092 | 2270.051 | 1 | 1 | 194.4981 | 420.1056 | 1707.8654 | 2086.2073 | 2464.5491 | 1933.4729 | 2311.8148 | 2690.1566 | 2030 | Advanced | 15 | Prevailing local wages, Drive time, Access, Need for condensate line/drain, Condition of existing electrical system, Type of equipment | 2 | 83 | 0.7745 | 2023 | 1) Higher typical efficiencies with same costs as reference case despite increased efficiency.
113 | 2023 | Residential | Refrigeration | Refrigerator | Bottom Mount | Electricity | Refrigerator Bottom Mount | 2023$ | Refrigerator Non-French Door |  | 27.8751 | 34.8438 | 41.8126 | Volume | ft3 | 8.2 | 19 | 19 | 30.7 | -0.10623 | -0.13279 | -0.15934 | Annual Energy Consumption | kWh/yr | 730 | 469 | 430 | 115 | 1033.5624 | 1291.953 | 1550.3436 | 1 |  |  | 1513.3673 | 1891.7092 | 2270.051 | 1 | 1 | 194.4981 | 420.1056 | 1707.8654 | 2086.2073 | 2464.5491 | 1933.4729 | 2311.8148 | 2690.1566 | 2035 | Advanced | 15 | Prevailing local wages, Drive time, Access, Need for condensate line/drain, Condition of existing electrical system, Type of equipment | 2 | 83 | 0.7745 | 2023 | 1) Higher typical efficiencies with same costs as reference case despite increased efficiency.
113 | 2023 | Residential | Refrigeration | Refrigerator | Bottom Mount | Electricity | Refrigerator Bottom Mount | 2023$ | Refrigerator Non-French Door |  | 27.8751 | 34.8438 | 41.8126 | Volume | ft3 | 8.2 | 19 | 19 | 30.7 | -0.10623 | -0.13279 | -0.15934 | Annual Energy Consumption | kWh/yr | 730 | 469 | 430 | 115 | 1033.5624 | 1291.953 | 1550.3436 | 1 |  |  | 1513.3673 | 1891.7092 | 2270.051 | 1 | 1 | 194.4981 | 420.1056 | 1707.8654 | 2086.2073 | 2464.5491 | 1933.4729 | 2311.8148 | 2690.1566 | 2040 | Advanced | 15 | Prevailing local wages, Drive time, Access, Need for condensate line/drain, Condition of existing electrical system, Type of equipment | 2 | 83 | 0.7745 | 2023 | 1) Higher typical efficiencies with same costs as reference case despite increased efficiency.
113 | 2023 | Residential | Refrigeration | Refrigerator | Bottom Mount | Electricity | Refrigerator Bottom Mount | 2023$ | Refrigerator Non-French Door |  | 27.8751 | 34.8438 | 41.8126 | Volume | ft3 | 8.2 | 19 | 19 | 30.7 | -0.10623 | -0.13279 | -0.15934 | Annual Energy Consumption | kWh/yr | 730 | 469 | 430 | 115 | 1033.5624 | 1291.953 | 1550.3436 | 1 |  |  | 1513.3673 | 1891.7092 | 2270.051 | 1 | 1 | 194.4981 | 420.1056 | 1707.8654 | 2086.2073 | 2464.5491 | 1933.4729 | 2311.8148 | 2690.1566 | 2045 | Advanced | 15 | Prevailing local wages, Drive time, Access, Need for condensate line/drain, Condition of existing electrical system, Type of equipment | 2 | 83 | 0.7745 | 2023 | 1) Higher typical efficiencies with same costs as reference case despite increased efficiency.
113 | 2023 | Residential | Refrigeration | Refrigerator | Bottom Mount | Electricity | Refrigerator Bottom Mount | 2023$ | Refrigerator Non-French Door |  | 27.8751 | 34.8438 | 41.8126 | Volume | ft3 | 8.2 | 19 | 19 | 30.7 | -0.10623 | -0.13279 | -0.15934 | Annual Energy Consumption | kWh/yr | 730 | 469 | 430 | 115 | 1033.5624 | 1291.953 | 1550.3436 | 1 |  |  | 1513.3673 | 1891.7092 | 2270.051 | 1 | 1 | 194.4981 | 420.1056 | 1707.8654 | 2086.2073 | 2464.5491 | 1933.4729 | 2311.8148 | 2690.1566 | 2050 | Advanced | 15 | Prevailing local wages, Drive time, Access, Need for condensate line/drain, Condition of existing electrical system, Type of equipment | 2 | 83 | 0.7745 | 2023 | 1) Higher typical efficiencies with same costs as reference case despite increased efficiency.
114 | 2023 | Residential | Refrigeration | Refrigerator | Bottom-Mount, Estar Connected | Electricity | Refrigerator Bottom-Mount, Estar Connected | 2023$ |  |  | 0 | 0 | 0 | Volume | ft3 | 4.7 | 25 | 27.7 | 34.3 | 0 | 0 | 0 | Annual Energy Consumption | kWh/yr | 855 | 652 | 664 | 286 | 3716.152 | 4645.19 | 5574.228 | 1 |  |  | 3716.152 | 4645.19 | 5574.228 | 1 | 1 | 194.4981 | 420.1056 | 3910.6501 | 4839.6881 | 5768.7261 | 4136.2576 | 5065.2956 | 5994.3336 | 2023 | Reference | 17 | Prevailing local wages, Drive time, Access, Need for condensate line/drain, Condition of existing electrical system, Type of equipment | 2 | 871 | 0 | 2018
114 | 2023 | Residential | Refrigeration | Refrigerator | Bottom-Mount, Estar Connected | Electricity | Refrigerator Bottom-Mount, Estar Connected | 2023$ |  |  | 0 | 0 | 0 | Volume | ft3 | 4.7 | 25 | 27.7 | 34.3 | 0 | 0 | 0 | Annual Energy Consumption | kWh/yr | 855 | 701.5 | 729 | 286 | 3171.168 | 3963.96 | 4756.752 | 1 |  |  | 3171.168 | 3963.96 | 4756.752 | 1 | 1 | 194.4981 | 420.1056 | 3365.6661 | 4158.4581 | 4951.2501 | 3591.2736 | 4384.0656 | 5176.8576 | 2030 | Reference | 17 | Prevailing local wages, Drive time, Access, Need for condensate line/drain, Condition of existing electrical system, Type of equipment | 2 | 871 | 0 | 2018 | 0
114 | 2023 | Residential | Refrigeration | Refrigerator | Bottom-Mount, Estar Connected | Electricity | Refrigerator Bottom-Mount, Estar Connected | 2023$ |  |  | 0 | 0 | 0 | Volume | ft3 | 4.7 | 25 | 27.7 | 34.3 | 0 | 0 | 0 | Annual Energy Consumption | kWh/yr | 855 | 703 | 730.5 | 286 | 3108.248 | 3885.31 | 4662.372 | 1 |  |  | 3108.248 | 3885.31 | 4662.372 | 1 | 1 | 194.4981 | 420.1056 | 3302.7461 | 4079.8081 | 4856.8701 | 3528.3536 | 4305.4156 | 5082.4776 | 2035 | Reference | 17 | Prevailing local wages, Drive time, Access, Need for condensate line/drain, Condition of existing electrical system, Type of equipment | 2 | 871 | 0 | 2018 | 0
114 | 2023 | Residential | Refrigeration | Refrigerator | Bottom-Mount, Estar Connected | Electricity | Refrigerator Bottom-Mount, Estar Connected | 2023$ |  |  | 0 | 0 | 0 | Volume | ft3 | 4.7 | 25 | 27.7 | 34.3 | 0 | 0 | 0 | Annual Energy Consumption | kWh/yr | 855 | 704.5 | 732 | 286 | 3045.328 | 3806.66 | 4567.992 | 1 |  |  | 3045.328 | 3806.66 | 4567.992 | 1 | 1 | 194.4981 | 420.1056 | 3239.8261 | 4001.1581 | 4762.4901 | 3465.4336 | 4226.7656 | 4988.0976 | 2040 | Reference | 17 | Prevailing local wages, Drive time, Access, Need for condensate line/drain, Condition of existing electrical system, Type of equipment | 2 | 871 | 0 | 2018 | 0
114 | 2023 | Residential | Refrigeration | Refrigerator | Bottom-Mount, Estar Connected | Electricity | Refrigerator Bottom-Mount, Estar Connected | 2023$ |  |  | 0 | 0 | 0 | Volume | ft3 | 4.7 | 25 | 27.7 | 34.3 | 0 | 0 | 0 | Annual Energy Consumption | kWh/yr | 855 | 704.5 | 732 | 286 | 3045.328 | 3806.66 | 4567.992 | 1 |  |  | 3045.328 | 3806.66 | 4567.992 | 1 | 1 | 194.4981 | 420.1056 | 3239.8261 | 4001.1581 | 4762.4901 | 3465.4336 | 4226.7656 | 4988.0976 | 2045 | Reference | 17 | Prevailing local wages, Drive time, Access, Need for condensate line/drain, Condition of existing electrical system, Type of equipment | 2 | 871 | 0 | 2018 | 0
114 | 2023 | Residential | Refrigeration | Refrigerator | Bottom-Mount, Estar Connected | Electricity | Refrigerator Bottom-Mount, Estar Connected | 2023$ |  |  | 0 | 0 | 0 | Volume | ft3 | 4.7 | 25 | 27.7 | 34.3 | 0 | 0 | 0 | Annual Energy Consumption | kWh/yr | 855 | 704.5 | 732 | 286 | 3045.328 | 3806.66 | 4567.992 | 1 |  |  | 3045.328 | 3806.66 | 4567.992 | 1 | 1 | 194.4981 | 420.1056 | 3239.8261 | 4001.1581 | 4762.4901 | 3465.4336 | 4226.7656 | 4988.0976 | 2050 | Reference | 17 | Prevailing local wages, Drive time, Access, Need for condensate line/drain, Condition of existing electrical system, Type of equipment | 2 | 871 | 0 | 2018 | 0
114 | 2023 | Residential | Refrigeration | Refrigerator | Bottom-Mount, Estar Connected | Electricity | Refrigerator Bottom-Mount, Estar Connected | 2023$ |  |  | 0 | 0 | 0 | Volume | ft3 | 4.7 | 25 | 27.7 | 34.3 | 0 | 0 | 0 | Annual Energy Consumption | kWh/yr | 855 | 652 | 664 | 286 | 3716.152 | 4645.19 | 5574.228 | 1 |  |  | 3716.152 | 4645.19 | 5574.228 | 1 | 1 | 194.4981 | 420.1056 | 3910.6501 | 4839.6881 | 5768.7261 | 4136.2576 | 5065.2956 | 5994.3336 | 2023 | Intermediate | 17 | Prevailing local wages, Drive time, Access, Need for condensate line/drain, Condition of existing electrical system, Type of equipment | 2 | 871 | 0 | 2018 | 0
114 | 2023 | Residential | Refrigeration | Refrigerator | Bottom-Mount, Estar Connected | Electricity | Refrigerator Bottom-Mount, Estar Connected | 2023$ |  |  | 0 | 0 | 0 | Volume | ft3 | 4.7 | 25 | 27.7 | 34.3 | 0 | 0 | 0 | Annual Energy Consumption | kWh/yr | 855 | 701.5 | 729 | 286 | 3171.168 | 3963.96 | 4756.752 | 1 |  |  | 3171.168 | 3963.96 | 4756.752 | 1 | 1 | 194.4981 | 420.1056 | 3365.6661 | 4158.4581 | 4951.2501 | 3591.2736 | 4384.0656 | 5176.8576 | 2030 | Intermediate | 17 | Prevailing local wages, Drive time, Access, Need for condensate line/drain, Condition of existing electrical system, Type of equipment | 2 | 871 | 0 | 2018 | 0
114 | 2023 | Residential | Refrigeration | Refrigerator | Bottom-Mount, Estar Connected | Electricity | Refrigerator Bottom-Mount, Estar Connected | 2023$ |  |  | 0 | 0 | 0 | Volume | ft3 | 4.7 | 25 | 27.7 | 34.3 | 0 | 0 | 0 | Annual Energy Consumption | kWh/yr | 855 | 703 | 730.5 | 286 | 3108.248 | 3885.31 | 4662.372 | 1 |  |  | 3108.248 | 3885.31 | 4662.372 | 1 | 1 | 194.4981 | 420.1056 | 3302.7461 | 4079.8081 | 4856.8701 | 3528.3536 | 4305.4156 | 5082.4776 | 2035 | Intermediate | 17 | Prevailing local wages, Drive time, Access, Need for condensate line/drain, Condition of existing electrical system, Type of equipment | 2 | 871 | 0 | 2018 | 0
114 | 2023 | Residential | Refrigeration | Refrigerator | Bottom-Mount, Estar Connected | Electricity | Refrigerator Bottom-Mount, Estar Connected | 2023$ |  |  | 0 | 0 | 0 | Volume | ft3 | 4.7 | 25 | 27.7 | 34.3 | 0 | 0 | 0 | Annual Energy Consumption | kWh/yr | 855 | 704.5 | 732 | 286 | 3045.328 | 3806.66 | 4567.992 | 1 |  |  | 3045.328 | 3806.66 | 4567.992 | 1 | 1 | 194.4981 | 420.1056 | 3239.8261 | 4001.1581 | 4762.4901 | 3465.4336 | 4226.7656 | 4988.0976 | 2040 | Intermediate | 17 | Prevailing local wages, Drive time, Access, Need for condensate line/drain, Condition of existing electrical system, Type of equipment | 2 | 871 | 0 | 2018 | 0
114 | 2023 | Residential | Refrigeration | Refrigerator | Bottom-Mount, Estar Connected | Electricity | Refrigerator Bottom-Mount, Estar Connected | 2023$ |  |  | 0 | 0 | 0 | Volume | ft3 | 4.7 | 25 | 27.7 | 34.3 | 0 | 0 | 0 | Annual Energy Consumption | kWh/yr | 855 | 704.5 | 732 | 286 | 3045.328 | 3806.66 | 4567.992 | 1 |  |  | 3045.328 | 3806.66 | 4567.992 | 1 | 1 | 194.4981 | 420.1056 | 3239.8261 | 4001.1581 | 4762.4901 | 3465.4336 | 4226.7656 | 4988.0976 | 2045 | Intermediate | 17 | Prevailing local wages, Drive time, Access, Need for condensate line/drain, Condition of existing electrical system, Type of equipment | 2 | 871 | 0 | 2018 | 0
114 | 2023 | Residential | Refrigeration | Refrigerator | Bottom-Mount, Estar Connected | Electricity | Refrigerator Bottom-Mount, Estar Connected | 2023$ |  |  | 0 | 0 | 0 | Volume | ft3 | 4.7 | 25 | 27.7 | 34.3 | 0 | 0 | 0 | Annual Energy Consumption | kWh/yr | 855 | 704.5 | 732 | 286 | 3045.328 | 3806.66 | 4567.992 | 1 |  |  | 3045.328 | 3806.66 | 4567.992 | 1 | 1 | 194.4981 | 420.1056 | 3239.8261 | 4001.1581 | 4762.4901 | 3465.4336 | 4226.7656 | 4988.0976 | 2050 | Intermediate | 17 | Prevailing local wages, Drive time, Access, Need for condensate line/drain, Condition of existing electrical system, Type of equipment | 2 | 871 | 0 | 2018 | 0
114 | 2023 | Residential | Refrigeration | Refrigerator | Bottom-Mount, Estar Connected | Electricity | Refrigerator Bottom-Mount, Estar Connected | 2023$ |  |  | 0 | 0 | 0 | Volume | ft3 | 4.7 | 25 | 27.7 | 34.3 | 0 | 0 | 0 | Annual Energy Consumption | kWh/yr | 855 | 652 | 664 | 286 | 3716.152 | 4645.19 | 5574.228 | 1 |  |  | 3716.152 | 4645.19 | 5574.228 | 1 | 1 | 194.4981 | 420.1056 | 3910.6501 | 4839.6881 | 5768.7261 | 4136.2576 | 5065.2956 | 5994.3336 | 2023 | Advanced | 17 | Prevailing local wages, Drive time, Access, Need for condensate line/drain, Condition of existing electrical system, Type of equipment | 2 | 871 | 0 | 2018 | 0
114 | 2023 | Residential | Refrigeration | Refrigerator | Bottom-Mount, Estar Connected | Electricity | Refrigerator Bottom-Mount, Estar Connected | 2023$ |  |  | 0 | 0 | 0 | Volume | ft3 | 4.7 | 25 | 27.7 | 34.3 | 0 | 0 | 0 | Annual Energy Consumption | kWh/yr | 855 | 701.5 | 729 | 286 | 3171.168 | 3963.96 | 4756.752 | 1 |  |  | 3171.168 | 3963.96 | 4756.752 | 1 | 1 | 194.4981 | 420.1056 | 3365.6661 | 4158.4581 | 4951.2501 | 3591.2736 | 4384.0656 | 5176.8576 | 2030 | Advanced | 17 | Prevailing local wages, Drive time, Access, Need for condensate line/drain, Condition of existing electrical system, Type of equipment | 2 | 871 | 0 | 2018 | 0
114 | 2023 | Residential | Refrigeration | Refrigerator | Bottom-Mount, Estar Connected | Electricity | Refrigerator Bottom-Mount, Estar Connected | 2023$ |  |  | 0 | 0 | 0 | Volume | ft3 | 4.7 | 25 | 27.7 | 34.3 | 0 | 0 | 0 | Annual Energy Consumption | kWh/yr | 855 | 703 | 730.5 | 286 | 3108.248 | 3885.31 | 4662.372 | 1 |  |  | 3108.248 | 3885.31 | 4662.372 | 1 | 1 | 194.4981 | 420.1056 | 3302.7461 | 4079.8081 | 4856.8701 | 3528.3536 | 4305.4156 | 5082.4776 | 2035 | Advanced | 17 | Prevailing local wages, Drive time, Access, Need for condensate line/drain, Condition of existing electrical system, Type of equipment | 2 | 871 | 0 | 2018 | 0
114 | 2023 | Residential | Refrigeration | Refrigerator | Bottom-Mount, Estar Connected | Electricity | Refrigerator Bottom-Mount, Estar Connected | 2023$ |  |  | 0 | 0 | 0 | Volume | ft3 | 4.7 | 25 | 27.7 | 34.3 | 0 | 0 | 0 | Annual Energy Consumption | kWh/yr | 855 | 704.5 | 732 | 286 | 3045.328 | 3806.66 | 4567.992 | 1 |  |  | 3045.328 | 3806.66 | 4567.992 | 1 | 1 | 194.4981 | 420.1056 | 3239.8261 | 4001.1581 | 4762.4901 | 3465.4336 | 4226.7656 | 4988.0976 | 2040 | Advanced | 17 | Prevailing local wages, Drive time, Access, Need for condensate line/drain, Condition of existing electrical system, Type of equipment | 2 | 871 | 0 | 2018 | 0
114 | 2023 | Residential | Refrigeration | Refrigerator | Bottom-Mount, Estar Connected | Electricity | Refrigerator Bottom-Mount, Estar Connected | 2023$ |  |  | 0 | 0 | 0 | Volume | ft3 | 4.7 | 25 | 27.7 | 34.3 | 0 | 0 | 0 | Annual Energy Consumption | kWh/yr | 855 | 704.5 | 732 | 286 | 3045.328 | 3806.66 | 4567.992 | 1 |  |  | 3045.328 | 3806.66 | 4567.992 | 1 | 1 | 194.4981 | 420.1056 | 3239.8261 | 4001.1581 | 4762.4901 | 3465.4336 | 4226.7656 | 4988.0976 | 2045 | Advanced | 17 | Prevailing local wages, Drive time, Access, Need for condensate line/drain, Condition of existing electrical system, Type of equipment | 2 | 871 | 0 | 2018 | 0
114 | 2023 | Residential | Refrigeration | Refrigerator | Bottom-Mount, Estar Connected | Electricity | Refrigerator Bottom-Mount, Estar Connected | 2023$ |  |  | 0 | 0 | 0 | Volume | ft3 | 4.7 | 25 | 27.7 | 34.3 | 0 | 0 | 0 | Annual Energy Consumption | kWh/yr | 855 | 704.5 | 732 | 286 | 3045.328 | 3806.66 | 4567.992 | 1 |  |  | 3045.328 | 3806.66 | 4567.992 | 1 | 1 | 194.4981 | 420.1056 | 3239.8261 | 4001.1581 | 4762.4901 | 3465.4336 | 4226.7656 | 4988.0976 | 2050 | Advanced | 17 | Prevailing local wages, Drive time, Access, Need for condensate line/drain, Condition of existing electrical system, Type of equipment | 2 | 871 | 0 | 2018 | 0
115 | 2023 | Residential | Refrigeration | Refrigerator | French Door | Electricity | Refrigerator French Door | 2023$ | Refrigerator French Door |  | -25.7884 | -63.2622 | -16.3582 | Volume | ft3 | 17.7 | 25 | 25 | 43 | 4.3683 | 8.0844 | 2.2744 | Annual Energy Consumption | kWh/yr | 321 | 693 | 610 | 807 | -337.218 | -641.5093 | 3437.7449 | 1 |  |  | 2045.316 | 3379.4479 | 4604.9325 | 1 | 1 | 194.4981 | 420.1056 | 2239.8141 | 3573.946 | 4799.4306 | 2465.4216 | 3799.5535 | 5025.0381 | 2023 | Reference | 14.6 | Prevailing local wages, Drive time, Access, Need for condensate line/drain, Condition of existing electrical system, Type of equipment | 2 | 138 | 0.04126 | 2023 | 1) The EIA data for Residential Refrigerator-Freezers (Side) was used for the EIA projection tables of this technology
115 | 2023 | Residential | Refrigeration | Refrigerator | French Door | Electricity | Refrigerator French Door | 2023$ | Refrigerator French Door |  | -25.7884 | -63.2622 | -16.3582 | Volume | ft3 | 17.7 | 25 | 25 | 43 | 4.3683 | 8.0844 | 2.2744 | Annual Energy Consumption | kWh/yr | 321 | 693 | 610 | 807 | -337.218 | -641.5093 | 3437.7449 | 1 |  |  | 2045.316 | 3379.4479 | 4604.9325 | 1 | 1 | 194.4981 | 420.1056 | 2239.8141 | 3573.946 | 4799.4306 | 2465.4216 | 3799.5535 | 5025.0381 | 2030 | Reference | 14.6 | Prevailing local wages, Drive time, Access, Need for condensate line/drain, Condition of existing electrical system, Type of equipment | 2 | 138 | 0.04126 | 2023 | 1) The EIA data for Residential Refrigerator-Freezers (Side) was used for the EIA projection tables of this technology
115 | 2023 | Residential | Refrigeration | Refrigerator | French Door | Electricity | Refrigerator French Door | 2023$ | Refrigerator French Door |  | -25.7884 | -63.2622 | -16.3582 | Volume | ft3 | 17.7 | 25 | 25 | 43 | 4.3683 | 8.0844 | 2.2744 | Annual Energy Consumption | kWh/yr | 321 | 693 | 610 | 807 | -337.218 | -641.5093 | 3437.7449 | 1 |  |  | 2045.316 | 3379.4479 | 4604.9325 | 1 | 1 | 194.4981 | 420.1056 | 2239.8141 | 3573.946 | 4799.4306 | 2465.4216 | 3799.5535 | 5025.0381 | 2035 | Reference | 14.6 | Prevailing local wages, Drive time, Access, Need for condensate line/drain, Condition of existing electrical system, Type of equipment | 2 | 138 | 0.04126 | 2023 | 1) The EIA data for Residential Refrigerator-Freezers (Side) was used for the EIA projection tables of this technology
115 | 2023 | Residential | Refrigeration | Refrigerator | French Door | Electricity | Refrigerator French Door | 2023$ | Refrigerator French Door |  | -25.7884 | -63.2622 | -16.3582 | Volume | ft3 | 17.7 | 25 | 25 | 43 | 4.3683 | 8.0844 | 2.2744 | Annual Energy Consumption | kWh/yr | 321 | 693 | 610 | 807 | -337.218 | -641.5093 | 3437.7449 | 1 |  |  | 2045.316 | 3379.4479 | 4604.9325 | 1 | 1 | 194.4981 | 420.1056 | 2239.8141 | 3573.946 | 4799.4306 | 2465.4216 | 3799.5535 | 5025.0381 | 2040 | Reference | 14.6 | Prevailing local wages, Drive time, Access, Need for condensate line/drain, Condition of existing electrical system, Type of equipment | 2 | 138 | 0.04126 | 2023 | 1) The EIA data for Residential Refrigerator-Freezers (Side) was used for the EIA projection tables of this technology
115 | 2023 | Residential | Refrigeration | Refrigerator | French Door | Electricity | Refrigerator French Door | 2023$ | Refrigerator French Door |  | -25.7884 | -63.2622 | -16.3582 | Volume | ft3 | 17.7 | 25 | 25 | 43 | 4.3683 | 8.0844 | 2.2744 | Annual Energy Consumption | kWh/yr | 321 | 693 | 610 | 807 | -337.218 | -641.5093 | 3437.7449 | 1 |  |  | 2045.316 | 3379.4479 | 4604.9325 | 1 | 1 | 194.4981 | 420.1056 | 2239.8141 | 3573.946 | 4799.4306 | 2465.4216 | 3799.5535 | 5025.0381 | 2045 | Reference | 14.6 | Prevailing local wages, Drive time, Access, Need for condensate line/drain, Condition of existing electrical system, Type of equipment | 2 | 138 | 0.04126 | 2023 | 1) The EIA data for Residential Refrigerator-Freezers (Side) was used for the EIA projection tables of this technology
115 | 2023 | Residential | Refrigeration | Refrigerator | French Door | Electricity | Refrigerator French Door | 2023$ | Refrigerator French Door |  | -25.7884 | -63.2622 | -16.3582 | Volume | ft3 | 17.7 | 25 | 25 | 43 | 4.3683 | 8.0844 | 2.2744 | Annual Energy Consumption | kWh/yr | 321 | 693 | 610 | 807 | -337.218 | -641.5093 | 3437.7449 | 1 |  |  | 2045.316 | 3379.4479 | 4604.9325 | 1 | 1 | 194.4981 | 420.1056 | 2239.8141 | 3573.946 | 4799.4306 | 2465.4216 | 3799.5535 | 5025.0381 | 2050 | Reference | 14.6 | Prevailing local wages, Drive time, Access, Need for condensate line/drain, Condition of existing electrical system, Type of equipment | 2 | 138 | 0.04126 | 2023 | 1) The EIA data for Residential Refrigerator-Freezers (Side) was used for the EIA projection tables of this technology
115 | 2023 | Residential | Refrigeration | Refrigerator | French Door | Electricity | Refrigerator French Door | 2023$ | Refrigerator French Door |  | -25.7884 | -63.2622 | -16.3582 | Volume | ft3 | 17.7 | 25 | 25 | 43 | 4.3683 | 8.0844 | 2.2744 | Annual Energy Consumption | kWh/yr | 321 | 693 | 610 | 807 | -337.218 | -641.5093 | 3437.7449 | 1 |  |  | 2045.316 | 3379.4479 | 4604.9325 | 1 | 1 | 194.4981 | 420.1056 | 2239.8141 | 3573.946 | 4799.4306 | 2465.4216 | 3799.5535 | 5025.0381 | 2023 | Intermediate | 14.6 | Prevailing local wages, Drive time, Access, Need for condensate line/drain, Condition of existing electrical system, Type of equipment | 2 | 138 | 0.04126 | 2023 | 1) The EIA data for Residential Refrigerator-Freezers (Side) was used for the EIA projection tables of this technology
115 | 2023 | Residential | Refrigeration | Refrigerator | French Door | Electricity | Refrigerator French Door | 2023$ | Refrigerator French Door |  | -25.7884 | -63.2622 | -16.3582 | Volume | ft3 | 17.7 | 25 | 25 | 43 | 4.3683 | 8.0844 | 2.2744 | Annual Energy Consumption | kWh/yr | 321 | 664 | 610 | 807 | -337.218 | -641.5093 | 3437.7449 | 1 |  |  | 1918.6348 | 3144.9993 | 4538.9756 | 1 | 1 | 194.4981 | 420.1056 | 2113.1329 | 3339.4974 | 4733.4737 | 2338.7404 | 3565.1049 | 4959.0812 | 2030 | Intermediate | 14.6 | Prevailing local wages, Drive time, Access, Need for condensate line/drain, Condition of existing electrical system, Type of equipment | 2 | 138 | 0.04126 | 2023 | 1) The EIA data for Residential Refrigerator-Freezers (Side) was used for the EIA projection tables of this technology
115 | 2023 | Residential | Refrigeration | Refrigerator | French Door | Electricity | Refrigerator French Door | 2023$ | Refrigerator French Door |  | -25.7884 | -63.2622 | -16.3582 | Volume | ft3 | 17.7 | 25 | 25 | 43 | 4.3683 | 8.0844 | 2.2744 | Annual Energy Consumption | kWh/yr | 321 | 664 | 610 | 807 | -337.218 | -641.5093 | 3437.7449 | 1 |  |  | 1918.6348 | 3144.9993 | 4538.9756 | 1 | 1 | 194.4981 | 420.1056 | 2113.1329 | 3339.4974 | 4733.4737 | 2338.7404 | 3565.1049 | 4959.0812 | 2035 | Intermediate | 14.6 | Prevailing local wages, Drive time, Access, Need for condensate line/drain, Condition of existing electrical system, Type of equipment | 2 | 138 | 0.04126 | 2023 | 1) The EIA data for Residential Refrigerator-Freezers (Side) was used for the EIA projection tables of this technology
115 | 2023 | Residential | Refrigeration | Refrigerator | French Door | Electricity | Refrigerator French Door | 2023$ | Refrigerator French Door |  | -25.7884 | -63.2622 | -16.3582 | Volume | ft3 | 17.7 | 25 | 25 | 43 | 4.3683 | 8.0844 | 2.2744 | Annual Energy Consumption | kWh/yr | 321 | 664 | 610 | 807 | -337.218 | -641.5093 | 3437.7449 | 1 |  |  | 1918.6348 | 3144.9993 | 4538.9756 | 1 | 1 | 194.4981 | 420.1056 | 2113.1329 | 3339.4974 | 4733.4737 | 2338.7404 | 3565.1049 | 4959.0812 | 2040 | Intermediate | 14.6 | Prevailing local wages, Drive time, Access, Need for condensate line/drain, Condition of existing electrical system, Type of equipment | 2 | 138 | 0.04126 | 2023 | 1) The EIA data for Residential Refrigerator-Freezers (Side) was used for the EIA projection tables of this technology
115 | 2023 | Residential | Refrigeration | Refrigerator | French Door | Electricity | Refrigerator French Door | 2023$ | Refrigerator French Door |  | -25.7884 | -63.2622 | -16.3582 | Volume | ft3 | 17.7 | 25 | 25 | 43 | 4.3683 | 8.0844 | 2.2744 | Annual Energy Consumption | kWh/yr | 321 | 664 | 610 | 807 | -337.218 | -641.5093 | 3437.7449 | 1 |  |  | 1918.6348 | 3144.9993 | 4538.9756 | 1 | 1 | 194.4981 | 420.1056 | 2113.1329 | 3339.4974 | 4733.4737 | 2338.7404 | 3565.1049 | 4959.0812 | 2045 | Intermediate | 14.6 | Prevailing local wages, Drive time, Access, Need for condensate line/drain, Condition of existing electrical system, Type of equipment | 2 | 138 | 0.04126 | 2023 | 1) The EIA data for Residential Refrigerator-Freezers (Side) was used for the EIA projection tables of this technology
115 | 2023 | Residential | Refrigeration | Refrigerator | French Door | Electricity | Refrigerator French Door | 2023$ | Refrigerator French Door |  | -25.7884 | -63.2622 | -16.3582 | Volume | ft3 | 17.7 | 25 | 25 | 43 | 4.3683 | 8.0844 | 2.2744 | Annual Energy Consumption | kWh/yr | 321 | 664 | 610 | 807 | -337.218 | -641.5093 | 3437.7449 | 1 |  |  | 1918.6348 | 3144.9993 | 4538.9756 | 1 | 1 | 194.4981 | 420.1056 | 2113.1329 | 3339.4974 | 4733.4737 | 2338.7404 | 3565.1049 | 4959.0812 | 2050 | Intermediate | 14.6 | Prevailing local wages, Drive time, Access, Need for condensate line/drain, Condition of existing electrical system, Type of equipment | 2 | 138 | 0.04126 | 2023 | 1) The EIA data for Residential Refrigerator-Freezers (Side) was used for the EIA projection tables of this technology
115 | 2023 | Residential | Refrigeration | Refrigerator | French Door | Electricity | Refrigerator French Door | 2023$ | Refrigerator French Door |  | -25.7884 | -63.2622 | -16.3582 | Volume | ft3 | 17.7 | 25 | 25 | 43 | 4.3683 | 8.0844 | 2.2744 | Annual Energy Consumption | kWh/yr | 321 | 693 | 610 | 807 | -337.218 | -641.5093 | 3437.7449 | 1 |  |  | 2045.316 | 3379.4479 | 4604.9325 | 1 | 1 | 194.4981 | 420.1056 | 2239.8141 | 3573.946 | 4799.4306 | 2465.4216 | 3799.5535 | 5025.0381 | 2023 | Advanced | 14.6 | Prevailing local wages, Drive time, Access, Need for condensate line/drain, Condition of existing electrical system, Type of equipment | 2 | 138 | 0.04126 | 2023 | 1) The EIA data for Residential Refrigerator-Freezers (Side) was used for the EIA projection tables of this technology
115 | 2023 | Residential | Refrigeration | Refrigerator | French Door | Electricity | Refrigerator French Door | 2023$ | Refrigerator French Door |  | -25.7884 | -63.2622 | -16.3582 | Volume | ft3 | 17.7 | 25 | 25 | 43 | 4.3683 | 8.0844 | 2.2744 | Annual Energy Consumption | kWh/yr | 321 | 635 | 610 | 807 | -337.218 | -641.5093 | 3437.7449 | 1 |  |  | 1791.9536 | 2910.5507 | 4473.0187 | 1 | 1 | 194.4981 | 420.1056 | 1986.4517 | 3105.0488 | 4667.5168 | 2212.0592 | 3330.6563 | 4893.1243 | 2030 | Advanced | 14.6 | Prevailing local wages, Drive time, Access, Need for condensate line/drain, Condition of existing electrical system, Type of equipment | 2 | 138 | 0.04126 | 2023 | 1) The EIA data for Residential Refrigerator-Freezers (Side) was used for the EIA projection tables of this technology
115 | 2023 | Residential | Refrigeration | Refrigerator | French Door | Electricity | Refrigerator French Door | 2023$ | Refrigerator French Door |  | -25.7884 | -63.2622 | -16.3582 | Volume | ft3 | 17.7 | 25 | 25 | 43 | 4.3683 | 8.0844 | 2.2744 | Annual Energy Consumption | kWh/yr | 321 | 635 | 610 | 807 | -337.218 | -641.5093 | 3437.7449 | 1 |  |  | 1791.9536 | 2910.5507 | 4473.0187 | 1 | 1 | 194.4981 | 420.1056 | 1986.4517 | 3105.0488 | 4667.5168 | 2212.0592 | 3330.6563 | 4893.1243 | 2035 | Advanced | 14.6 | Prevailing local wages, Drive time, Access, Need for condensate line/drain, Condition of existing electrical system, Type of equipment | 2 | 138 | 0.04126 | 2023 | 1) The EIA data for Residential Refrigerator-Freezers (Side) was used for the EIA projection tables of this technology
115 | 2023 | Residential | Refrigeration | Refrigerator | French Door | Electricity | Refrigerator French Door | 2023$ | Refrigerator French Door |  | -25.7884 | -63.2622 | -16.3582 | Volume | ft3 | 17.7 | 25 | 25 | 43 | 4.3683 | 8.0844 | 2.2744 | Annual Energy Consumption | kWh/yr | 321 | 635 | 610 | 807 | -337.218 | -641.5093 | 3437.7449 | 1 |  |  | 1791.9536 | 2910.5507 | 4473.0187 | 1 | 1 | 194.4981 | 420.1056 | 1986.4517 | 3105.0488 | 4667.5168 | 2212.0592 | 3330.6563 | 4893.1243 | 2040 | Advanced | 14.6 | Prevailing local wages, Drive time, Access, Need for condensate line/drain, Condition of existing electrical system, Type of equipment | 2 | 138 | 0.04126 | 2023 | 1) The EIA data for Residential Refrigerator-Freezers (Side) was used for the EIA projection tables of this technology
115 | 2023 | Residential | Refrigeration | Refrigerator | French Door | Electricity | Refrigerator French Door | 2023$ | Refrigerator French Door |  | -25.7884 | -63.2622 | -16.3582 | Volume | ft3 | 17.7 | 25 | 25 | 43 | 4.3683 | 8.0844 | 2.2744 | Annual Energy Consumption | kWh/yr | 321 | 635 | 610 | 807 | -337.218 | -641.5093 | 3437.7449 | 1 |  |  | 1791.9536 | 2910.5507 | 4473.0187 | 1 | 1 | 194.4981 | 420.1056 | 1986.4517 | 3105.0488 | 4667.5168 | 2212.0592 | 3330.6563 | 4893.1243 | 2045 | Advanced | 14.6 | Prevailing local wages, Drive time, Access, Need for condensate line/drain, Condition of existing electrical system, Type of equipment | 2 | 138 | 0.04126 | 2023 | 1) The EIA data for Residential Refrigerator-Freezers (Side) was used for the EIA projection tables of this technology
115 | 2023 | Residential | Refrigeration | Refrigerator | French Door | Electricity | Refrigerator French Door | 2023$ | Refrigerator French Door |  | -25.7884 | -63.2622 | -16.3582 | Volume | ft3 | 17.7 | 25 | 25 | 43 | 4.3683 | 8.0844 | 2.2744 | Annual Energy Consumption | kWh/yr | 321 | 635 | 610 | 807 | -337.218 | -641.5093 | 3437.7449 | 1 |  |  | 1791.9536 | 2910.5507 | 4473.0187 | 1 | 1 | 194.4981 | 420.1056 | 1986.4517 | 3105.0488 | 4667.5168 | 2212.0592 | 3330.6563 | 4893.1243 | 2050 | Advanced | 14.6 | Prevailing local wages, Drive time, Access, Need for condensate line/drain, Condition of existing electrical system, Type of equipment | 2 | 138 | 0.04126 | 2023 | 1) The EIA data for Residential Refrigerator-Freezers (Side) was used for the EIA projection tables of this technology
116 | 2023 | Residential | Refrigeration | Refrigerator | Non-French Door | Electricity | Refrigerator Non-French Door | 2023$ | Refrigerator Non-French Door |  | -1.8147 | -18.6788 | -68.0312 | Volume | ft3 | 17.7 | 19 | 19 | 43 | 1.7774 | 2.8394 | 7.4125 | Annual Energy Consumption | kWh/yr | 885 | 437 | 394 | 115 | 6.3415 | 222.7705 | 789.6711 | 1 |  |  | 748.5668 | 1108.7021 | 2736.3237 | 1 | 1 | 194.4981 | 420.1056 | 943.0649 | 1303.2002 | 2930.8218 | 1168.6724 | 1528.8077 | 3156.4293 | 2023 | Reference | 16.8 | Prevailing local wages, Drive time, Access, Need for condensate line/drain, Condition of existing electrical system, Type of equipment | 2 | 266 | 0.1 | 2023 | 1) The average of the EIA data for Residential Refrigerator-Freezers (Top) and Residential Refrigerator-Freezers (Bottom) was used for the EIA projection tables of this technology
116 | 2023 | Residential | Refrigeration | Refrigerator | Non-French Door | Electricity | Refrigerator Non-French Door | 2023$ | Refrigerator Non-French Door |  | -1.8147 | -18.6788 | -68.0312 | Volume | ft3 | 17.7 | 19 | 19 | 43 | 1.7774 | 2.8394 | 7.4125 | Annual Energy Consumption | kWh/yr | 885 | 437 | 394 | 115 | 6.3415 | 222.7705 | 789.6711 | 1 |  |  | 748.5668 | 1108.7021 | 2736.3237 | 1 | 1 | 194.4981 | 420.1056 | 943.0649 | 1303.2002 | 2930.8218 | 1168.6724 | 1528.8077 | 3156.4293 | 2030 | Reference | 16.8 | Prevailing local wages, Drive time, Access, Need for condensate line/drain, Condition of existing electrical system, Type of equipment | 2 | 266 | 0.1 | 2023 | 1) The average of the EIA data for Residential Refrigerator-Freezers (Top) and Residential Refrigerator-Freezers (Bottom) was used for the EIA projection tables of this technology
116 | 2023 | Residential | Refrigeration | Refrigerator | Non-French Door | Electricity | Refrigerator Non-French Door | 2023$ | Refrigerator Non-French Door |  | -1.8147 | -18.6788 | -68.0312 | Volume | ft3 | 17.7 | 19 | 19 | 43 | 1.7774 | 2.8394 | 7.4125 | Annual Energy Consumption | kWh/yr | 885 | 437 | 394 | 115 | 6.3415 | 222.7705 | 789.6711 | 1 |  |  | 748.5668 | 1108.7021 | 2736.3237 | 1 | 1 | 194.4981 | 420.1056 | 943.0649 | 1303.2002 | 2930.8218 | 1168.6724 | 1528.8077 | 3156.4293 | 2035 | Reference | 16.8 | Prevailing local wages, Drive time, Access, Need for condensate line/drain, Condition of existing electrical system, Type of equipment | 2 | 266 | 0.1 | 2023 | 1) The average of the EIA data for Residential Refrigerator-Freezers (Top) and Residential Refrigerator-Freezers (Bottom) was used for the EIA projection tables of this technology
116 | 2023 | Residential | Refrigeration | Refrigerator | Non-French Door | Electricity | Refrigerator Non-French Door | 2023$ | Refrigerator Non-French Door |  | -1.8147 | -18.6788 | -68.0312 | Volume | ft3 | 17.7 | 19 | 19 | 43 | 1.7774 | 2.8394 | 7.4125 | Annual Energy Consumption | kWh/yr | 885 | 437 | 394 | 115 | 6.3415 | 222.7705 | 789.6711 | 1 |  |  | 748.5668 | 1108.7021 | 2736.3237 | 1 | 1 | 194.4981 | 420.1056 | 943.0649 | 1303.2002 | 2930.8218 | 1168.6724 | 1528.8077 | 3156.4293 | 2040 | Reference | 16.8 | Prevailing local wages, Drive time, Access, Need for condensate line/drain, Condition of existing electrical system, Type of equipment | 2 | 266 | 0.1 | 2023 | 1) The average of the EIA data for Residential Refrigerator-Freezers (Top) and Residential Refrigerator-Freezers (Bottom) was used for the EIA projection tables of this technology
116 | 2023 | Residential | Refrigeration | Refrigerator | Non-French Door | Electricity | Refrigerator Non-French Door | 2023$ | Refrigerator Non-French Door |  | -1.8147 | -18.6788 | -68.0312 | Volume | ft3 | 17.7 | 19 | 19 | 43 | 1.7774 | 2.8394 | 7.4125 | Annual Energy Consumption | kWh/yr | 885 | 437 | 394 | 115 | 6.3415 | 222.7705 | 789.6711 | 1 |  |  | 748.5668 | 1108.7021 | 2736.3237 | 1 | 1 | 194.4981 | 420.1056 | 943.0649 | 1303.2002 | 2930.8218 | 1168.6724 | 1528.8077 | 3156.4293 | 2045 | Reference | 16.8 | Prevailing local wages, Drive time, Access, Need for condensate line/drain, Condition of existing electrical system, Type of equipment | 2 | 266 | 0.1 | 2023 | 1) The average of the EIA data for Residential Refrigerator-Freezers (Top) and Residential Refrigerator-Freezers (Bottom) was used for the EIA projection tables of this technology
116 | 2023 | Residential | Refrigeration | Refrigerator | Non-French Door | Electricity | Refrigerator Non-French Door | 2023$ | Refrigerator Non-French Door |  | -1.8147 | -18.6788 | -68.0312 | Volume | ft3 | 17.7 | 19 | 19 | 43 | 1.7774 | 2.8394 | 7.4125 | Annual Energy Consumption | kWh/yr | 885 | 437 | 394 | 115 | 6.3415 | 222.7705 | 789.6711 | 1 |  |  | 748.5668 | 1108.7021 | 2736.3237 | 1 | 1 | 194.4981 | 420.1056 | 943.0649 | 1303.2002 | 2930.8218 | 1168.6724 | 1528.8077 | 3156.4293 | 2050 | Reference | 16.8 | Prevailing local wages, Drive time, Access, Need for condensate line/drain, Condition of existing electrical system, Type of equipment | 2 | 266 | 0.1 | 2023 | 1) The average of the EIA data for Residential Refrigerator-Freezers (Top) and Residential Refrigerator-Freezers (Bottom) was used for the EIA projection tables of this technology
116 | 2023 | Residential | Refrigeration | Refrigerator | Non-French Door | Electricity | Refrigerator Non-French Door | 2023$ | Refrigerator Non-French Door |  | -1.8147 | -18.6788 | -68.0312 | Volume | ft3 | 17.7 | 19 | 19 | 43 | 1.7774 | 2.8394 | 7.4125 | Annual Energy Consumption | kWh/yr | 885 | 437 | 394 | 115 | 6.3415 | 222.7705 | 789.6711 | 1 |  |  | 748.5668 | 1108.7021 | 2736.3237 | 1 | 1 | 194.4981 | 420.1056 | 943.0649 | 1303.2002 | 2930.8218 | 1168.6724 | 1528.8077 | 3156.4293 | 2023 | Intermediate | 16.8 | Prevailing local wages, Drive time, Access, Need for condensate line/drain, Condition of existing electrical system, Type of equipment | 2 | 266 | 0.1 | 2023 | 1) The average of the EIA data for Residential Refrigerator-Freezers (Top) and Residential Refrigerator-Freezers (Bottom) was used for the EIA projection tables of this technology
116 | 2023 | Residential | Refrigeration | Refrigerator | Non-French Door | Electricity | Refrigerator Non-French Door | 2023$ | Refrigerator Non-French Door |  | -1.8147 | -18.6788 | -68.0312 | Volume | ft3 | 17.7 | 19 | 19 | 43 | 1.7774 | 2.8394 | 7.4125 | Annual Energy Consumption | kWh/yr | 885 | 428.5 | 394 | 115 | 6.3415 | 222.7705 | 789.6711 | 1 |  |  | 733.4592 | 1084.567 | 2673.3178 | 1 | 1 | 194.4981 | 420.1056 | 927.9573 | 1279.0651 | 2867.8159 | 1153.5648 | 1504.6726 | 3093.4234 | 2030 | Intermediate | 16.8 | Prevailing local wages, Drive time, Access, Need for condensate line/drain, Condition of existing electrical system, Type of equipment | 2 | 266 | 0.1 | 2023 | 1) The average of the EIA data for Residential Refrigerator-Freezers (Top) and Residential Refrigerator-Freezers (Bottom) was used for the EIA projection tables of this technology
116 | 2023 | Residential | Refrigeration | Refrigerator | Non-French Door | Electricity | Refrigerator Non-French Door | 2023$ | Refrigerator Non-French Door |  | -1.8147 | -18.6788 | -68.0312 | Volume | ft3 | 17.7 | 19 | 19 | 43 | 1.7774 | 2.8394 | 7.4125 | Annual Energy Consumption | kWh/yr | 885 | 428.5 | 394 | 115 | 6.3415 | 222.7705 | 789.6711 | 1 |  |  | 733.4592 | 1084.567 | 2673.3178 | 1 | 1 | 194.4981 | 420.1056 | 927.9573 | 1279.0651 | 2867.8159 | 1153.5648 | 1504.6726 | 3093.4234 | 2035 | Intermediate | 16.8 | Prevailing local wages, Drive time, Access, Need for condensate line/drain, Condition of existing electrical system, Type of equipment | 2 | 266 | 0.1 | 2023 | 1) The average of the EIA data for Residential Refrigerator-Freezers (Top) and Residential Refrigerator-Freezers (Bottom) was used for the EIA projection tables of this technology
116 | 2023 | Residential | Refrigeration | Refrigerator | Non-French Door | Electricity | Refrigerator Non-French Door | 2023$ | Refrigerator Non-French Door |  | -1.8147 | -18.6788 | -68.0312 | Volume | ft3 | 17.7 | 19 | 19 | 43 | 1.7774 | 2.8394 | 7.4125 | Annual Energy Consumption | kWh/yr | 885 | 428.5 | 394 | 115 | 6.3415 | 222.7705 | 789.6711 | 1 |  |  | 733.4592 | 1084.567 | 2673.3178 | 1 | 1 | 194.4981 | 420.1056 | 927.9573 | 1279.0651 | 2867.8159 | 1153.5648 | 1504.6726 | 3093.4234 | 2040 | Intermediate | 16.8 | Prevailing local wages, Drive time, Access, Need for condensate line/drain, Condition of existing electrical system, Type of equipment | 2 | 266 | 0.1 | 2023 | 1) The average of the EIA data for Residential Refrigerator-Freezers (Top) and Residential Refrigerator-Freezers (Bottom) was used for the EIA projection tables of this technology
116 | 2023 | Residential | Refrigeration | Refrigerator | Non-French Door | Electricity | Refrigerator Non-French Door | 2023$ | Refrigerator Non-French Door |  | -1.8147 | -18.6788 | -68.0312 | Volume | ft3 | 17.7 | 19 | 19 | 43 | 1.7774 | 2.8394 | 7.4125 | Annual Energy Consumption | kWh/yr | 885 | 428.5 | 394 | 115 | 6.3415 | 222.7705 | 789.6711 | 1 |  |  | 733.4592 | 1084.567 | 2673.3178 | 1 | 1 | 194.4981 | 420.1056 | 927.9573 | 1279.0651 | 2867.8159 | 1153.5648 | 1504.6726 | 3093.4234 | 2045 | Intermediate | 16.8 | Prevailing local wages, Drive time, Access, Need for condensate line/drain, Condition of existing electrical system, Type of equipment | 2 | 266 | 0.1 | 2023 | 1) The average of the EIA data for Residential Refrigerator-Freezers (Top) and Residential Refrigerator-Freezers (Bottom) was used for the EIA projection tables of this technology
116 | 2023 | Residential | Refrigeration | Refrigerator | Non-French Door | Electricity | Refrigerator Non-French Door | 2023$ | Refrigerator Non-French Door |  | -1.8147 | -18.6788 | -68.0312 | Volume | ft3 | 17.7 | 19 | 19 | 43 | 1.7774 | 2.8394 | 7.4125 | Annual Energy Consumption | kWh/yr | 885 | 428.5 | 394 | 115 | 6.3415 | 222.7705 | 789.6711 | 1 |  |  | 733.4592 | 1084.567 | 2673.3178 | 1 | 1 | 194.4981 | 420.1056 | 927.9573 | 1279.0651 | 2867.8159 | 1153.5648 | 1504.6726 | 3093.4234 | 2050 | Intermediate | 16.8 | Prevailing local wages, Drive time, Access, Need for condensate line/drain, Condition of existing electrical system, Type of equipment | 2 | 266 | 0.1 | 2023 | 1) The average of the EIA data for Residential Refrigerator-Freezers (Top) and Residential Refrigerator-Freezers (Bottom) was used for the EIA projection tables of this technology
116 | 2023 | Residential | Refrigeration | Refrigerator | Non-French Door | Electricity | Refrigerator Non-French Door | 2023$ | Refrigerator Non-French Door |  | -1.8147 | -18.6788 | -68.0312 | Volume | ft3 | 17.7 | 19 | 19 | 43 | 1.7774 | 2.8394 | 7.4125 | Annual Energy Consumption | kWh/yr | 885 | 437 | 394 | 115 | 6.3415 | 222.7705 | 789.6711 | 1 |  |  | 748.5668 | 1108.7021 | 2736.3237 | 1 | 1 | 194.4981 | 420.1056 | 943.0649 | 1303.2002 | 2930.8218 | 1168.6724 | 1528.8077 | 3156.4293 | 2023 | Advanced | 16.8 | Prevailing local wages, Drive time, Access, Need for condensate line/drain, Condition of existing electrical system, Type of equipment | 2 | 266 | 0.1 | 2023 | 1) The average of the EIA data for Residential Refrigerator-Freezers (Top) and Residential Refrigerator-Freezers (Bottom) was used for the EIA projection tables of this technology
116 | 2023 | Residential | Refrigeration | Refrigerator | Non-French Door | Electricity | Refrigerator Non-French Door | 2023$ | Refrigerator Non-French Door |  | -1.8147 | -18.6788 | -68.0312 | Volume | ft3 | 17.7 | 19 | 19 | 43 | 1.7774 | 2.8394 | 7.4125 | Annual Energy Consumption | kWh/yr | 885 | 420 | 394 | 115 | 6.3415 | 222.7705 | 789.6711 | 1 |  |  | 718.3517 | 1060.4318 | 2610.3119 | 1 | 1 | 194.4981 | 420.1056 | 912.8498 | 1254.93 | 2804.81 | 1138.4573 | 1480.5375 | 3030.4175 | 2030 | Advanced | 16.8 | Prevailing local wages, Drive time, Access, Need for condensate line/drain, Condition of existing electrical system, Type of equipment | 2 | 266 | 0.1 | 2023 | 1) The average of the EIA data for Residential Refrigerator-Freezers (Top) and Residential Refrigerator-Freezers (Bottom) was used for the EIA projection tables of this technology
116 | 2023 | Residential | Refrigeration | Refrigerator | Non-French Door | Electricity | Refrigerator Non-French Door | 2023$ | Refrigerator Non-French Door |  | -1.8147 | -18.6788 | -68.0312 | Volume | ft3 | 17.7 | 19 | 19 | 43 | 1.7774 | 2.8394 | 7.4125 | Annual Energy Consumption | kWh/yr | 885 | 420 | 394 | 115 | 6.3415 | 222.7705 | 789.6711 | 1 |  |  | 718.3517 | 1060.4318 | 2610.3119 | 1 | 1 | 194.4981 | 420.1056 | 912.8498 | 1254.93 | 2804.81 | 1138.4573 | 1480.5375 | 3030.4175 | 2035 | Advanced | 16.8 | Prevailing local wages, Drive time, Access, Need for condensate line/drain, Condition of existing electrical system, Type of equipment | 2 | 266 | 0.1 | 2023 | 1) The average of the EIA data for Residential Refrigerator-Freezers (Top) and Residential Refrigerator-Freezers (Bottom) was used for the EIA projection tables of this technology
116 | 2023 | Residential | Refrigeration | Refrigerator | Non-French Door | Electricity | Refrigerator Non-French Door | 2023$ | Refrigerator Non-French Door |  | -1.8147 | -18.6788 | -68.0312 | Volume | ft3 | 17.7 | 19 | 19 | 43 | 1.7774 | 2.8394 | 7.4125 | Annual Energy Consumption | kWh/yr | 885 | 420 | 394 | 115 | 6.3415 | 222.7705 | 789.6711 | 1 |  |  | 718.3517 | 1060.4318 | 2610.3119 | 1 | 1 | 194.4981 | 420.1056 | 912.8498 | 1254.93 | 2804.81 | 1138.4573 | 1480.5375 | 3030.4175 | 2040 | Advanced | 16.8 | Prevailing local wages, Drive time, Access, Need for condensate line/drain, Condition of existing electrical system, Type of equipment | 2 | 266 | 0.1 | 2023 | 1) The average of the EIA data for Residential Refrigerator-Freezers (Top) and Residential Refrigerator-Freezers (Bottom) was used for the EIA projection tables of this technology
116 | 2023 | Residential | Refrigeration | Refrigerator | Non-French Door | Electricity | Refrigerator Non-French Door | 2023$ | Refrigerator Non-French Door |  | -1.8147 | -18.6788 | -68.0312 | Volume | ft3 | 17.7 | 19 | 19 | 43 | 1.7774 | 2.8394 | 7.4125 | Annual Energy Consumption | kWh/yr | 885 | 420 | 394 | 115 | 6.3415 | 222.7705 | 789.6711 | 1 |  |  | 718.3517 | 1060.4318 | 2610.3119 | 1 | 1 | 194.4981 | 420.1056 | 912.8498 | 1254.93 | 2804.81 | 1138.4573 | 1480.5375 | 3030.4175 | 2045 | Advanced | 16.8 | Prevailing local wages, Drive time, Access, Need for condensate line/drain, Condition of existing electrical system, Type of equipment | 2 | 266 | 0.1 | 2023 | 1) The average of the EIA data for Residential Refrigerator-Freezers (Top) and Residential Refrigerator-Freezers (Bottom) was used for the EIA projection tables of this technology
116 | 2023 | Residential | Refrigeration | Refrigerator | Non-French Door | Electricity | Refrigerator Non-French Door | 2023$ | Refrigerator Non-French Door |  | -1.8147 | -18.6788 | -68.0312 | Volume | ft3 | 17.7 | 19 | 19 | 43 | 1.7774 | 2.8394 | 7.4125 | Annual Energy Consumption | kWh/yr | 885 | 420 | 394 | 115 | 6.3415 | 222.7705 | 789.6711 | 1 |  |  | 718.3517 | 1060.4318 | 2610.3119 | 1 | 1 | 194.4981 | 420.1056 | 912.8498 | 1254.93 | 2804.81 | 1138.4573 | 1480.5375 | 3030.4175 | 2050 | Advanced | 16.8 | Prevailing local wages, Drive time, Access, Need for condensate line/drain, Condition of existing electrical system, Type of equipment | 2 | 266 | 0.1 | 2023 | 1) The average of the EIA data for Residential Refrigerator-Freezers (Top) and Residential Refrigerator-Freezers (Bottom) was used for the EIA projection tables of this technology
117 | 2023 | Residential | Refrigeration | Refrigerator | Side-by-side, Estar Connected | Electricity | Refrigerator Side-by-side | 2023$ | Refrigerator French Door | Residential Refrigerator Side-by-side, Estar Connected | -39.3779 | -49.2224 | -59.0668 | Volume | ft3 | 3 | 25 | 25 | 25 | 3.2489 | 4.0611 | 4.8733 | Annual Energy Consumption | kWh/yr | 885 | 693 | 610 | 440 | 245.4531 | 306.8164 | 368.1797 | 1 |  |  | 1512.4897 | 1890.6121 | 2268.7345 | 1 | 1 | 194.4981 | 420.1056 | 1706.9878 | 2085.1102 | 2463.2326 | 1932.5953 | 2310.7177 | 2688.8401 | 2023 | Reference | 15 | Prevailing local wages, Drive time, Access, Need for condensate line/drain, Condition of existing electrical system, Type of equipment | 2 | 98 | 0.05 | 2023 | 1) Higher typical efficiencies with same costs as reference case despite increased efficiency.
117 | 2023 | Residential | Refrigeration | Refrigerator | Side-by-side, Estar Connected | Electricity | Refrigerator Side-by-side | 2023$ | Refrigerator French Door | Residential Refrigerator Side-by-side, Estar Connected | -39.3779 | -49.2224 | -59.0668 | Volume | ft3 | 3 | 25 | 25 | 25 | 3.2489 | 4.0611 | 4.8733 | Annual Energy Consumption | kWh/yr | 885 | 693 | 610 | 440 | 245.4531 | 306.8164 | 368.1797 | 1 |  |  | 1512.4897 | 1890.6121 | 2268.7345 | 1 | 1 | 194.4981 | 420.1056 | 1706.9878 | 2085.1102 | 2463.2326 | 1932.5953 | 2310.7177 | 2688.8401 | 2030 | Reference | 15 | Prevailing local wages, Drive time, Access, Need for condensate line/drain, Condition of existing electrical system, Type of equipment | 2 | 98 | 0.05 | 2023 | 1) Higher typical efficiencies with same costs as reference case despite increased efficiency.
117 | 2023 | Residential | Refrigeration | Refrigerator | Side-by-side, Estar Connected | Electricity | Refrigerator Side-by-side | 2023$ | Refrigerator French Door | Residential Refrigerator Side-by-side, Estar Connected | -39.3779 | -49.2224 | -59.0668 | Volume | ft3 | 3 | 25 | 25 | 25 | 3.2489 | 4.0611 | 4.8733 | Annual Energy Consumption | kWh/yr | 885 | 693 | 610 | 440 | 245.4531 | 306.8164 | 368.1797 | 1 |  |  | 1512.4897 | 1890.6121 | 2268.7345 | 1 | 1 | 194.4981 | 420.1056 | 1706.9878 | 2085.1102 | 2463.2326 | 1932.5953 | 2310.7177 | 2688.8401 | 2035 | Reference | 15 | Prevailing local wages, Drive time, Access, Need for condensate line/drain, Condition of existing electrical system, Type of equipment | 2 | 98 | 0.05 | 2023 | 1) Higher typical efficiencies with same costs as reference case despite increased efficiency.
117 | 2023 | Residential | Refrigeration | Refrigerator | Side-by-side, Estar Connected | Electricity | Refrigerator Side-by-side | 2023$ | Refrigerator French Door | Residential Refrigerator Side-by-side, Estar Connected | -39.3779 | -49.2224 | -59.0668 | Volume | ft3 | 3 | 25 | 25 | 25 | 3.2489 | 4.0611 | 4.8733 | Annual Energy Consumption | kWh/yr | 885 | 693 | 610 | 440 | 245.4531 | 306.8164 | 368.1797 | 1 |  |  | 1512.4897 | 1890.6121 | 2268.7345 | 1 | 1 | 194.4981 | 420.1056 | 1706.9878 | 2085.1102 | 2463.2326 | 1932.5953 | 2310.7177 | 2688.8401 | 2040 | Reference | 15 | Prevailing local wages, Drive time, Access, Need for condensate line/drain, Condition of existing electrical system, Type of equipment | 2 | 98 | 0.05 | 2023 | 1) Higher typical efficiencies with same costs as reference case despite increased efficiency.
117 | 2023 | Residential | Refrigeration | Refrigerator | Side-by-side, Estar Connected | Electricity | Refrigerator Side-by-side | 2023$ | Refrigerator French Door | Residential Refrigerator Side-by-side, Estar Connected | -39.3779 | -49.2224 | -59.0668 | Volume | ft3 | 3 | 25 | 25 | 25 | 3.2489 | 4.0611 | 4.8733 | Annual Energy Consumption | kWh/yr | 885 | 693 | 610 | 440 | 245.4531 | 306.8164 | 368.1797 | 1 |  |  | 1512.4897 | 1890.6121 | 2268.7345 | 1 | 1 | 194.4981 | 420.1056 | 1706.9878 | 2085.1102 | 2463.2326 | 1932.5953 | 2310.7177 | 2688.8401 | 2045 | Reference | 15 | Prevailing local wages, Drive time, Access, Need for condensate line/drain, Condition of existing electrical system, Type of equipment | 2 | 98 | 0.05 | 2023 | 1) Higher typical efficiencies with same costs as reference case despite increased efficiency.
117 | 2023 | Residential | Refrigeration | Refrigerator | Side-by-side, Estar Connected | Electricity | Refrigerator Side-by-side | 2023$ | Refrigerator French Door | Residential Refrigerator Side-by-side, Estar Connected | -39.3779 | -49.2224 | -59.0668 | Volume | ft3 | 3 | 25 | 25 | 25 | 3.2489 | 4.0611 | 4.8733 | Annual Energy Consumption | kWh/yr | 885 | 693 | 610 | 440 | 245.4531 | 306.8164 | 368.1797 | 1 |  |  | 1512.4897 | 1890.6121 | 2268.7345 | 1 | 1 | 194.4981 | 420.1056 | 1706.9878 | 2085.1102 | 2463.2326 | 1932.5953 | 2310.7177 | 2688.8401 | 2050 | Reference | 15 | Prevailing local wages, Drive time, Access, Need for condensate line/drain, Condition of existing electrical system, Type of equipment | 2 | 98 | 0.05 | 2023 | 1) Higher typical efficiencies with same costs as reference case despite increased efficiency.
117 | 2023 | Residential | Refrigeration | Refrigerator | Side-by-side, Estar Connected | Electricity | Refrigerator Side-by-side | 2023$ | Refrigerator French Door | Residential Refrigerator Side-by-side, Estar Connected | -39.3779 | -49.2224 | -59.0668 | Volume | ft3 | 3 | 25 | 25 | 25 | 3.2489 | 4.0611 | 4.8733 | Annual Energy Consumption | kWh/yr | 885 | 693 | 610 | 440 | 245.4531 | 306.8164 | 368.1797 | 1 |  |  | 1512.4897 | 1890.6121 | 2268.7345 | 1 | 1 | 194.4981 | 420.1056 | 1706.9878 | 2085.1102 | 2463.2326 | 1932.5953 | 2310.7177 | 2688.8401 | 2023 | Intermediate | 15 | Prevailing local wages, Drive time, Access, Need for condensate line/drain, Condition of existing electrical system, Type of equipment | 2 | 98 | 0.05 | 2023 | 1) Higher typical efficiencies with same costs as reference case despite increased efficiency.
117 | 2023 | Residential | Refrigeration | Refrigerator | Side-by-side, Estar Connected | Electricity | Refrigerator Side-by-side | 2023$ | Refrigerator French Door | Residential Refrigerator Side-by-side, Estar Connected | -39.3779 | -49.2224 | -59.0668 | Volume | ft3 | 3 | 25 | 25 | 25 | 3.2489 | 4.0611 | 4.8733 | Annual Energy Consumption | kWh/yr | 885 | 664 | 610 | 440 | 245.4531 | 306.8164 | 368.1797 | 1 |  |  | 1418.2717 | 1772.8396 | 2127.4076 | 1 | 1 | 194.4981 | 420.1056 | 1612.7698 | 1967.3378 | 2321.9057 | 1838.3773 | 2192.9453 | 2547.5132 | 2030 | Intermediate | 15 | Prevailing local wages, Drive time, Access, Need for condensate line/drain, Condition of existing electrical system, Type of equipment | 2 | 98 | 0.05 | 2023 | 1) Higher typical efficiencies with same costs as reference case despite increased efficiency.
117 | 2023 | Residential | Refrigeration | Refrigerator | Side-by-side, Estar Connected | Electricity | Refrigerator Side-by-side | 2023$ | Refrigerator French Door | Residential Refrigerator Side-by-side, Estar Connected | -39.3779 | -49.2224 | -59.0668 | Volume | ft3 | 3 | 25 | 25 | 25 | 3.2489 | 4.0611 | 4.8733 | Annual Energy Consumption | kWh/yr | 885 | 664 | 610 | 440 | 245.4531 | 306.8164 | 368.1797 | 1 |  |  | 1418.2717 | 1772.8396 | 2127.4076 | 1 | 1 | 194.4981 | 420.1056 | 1612.7698 | 1967.3378 | 2321.9057 | 1838.3773 | 2192.9453 | 2547.5132 | 2035 | Intermediate | 15 | Prevailing local wages, Drive time, Access, Need for condensate line/drain, Condition of existing electrical system, Type of equipment | 2 | 98 | 0.05 | 2023 | 1) Higher typical efficiencies with same costs as reference case despite increased efficiency.
117 | 2023 | Residential | Refrigeration | Refrigerator | Side-by-side, Estar Connected | Electricity | Refrigerator Side-by-side | 2023$ | Refrigerator French Door | Residential Refrigerator Side-by-side, Estar Connected | -39.3779 | -49.2224 | -59.0668 | Volume | ft3 | 3 | 25 | 25 | 25 | 3.2489 | 4.0611 | 4.8733 | Annual Energy Consumption | kWh/yr | 885 | 664 | 610 | 440 | 245.4531 | 306.8164 | 368.1797 | 1 |  |  | 1418.2717 | 1772.8396 | 2127.4076 | 1 | 1 | 194.4981 | 420.1056 | 1612.7698 | 1967.3378 | 2321.9057 | 1838.3773 | 2192.9453 | 2547.5132 | 2040 | Intermediate | 15 | Prevailing local wages, Drive time, Access, Need for condensate line/drain, Condition of existing electrical system, Type of equipment | 2 | 98 | 0.05 | 2023 | 1) Higher typical efficiencies with same costs as reference case despite increased efficiency.
117 | 2023 | Residential | Refrigeration | Refrigerator | Side-by-side, Estar Connected | Electricity | Refrigerator Side-by-side | 2023$ | Refrigerator French Door | Residential Refrigerator Side-by-side, Estar Connected | -39.3779 | -49.2224 | -59.0668 | Volume | ft3 | 3 | 25 | 25 | 25 | 3.2489 | 4.0611 | 4.8733 | Annual Energy Consumption | kWh/yr | 885 | 664 | 610 | 440 | 245.4531 | 306.8164 | 368.1797 | 1 |  |  | 1418.2717 | 1772.8396 | 2127.4076 | 1 | 1 | 194.4981 | 420.1056 | 1612.7698 | 1967.3378 | 2321.9057 | 1838.3773 | 2192.9453 | 2547.5132 | 2045 | Intermediate | 15 | Prevailing local wages, Drive time, Access, Need for condensate line/drain, Condition of existing electrical system, Type of equipment | 2 | 98 | 0.05 | 2023 | 1) Higher typical efficiencies with same costs as reference case despite increased efficiency.
117 | 2023 | Residential | Refrigeration | Refrigerator | Side-by-side, Estar Connected | Electricity | Refrigerator Side-by-side | 2023$ | Refrigerator French Door | Residential Refrigerator Side-by-side, Estar Connected | -39.3779 | -49.2224 | -59.0668 | Volume | ft3 | 3 | 25 | 25 | 25 | 3.2489 | 4.0611 | 4.8733 | Annual Energy Consumption | kWh/yr | 885 | 664 | 610 | 440 | 245.4531 | 306.8164 | 368.1797 | 1 |  |  | 1418.2717 | 1772.8396 | 2127.4076 | 1 | 1 | 194.4981 | 420.1056 | 1612.7698 | 1967.3378 | 2321.9057 | 1838.3773 | 2192.9453 | 2547.5132 | 2050 | Intermediate | 15 | Prevailing local wages, Drive time, Access, Need for condensate line/drain, Condition of existing electrical system, Type of equipment | 2 | 98 | 0.05 | 2023 | 1) Higher typical efficiencies with same costs as reference case despite increased efficiency.
117 | 2023 | Residential | Refrigeration | Refrigerator | Side-by-side, Estar Connected | Electricity | Refrigerator Side-by-side | 2023$ | Refrigerator French Door | Residential Refrigerator Side-by-side, Estar Connected | -39.3779 | -49.2224 | -59.0668 | Volume | ft3 | 3 | 25 | 25 | 25 | 3.2489 | 4.0611 | 4.8733 | Annual Energy Consumption | kWh/yr | 885 | 693 | 610 | 440 | 245.4531 | 306.8164 | 368.1797 | 1 |  |  | 1512.4897 | 1890.6121 | 2268.7345 | 1 | 1 | 194.4981 | 420.1056 | 1706.9878 | 2085.1102 | 2463.2326 | 1932.5953 | 2310.7177 | 2688.8401 | 2023 | Advanced | 15 | Prevailing local wages, Drive time, Access, Need for condensate line/drain, Condition of existing electrical system, Type of equipment | 2 | 98 | 0.05 | 2023 | 1) Higher typical efficiencies with same costs as reference case despite increased efficiency.
117 | 2023 | Residential | Refrigeration | Refrigerator | Side-by-side, Estar Connected | Electricity | Refrigerator Side-by-side | 2023$ | Refrigerator French Door | Residential Refrigerator Side-by-side, Estar Connected | -39.3779 | -49.2224 | -59.0668 | Volume | ft3 | 3 | 25 | 25 | 25 | 3.2489 | 4.0611 | 4.8733 | Annual Energy Consumption | kWh/yr | 885 | 635 | 610 | 440 | 245.4531 | 306.8164 | 368.1797 | 1 |  |  | 1324.0538 | 1655.0672 | 1986.0807 | 1 | 1 | 194.4981 | 420.1056 | 1518.5519 | 1849.5653 | 2180.5788 | 1744.1594 | 2075.1728 | 2406.1863 | 2030 | Advanced | 15 | Prevailing local wages, Drive time, Access, Need for condensate line/drain, Condition of existing electrical system, Type of equipment | 2 | 98 | 0.05 | 2023 | 1) Higher typical efficiencies with same costs as reference case despite increased efficiency.
117 | 2023 | Residential | Refrigeration | Refrigerator | Side-by-side, Estar Connected | Electricity | Refrigerator Side-by-side | 2023$ | Refrigerator French Door | Residential Refrigerator Side-by-side, Estar Connected | -39.3779 | -49.2224 | -59.0668 | Volume | ft3 | 3 | 25 | 25 | 25 | 3.2489 | 4.0611 | 4.8733 | Annual Energy Consumption | kWh/yr | 885 | 635 | 610 | 440 | 245.4531 | 306.8164 | 368.1797 | 1 |  |  | 1324.0538 | 1655.0672 | 1986.0807 | 1 | 1 | 194.4981 | 420.1056 | 1518.5519 | 1849.5653 | 2180.5788 | 1744.1594 | 2075.1728 | 2406.1863 | 2035 | Advanced | 15 | Prevailing local wages, Drive time, Access, Need for condensate line/drain, Condition of existing electrical system, Type of equipment | 2 | 98 | 0.05 | 2023 | 1) Higher typical efficiencies with same costs as reference case despite increased efficiency.
117 | 2023 | Residential | Refrigeration | Refrigerator | Side-by-side, Estar Connected | Electricity | Refrigerator Side-by-side | 2023$ | Refrigerator French Door | Residential Refrigerator Side-by-side, Estar Connected | -39.3779 | -49.2224 | -59.0668 | Volume | ft3 | 3 | 25 | 25 | 25 | 3.2489 | 4.0611 | 4.8733 | Annual Energy Consumption | kWh/yr | 885 | 635 | 610 | 440 | 245.4531 | 306.8164 | 368.1797 | 1 |  |  | 1324.0538 | 1655.0672 | 1986.0807 | 1 | 1 | 194.4981 | 420.1056 | 1518.5519 | 1849.5653 | 2180.5788 | 1744.1594 | 2075.1728 | 2406.1863 | 2040 | Advanced | 15 | Prevailing local wages, Drive time, Access, Need for condensate line/drain, Condition of existing electrical system, Type of equipment | 2 | 98 | 0.05 | 2023 | 1) Higher typical efficiencies with same costs as reference case despite increased efficiency.
117 | 2023 | Residential | Refrigeration | Refrigerator | Side-by-side, Estar Connected | Electricity | Refrigerator Side-by-side | 2023$ | Refrigerator French Door | Residential Refrigerator Side-by-side, Estar Connected | -39.3779 | -49.2224 | -59.0668 | Volume | ft3 | 3 | 25 | 25 | 25 | 3.2489 | 4.0611 | 4.8733 | Annual Energy Consumption | kWh/yr | 885 | 635 | 610 | 440 | 245.4531 | 306.8164 | 368.1797 | 1 |  |  | 1324.0538 | 1655.0672 | 1986.0807 | 1 | 1 | 194.4981 | 420.1056 | 1518.5519 | 1849.5653 | 2180.5788 | 1744.1594 | 2075.1728 | 2406.1863 | 2045 | Advanced | 15 | Prevailing local wages, Drive time, Access, Need for condensate line/drain, Condition of existing electrical system, Type of equipment | 2 | 98 | 0.05 | 2023 | 1) Higher typical efficiencies with same costs as reference case despite increased efficiency.
117 | 2023 | Residential | Refrigeration | Refrigerator | Side-by-side, Estar Connected | Electricity | Refrigerator Side-by-side | 2023$ | Refrigerator French Door | Residential Refrigerator Side-by-side, Estar Connected | -39.3779 | -49.2224 | -59.0668 | Volume | ft3 | 3 | 25 | 25 | 25 | 3.2489 | 4.0611 | 4.8733 | Annual Energy Consumption | kWh/yr | 885 | 635 | 610 | 440 | 245.4531 | 306.8164 | 368.1797 | 1 |  |  | 1324.0538 | 1655.0672 | 1986.0807 | 1 | 1 | 194.4981 | 420.1056 | 1518.5519 | 1849.5653 | 2180.5788 | 1744.1594 | 2075.1728 | 2406.1863 | 2050 | Advanced | 15 | Prevailing local wages, Drive time, Access, Need for condensate line/drain, Condition of existing electrical system, Type of equipment | 2 | 98 | 0.05 | 2023 | 1) Higher typical efficiencies with same costs as reference case despite increased efficiency.
118 | 2023 | Residential | Refrigeration | Refrigerator | Side-by-side, Estar Connected | Electricity | Refrigerator Side-by-side, Estar Connected | 2023$ |  |  | 0 | 0 | 0 | Volume | ft3 | 21.5 | 22.43 | 24.21 | 26.7 | 0 | 0 | 0 | Annual Energy Consumption | kWh/yr | 785 | 664.33 | 639.67 | 520 | 2036.672 | 2545.84 | 3055.008 | 1 |  |  | 2036.672 | 2545.84 | 3055.008 | 1 | 1 | 194.4981 | 420.1056 | 2231.1701 | 2740.3381 | 3249.5061 | 2456.7776 | 2965.9456 | 3475.1136 | 2023 | Reference | 17 | Prevailing local wages, Drive time, Access, Need for condensate line/drain, Condition of existing electrical system, Type of equipment | 2 | 13 | 0 | 2018
118 | 2023 | Residential | Refrigeration | Refrigerator | Side-by-side, Estar Connected | Electricity | Refrigerator Side-by-side, Estar Connected | 2023$ |  |  | 0 | 0 | 0 | Volume | ft3 | 21.5 | 22.43 | 24.21 | 26.7 | 0 | 0 | 0 | Annual Energy Consumption | kWh/yr | 785 | 681.29 | 647.4 | 520 | 1713.36 | 2141.7 | 2570.04 | 1 |  |  | 1713.36 | 2141.7 | 2570.04 | 1 | 1 | 194.4981 | 420.1056 | 1907.8581 | 2336.1981 | 2764.5381 | 2133.4656 | 2561.8056 | 2990.1456 | 2030 | Reference | 17 | Prevailing local wages, Drive time, Access, Need for condensate line/drain, Condition of existing electrical system, Type of equipment | 2 | 13 | 0 | 2018 | 0
118 | 2023 | Residential | Refrigeration | Refrigerator | Side-by-side, Estar Connected | Electricity | Refrigerator Side-by-side, Estar Connected | 2023$ |  |  | 0 | 0 | 0 | Volume | ft3 | 21.5 | 22.43 | 24.21 | 26.7 | 0 | 0 | 0 | Annual Energy Consumption | kWh/yr | 785 | 689.77 | 651.265 | 520 | 1552.188 | 1940.235 | 2328.282 | 1 |  |  | 1552.188 | 1940.235 | 2328.282 | 1 | 1 | 194.4981 | 420.1056 | 1746.6861 | 2134.7331 | 2522.7801 | 1972.2936 | 2360.3406 | 2748.3876 | 2035 | Reference | 17 | Prevailing local wages, Drive time, Access, Need for condensate line/drain, Condition of existing electrical system, Type of equipment | 2 | 13 | 0 | 2018 | 0
118 | 2023 | Residential | Refrigeration | Refrigerator | Side-by-side, Estar Connected | Electricity | Refrigerator Side-by-side, Estar Connected | 2023$ |  |  | 0 | 0 | 0 | Volume | ft3 | 21.5 | 22.43 | 24.21 | 26.7 | 0 | 0 | 0 | Annual Energy Consumption | kWh/yr | 785 | 698.25 | 655.13 | 520 | 1391.016 | 1738.77 | 2086.524 | 1 |  |  | 1391.016 | 1738.77 | 2086.524 | 1 | 1 | 194.4981 | 420.1056 | 1585.5141 | 1933.2681 | 2281.0221 | 1811.1216 | 2158.8756 | 2506.6296 | 2040 | Reference | 17 | Prevailing local wages, Drive time, Access, Need for condensate line/drain, Condition of existing electrical system, Type of equipment | 2 | 13 | 0 | 2018 | 0
118 | 2023 | Residential | Refrigeration | Refrigerator | Side-by-side, Estar Connected | Electricity | Refrigerator Side-by-side, Estar Connected | 2023$ |  |  | 0 | 0 | 0 | Volume | ft3 | 21.5 | 22.43 | 24.21 | 26.7 | 0 | 0 | 0 | Annual Energy Consumption | kWh/yr | 785 | 698.25 | 655.13 | 520 | 1391.016 | 1738.77 | 2086.524 | 1 |  |  | 1391.016 | 1738.77 | 2086.524 | 1 | 1 | 194.4981 | 420.1056 | 1585.5141 | 1933.2681 | 2281.0221 | 1811.1216 | 2158.8756 | 2506.6296 | 2045 | Reference | 17 | Prevailing local wages, Drive time, Access, Need for condensate line/drain, Condition of existing electrical system, Type of equipment | 2 | 13 | 0 | 2018 | 0
118 | 2023 | Residential | Refrigeration | Refrigerator | Side-by-side, Estar Connected | Electricity | Refrigerator Side-by-side, Estar Connected | 2023$ |  |  | 0 | 0 | 0 | Volume | ft3 | 21.5 | 22.43 | 24.21 | 26.7 | 0 | 0 | 0 | Annual Energy Consumption | kWh/yr | 785 | 698.25 | 655.13 | 520 | 1391.016 | 1738.77 | 2086.524 | 1 |  |  | 1391.016 | 1738.77 | 2086.524 | 1 | 1 | 194.4981 | 420.1056 | 1585.5141 | 1933.2681 | 2281.0221 | 1811.1216 | 2158.8756 | 2506.6296 | 2050 | Reference | 17 | Prevailing local wages, Drive time, Access, Need for condensate line/drain, Condition of existing electrical system, Type of equipment | 2 | 13 | 0 | 2018 | 0
118 | 2023 | Residential | Refrigeration | Refrigerator | Side-by-side, Estar Connected | Electricity | Refrigerator Side-by-side, Estar Connected | 2023$ |  |  | 0 | 0 | 0 | Volume | ft3 | 21.5 | 22.43 | 24.21 | 26.7 | 0 | 0 | 0 | Annual Energy Consumption | kWh/yr | 785 | 664.33 | 639.67 | 520 | 2036.672 | 2545.84 | 3055.008 | 1 |  |  | 2036.672 | 2545.84 | 3055.008 | 1 | 1 | 194.4981 | 420.1056 | 2231.1701 | 2740.3381 | 3249.5061 | 2456.7776 | 2965.9456 | 3475.1136 | 2023 | Intermediate | 17 | Prevailing local wages, Drive time, Access, Need for condensate line/drain, Condition of existing electrical system, Type of equipment | 2 | 13 | 0 | 2018 | 0
118 | 2023 | Residential | Refrigeration | Refrigerator | Side-by-side, Estar Connected | Electricity | Refrigerator Side-by-side, Estar Connected | 2023$ |  |  | 0 | 0 | 0 | Volume | ft3 | 21.5 | 22.43 | 24.21 | 26.7 | 0 | 0 | 0 | Annual Energy Consumption | kWh/yr | 785 | 681.29 | 647.4 | 520 | 1713.36 | 2141.7 | 2570.04 | 1 |  |  | 1713.36 | 2141.7 | 2570.04 | 1 | 1 | 194.4981 | 420.1056 | 1907.8581 | 2336.1981 | 2764.5381 | 2133.4656 | 2561.8056 | 2990.1456 | 2030 | Intermediate | 17 | Prevailing local wages, Drive time, Access, Need for condensate line/drain, Condition of existing electrical system, Type of equipment | 2 | 13 | 0 | 2018 | 0
118 | 2023 | Residential | Refrigeration | Refrigerator | Side-by-side, Estar Connected | Electricity | Refrigerator Side-by-side, Estar Connected | 2023$ |  |  | 0 | 0 | 0 | Volume | ft3 | 21.5 | 22.43 | 24.21 | 26.7 | 0 | 0 | 0 | Annual Energy Consumption | kWh/yr | 785 | 689.77 | 651.265 | 520 | 1552.188 | 1940.235 | 2328.282 | 1 |  |  | 1552.188 | 1940.235 | 2328.282 | 1 | 1 | 194.4981 | 420.1056 | 1746.6861 | 2134.7331 | 2522.7801 | 1972.2936 | 2360.3406 | 2748.3876 | 2035 | Intermediate | 17 | Prevailing local wages, Drive time, Access, Need for condensate line/drain, Condition of existing electrical system, Type of equipment | 2 | 13 | 0 | 2018 | 0
118 | 2023 | Residential | Refrigeration | Refrigerator | Side-by-side, Estar Connected | Electricity | Refrigerator Side-by-side, Estar Connected | 2023$ |  |  | 0 | 0 | 0 | Volume | ft3 | 21.5 | 22.43 | 24.21 | 26.7 | 0 | 0 | 0 | Annual Energy Consumption | kWh/yr | 785 | 698.25 | 655.13 | 520 | 1391.016 | 1738.77 | 2086.524 | 1 |  |  | 1391.016 | 1738.77 | 2086.524 | 1 | 1 | 194.4981 | 420.1056 | 1585.5141 | 1933.2681 | 2281.0221 | 1811.1216 | 2158.8756 | 2506.6296 | 2040 | Intermediate | 17 | Prevailing local wages, Drive time, Access, Need for condensate line/drain, Condition of existing electrical system, Type of equipment | 2 | 13 | 0 | 2018 | 0
118 | 2023 | Residential | Refrigeration | Refrigerator | Side-by-side, Estar Connected | Electricity | Refrigerator Side-by-side, Estar Connected | 2023$ |  |  | 0 | 0 | 0 | Volume | ft3 | 21.5 | 22.43 | 24.21 | 26.7 | 0 | 0 | 0 | Annual Energy Consumption | kWh/yr | 785 | 698.25 | 655.13 | 520 | 1391.016 | 1738.77 | 2086.524 | 1 |  |  | 1391.016 | 1738.77 | 2086.524 | 1 | 1 | 194.4981 | 420.1056 | 1585.5141 | 1933.2681 | 2281.0221 | 1811.1216 | 2158.8756 | 2506.6296 | 2045 | Intermediate | 17 | Prevailing local wages, Drive time, Access, Need for condensate line/drain, Condition of existing electrical system, Type of equipment | 2 | 13 | 0 | 2018 | 0
118 | 2023 | Residential | Refrigeration | Refrigerator | Side-by-side, Estar Connected | Electricity | Refrigerator Side-by-side, Estar Connected | 2023$ |  |  | 0 | 0 | 0 | Volume | ft3 | 21.5 | 22.43 | 24.21 | 26.7 | 0 | 0 | 0 | Annual Energy Consumption | kWh/yr | 785 | 698.25 | 655.13 | 520 | 1391.016 | 1738.77 | 2086.524 | 1 |  |  | 1391.016 | 1738.77 | 2086.524 | 1 | 1 | 194.4981 | 420.1056 | 1585.5141 | 1933.2681 | 2281.0221 | 1811.1216 | 2158.8756 | 2506.6296 | 2050 | Intermediate | 17 | Prevailing local wages, Drive time, Access, Need for condensate line/drain, Condition of existing electrical system, Type of equipment | 2 | 13 | 0 | 2018 | 0
118 | 2023 | Residential | Refrigeration | Refrigerator | Side-by-side, Estar Connected | Electricity | Refrigerator Side-by-side, Estar Connected | 2023$ |  |  | 0 | 0 | 0 | Volume | ft3 | 21.5 | 22.43 | 24.21 | 26.7 | 0 | 0 | 0 | Annual Energy Consumption | kWh/yr | 785 | 664.33 | 639.67 | 520 | 2036.672 | 2545.84 | 3055.008 | 1 |  |  | 2036.672 | 2545.84 | 3055.008 | 1 | 1 | 194.4981 | 420.1056 | 2231.1701 | 2740.3381 | 3249.5061 | 2456.7776 | 2965.9456 | 3475.1136 | 2023 | Advanced | 17 | Prevailing local wages, Drive time, Access, Need for condensate line/drain, Condition of existing electrical system, Type of equipment | 2 | 13 | 0 | 2018 | 0
118 | 2023 | Residential | Refrigeration | Refrigerator | Side-by-side, Estar Connected | Electricity | Refrigerator Side-by-side, Estar Connected | 2023$ |  |  | 0 | 0 | 0 | Volume | ft3 | 21.5 | 22.43 | 24.21 | 26.7 | 0 | 0 | 0 | Annual Energy Consumption | kWh/yr | 785 | 681.29 | 647.4 | 520 | 1713.36 | 2141.7 | 2570.04 | 1 |  |  | 1713.36 | 2141.7 | 2570.04 | 1 | 1 | 194.4981 | 420.1056 | 1907.8581 | 2336.1981 | 2764.5381 | 2133.4656 | 2561.8056 | 2990.1456 | 2030 | Advanced | 17 | Prevailing local wages, Drive time, Access, Need for condensate line/drain, Condition of existing electrical system, Type of equipment | 2 | 13 | 0 | 2018 | 0
118 | 2023 | Residential | Refrigeration | Refrigerator | Side-by-side, Estar Connected | Electricity | Refrigerator Side-by-side, Estar Connected | 2023$ |  |  | 0 | 0 | 0 | Volume | ft3 | 21.5 | 22.43 | 24.21 | 26.7 | 0 | 0 | 0 | Annual Energy Consumption | kWh/yr | 785 | 689.77 | 651.265 | 520 | 1552.188 | 1940.235 | 2328.282 | 1 |  |  | 1552.188 | 1940.235 | 2328.282 | 1 | 1 | 194.4981 | 420.1056 | 1746.6861 | 2134.7331 | 2522.7801 | 1972.2936 | 2360.3406 | 2748.3876 | 2035 | Advanced | 17 | Prevailing local wages, Drive time, Access, Need for condensate line/drain, Condition of existing electrical system, Type of equipment | 2 | 13 | 0 | 2018 | 0
118 | 2023 | Residential | Refrigeration | Refrigerator | Side-by-side, Estar Connected | Electricity | Refrigerator Side-by-side, Estar Connected | 2023$ |  |  | 0 | 0 | 0 | Volume | ft3 | 21.5 | 22.43 | 24.21 | 26.7 | 0 | 0 | 0 | Annual Energy Consumption | kWh/yr | 785 | 698.25 | 655.13 | 520 | 1391.016 | 1738.77 | 2086.524 | 1 |  |  | 1391.016 | 1738.77 | 2086.524 | 1 | 1 | 194.4981 | 420.1056 | 1585.5141 | 1933.2681 | 2281.0221 | 1811.1216 | 2158.8756 | 2506.6296 | 2040 | Advanced | 17 | Prevailing local wages, Drive time, Access, Need for condensate line/drain, Condition of existing electrical system, Type of equipment | 2 | 13 | 0 | 2018 | 0
118 | 2023 | Residential | Refrigeration | Refrigerator | Side-by-side, Estar Connected | Electricity | Refrigerator Side-by-side, Estar Connected | 2023$ |  |  | 0 | 0 | 0 | Volume | ft3 | 21.5 | 22.43 | 24.21 | 26.7 | 0 | 0 | 0 | Annual Energy Consumption | kWh/yr | 785 | 698.25 | 655.13 | 520 | 1391.016 | 1738.77 | 2086.524 | 1 |  |  | 1391.016 | 1738.77 | 2086.524 | 1 | 1 | 194.4981 | 420.1056 | 1585.5141 | 1933.2681 | 2281.0221 | 1811.1216 | 2158.8756 | 2506.6296 | 2045 | Advanced | 17 | Prevailing local wages, Drive time, Access, Need for condensate line/drain, Condition of existing electrical system, Type of equipment | 2 | 13 | 0 | 2018 | 0
118 | 2023 | Residential | Refrigeration | Refrigerator | Side-by-side, Estar Connected | Electricity | Refrigerator Side-by-side, Estar Connected | 2023$ |  |  | 0 | 0 | 0 | Volume | ft3 | 21.5 | 22.43 | 24.21 | 26.7 | 0 | 0 | 0 | Annual Energy Consumption | kWh/yr | 785 | 698.25 | 655.13 | 520 | 1391.016 | 1738.77 | 2086.524 | 1 |  |  | 1391.016 | 1738.77 | 2086.524 | 1 | 1 | 194.4981 | 420.1056 | 1585.5141 | 1933.2681 | 2281.0221 | 1811.1216 | 2158.8756 | 2506.6296 | 2050 | Advanced | 17 | Prevailing local wages, Drive time, Access, Need for condensate line/drain, Condition of existing electrical system, Type of equipment | 2 | 13 | 0 | 2018 | 0
119 | 2023 | Residential | Refrigeration | Refrigerator-Freezer | Top Mount | Electricity | Refrigerator Top Mount | 2023$ |  | Residential Refrigerator-Freezers (Top) | 19.4172 | 24.2715 | 29.1258 | Volume | ft3 | 4 | 19 | 19 | 20 | 0.38386 | 0.47983 | 0.57579 | Annual Energy Consumption | kWh/yr | 495 | 401 | 358 | 170 | 257.836 | 322.2949 | 386.7539 | 1 |  |  | 780.6916 | 975.8646 | 1171.0375 | 1 | 1 | 194.4981 | 420.1056 | 975.1897 | 1170.3627 | 1365.5356 | 1200.7972 | 1395.9702 | 1591.1431 | 2023 | Reference | 15 | Prevailing local wages, Drive time, Access, Need for condensate line/drain, Condition of existing electrical system, Type of equipment | 2 | 168 | 0.08306 | 2023
119 | 2023 | Residential | Refrigeration | Refrigerator-Freezer | Top Mount | Electricity | Refrigerator Top Mount | 2023$ |  | Residential Refrigerator-Freezers (Top) | 19.4172 | 24.2715 | 29.1258 | Volume | ft3 | 4 | 19 | 19 | 20 | 0.38386 | 0.47983 | 0.57579 | Annual Energy Consumption | kWh/yr | 495 | 401 | 358 | 170 | 257.836 | 322.2949 | 386.7539 | 1 |  |  | 780.6916 | 975.8646 | 1171.0375 | 1 | 1 | 194.4981 | 420.1056 | 975.1897 | 1170.3627 | 1365.5356 | 1200.7972 | 1395.9702 | 1591.1431 | 2030 | Reference | 15 | Prevailing local wages, Drive time, Access, Need for condensate line/drain, Condition of existing electrical system, Type of equipment | 2 | 168 | 0.08306 | 2023 | 0
119 | 2023 | Residential | Refrigeration | Refrigerator-Freezer | Top Mount | Electricity | Refrigerator Top Mount | 2023$ |  | Residential Refrigerator-Freezers (Top) | 19.4172 | 24.2715 | 29.1258 | Volume | ft3 | 4 | 19 | 19 | 20 | 0.38386 | 0.47983 | 0.57579 | Annual Energy Consumption | kWh/yr | 495 | 401 | 358 | 170 | 257.836 | 322.2949 | 386.7539 | 1 |  |  | 780.6916 | 975.8646 | 1171.0375 | 1 | 1 | 194.4981 | 420.1056 | 975.1897 | 1170.3627 | 1365.5356 | 1200.7972 | 1395.9702 | 1591.1431 | 2035 | Reference | 15 | Prevailing local wages, Drive time, Access, Need for condensate line/drain, Condition of existing electrical system, Type of equipment | 2 | 168 | 0.08306 | 2023 | 0
119 | 2023 | Residential | Refrigeration | Refrigerator-Freezer | Top Mount | Electricity | Refrigerator Top Mount | 2023$ |  | Residential Refrigerator-Freezers (Top) | 19.4172 | 24.2715 | 29.1258 | Volume | ft3 | 4 | 19 | 19 | 20 | 0.38386 | 0.47983 | 0.57579 | Annual Energy Consumption | kWh/yr | 495 | 401 | 358 | 170 | 257.836 | 322.2949 | 386.7539 | 1 |  |  | 780.6916 | 975.8646 | 1171.0375 | 1 | 1 | 194.4981 | 420.1056 | 975.1897 | 1170.3627 | 1365.5356 | 1200.7972 | 1395.9702 | 1591.1431 | 2040 | Reference | 15 | Prevailing local wages, Drive time, Access, Need for condensate line/drain, Condition of existing electrical system, Type of equipment | 2 | 168 | 0.08306 | 2023 | 0
119 | 2023 | Residential | Refrigeration | Refrigerator-Freezer | Top Mount | Electricity | Refrigerator Top Mount | 2023$ |  | Residential Refrigerator-Freezers (Top) | 19.4172 | 24.2715 | 29.1258 | Volume | ft3 | 4 | 19 | 19 | 20 | 0.38386 | 0.47983 | 0.57579 | Annual Energy Consumption | kWh/yr | 495 | 401 | 358 | 170 | 257.836 | 322.2949 | 386.7539 | 1 |  |  | 780.6916 | 975.8646 | 1171.0375 | 1 | 1 | 194.4981 | 420.1056 | 975.1897 | 1170.3627 | 1365.5356 | 1200.7972 | 1395.9702 | 1591.1431 | 2045 | Reference | 15 | Prevailing local wages, Drive time, Access, Need for condensate line/drain, Condition of existing electrical system, Type of equipment | 2 | 168 | 0.08306 | 2023 | 0
119 | 2023 | Residential | Refrigeration | Refrigerator-Freezer | Top Mount | Electricity | Refrigerator Top Mount | 2023$ |  | Residential Refrigerator-Freezers (Top) | 19.4172 | 24.2715 | 29.1258 | Volume | ft3 | 4 | 19 | 19 | 20 | 0.38386 | 0.47983 | 0.57579 | Annual Energy Consumption | kWh/yr | 495 | 401 | 358 | 170 | 257.836 | 322.2949 | 386.7539 | 1 |  |  | 780.6916 | 975.8646 | 1171.0375 | 1 | 1 | 194.4981 | 420.1056 | 975.1897 | 1170.3627 | 1365.5356 | 1200.7972 | 1395.9702 | 1591.1431 | 2050 | Reference | 15 | Prevailing local wages, Drive time, Access, Need for condensate line/drain, Condition of existing electrical system, Type of equipment | 2 | 168 | 0.08306 | 2023 | 0
119 | 2023 | Residential | Refrigeration | Refrigerator-Freezer | Top Mount | Electricity | Refrigerator Top Mount | 2023$ |  | Residential Refrigerator-Freezers (Top) | 19.4172 | 24.2715 | 29.1258 | Volume | ft3 | 4 | 19 | 19 | 20 | 0.38386 | 0.47983 | 0.57579 | Annual Energy Consumption | kWh/yr | 495 | 401 | 358 | 170 | 257.836 | 322.2949 | 386.7539 | 1 |  |  | 780.6916 | 975.8646 | 1171.0375 | 1 | 1 | 194.4981 | 420.1056 | 975.1897 | 1170.3627 | 1365.5356 | 1200.7972 | 1395.9702 | 1591.1431 | 2023 | Intermediate | 15 | Prevailing local wages, Drive time, Access, Need for condensate line/drain, Condition of existing electrical system, Type of equipment | 2 | 168 | 0.08306 | 2023 | 0
119 | 2023 | Residential | Refrigeration | Refrigerator-Freezer | Top Mount | Electricity | Refrigerator Top Mount | 2023$ |  | Residential Refrigerator-Freezers (Top) | 19.4172 | 24.2715 | 29.1258 | Volume | ft3 | 4 | 19 | 19 | 20 | 0.38386 | 0.47983 | 0.57579 | Annual Energy Consumption | kWh/yr | 495 | 385.5 | 358 | 170 | 257.836 | 322.2949 | 386.7539 | 1 |  |  | 774.7418 | 968.4272 | 1162.1126 | 1 | 1 | 194.4981 | 420.1056 | 969.2399 | 1162.9253 | 1356.6107 | 1194.8474 | 1388.5328 | 1582.2182 | 2030 | Intermediate | 15 | Prevailing local wages, Drive time, Access, Need for condensate line/drain, Condition of existing electrical system, Type of equipment | 2 | 168 | 0.08306 | 2023 | 0
119 | 2023 | Residential | Refrigeration | Refrigerator-Freezer | Top Mount | Electricity | Refrigerator Top Mount | 2023$ |  | Residential Refrigerator-Freezers (Top) | 19.4172 | 24.2715 | 29.1258 | Volume | ft3 | 4 | 19 | 19 | 20 | 0.38386 | 0.47983 | 0.57579 | Annual Energy Consumption | kWh/yr | 495 | 385.5 | 358 | 170 | 257.836 | 322.2949 | 386.7539 | 1 |  |  | 774.7418 | 968.4272 | 1162.1126 | 1 | 1 | 194.4981 | 420.1056 | 969.2399 | 1162.9253 | 1356.6107 | 1194.8474 | 1388.5328 | 1582.2182 | 2035 | Intermediate | 15 | Prevailing local wages, Drive time, Access, Need for condensate line/drain, Condition of existing electrical system, Type of equipment | 2 | 168 | 0.08306 | 2023 | 0
119 | 2023 | Residential | Refrigeration | Refrigerator-Freezer | Top Mount | Electricity | Refrigerator Top Mount | 2023$ |  | Residential Refrigerator-Freezers (Top) | 19.4172 | 24.2715 | 29.1258 | Volume | ft3 | 4 | 19 | 19 | 20 | 0.38386 | 0.47983 | 0.57579 | Annual Energy Consumption | kWh/yr | 495 | 385.5 | 358 | 170 | 257.836 | 322.2949 | 386.7539 | 1 |  |  | 774.7418 | 968.4272 | 1162.1126 | 1 | 1 | 194.4981 | 420.1056 | 969.2399 | 1162.9253 | 1356.6107 | 1194.8474 | 1388.5328 | 1582.2182 | 2040 | Intermediate | 15 | Prevailing local wages, Drive time, Access, Need for condensate line/drain, Condition of existing electrical system, Type of equipment | 2 | 168 | 0.08306 | 2023 | 0
119 | 2023 | Residential | Refrigeration | Refrigerator-Freezer | Top Mount | Electricity | Refrigerator Top Mount | 2023$ |  | Residential Refrigerator-Freezers (Top) | 19.4172 | 24.2715 | 29.1258 | Volume | ft3 | 4 | 19 | 19 | 20 | 0.38386 | 0.47983 | 0.57579 | Annual Energy Consumption | kWh/yr | 495 | 385.5 | 358 | 170 | 257.836 | 322.2949 | 386.7539 | 1 |  |  | 774.7418 | 968.4272 | 1162.1126 | 1 | 1 | 194.4981 | 420.1056 | 969.2399 | 1162.9253 | 1356.6107 | 1194.8474 | 1388.5328 | 1582.2182 | 2045 | Intermediate | 15 | Prevailing local wages, Drive time, Access, Need for condensate line/drain, Condition of existing electrical system, Type of equipment | 2 | 168 | 0.08306 | 2023 | 0
119 | 2023 | Residential | Refrigeration | Refrigerator-Freezer | Top Mount | Electricity | Refrigerator Top Mount | 2023$ |  | Residential Refrigerator-Freezers (Top) | 19.4172 | 24.2715 | 29.1258 | Volume | ft3 | 4 | 19 | 19 | 20 | 0.38386 | 0.47983 | 0.57579 | Annual Energy Consumption | kWh/yr | 495 | 385.5 | 358 | 170 | 257.836 | 322.2949 | 386.7539 | 1 |  |  | 774.7418 | 968.4272 | 1162.1126 | 1 | 1 | 194.4981 | 420.1056 | 969.2399 | 1162.9253 | 1356.6107 | 1194.8474 | 1388.5328 | 1582.2182 | 2050 | Intermediate | 15 | Prevailing local wages, Drive time, Access, Need for condensate line/drain, Condition of existing electrical system, Type of equipment | 2 | 168 | 0.08306 | 2023 | 0
119 | 2023 | Residential | Refrigeration | Refrigerator-Freezer | Top Mount | Electricity | Refrigerator Top Mount | 2023$ |  | Residential Refrigerator-Freezers (Top) | 19.4172 | 24.2715 | 29.1258 | Volume | ft3 | 4 | 19 | 19 | 20 | 0.38386 | 0.47983 | 0.57579 | Annual Energy Consumption | kWh/yr | 495 | 401 | 358 | 170 | 257.836 | 322.2949 | 386.7539 | 1 |  |  | 780.6916 | 975.8646 | 1171.0375 | 1 | 1 | 194.4981 | 420.1056 | 975.1897 | 1170.3627 | 1365.5356 | 1200.7972 | 1395.9702 | 1591.1431 | 2023 | Advanced | 15 | Prevailing local wages, Drive time, Access, Need for condensate line/drain, Condition of existing electrical system, Type of equipment | 2 | 168 | 0.08306 | 2023 | 0
119 | 2023 | Residential | Refrigeration | Refrigerator-Freezer | Top Mount | Electricity | Refrigerator Top Mount | 2023$ |  | Residential Refrigerator-Freezers (Top) | 19.4172 | 24.2715 | 29.1258 | Volume | ft3 | 4 | 19 | 19 | 20 | 0.38386 | 0.47983 | 0.57579 | Annual Energy Consumption | kWh/yr | 495 | 370 | 358 | 170 | 257.836 | 322.2949 | 386.7539 | 1 |  |  | 768.7919 | 960.9899 | 1153.1878 | 1 | 1 | 194.4981 | 420.1056 | 963.29 | 1155.488 | 1347.6859 | 1188.8975 | 1381.0955 | 1573.2934 | 2030 | Advanced | 15 | Prevailing local wages, Drive time, Access, Need for condensate line/drain, Condition of existing electrical system, Type of equipment | 2 | 168 | 0.08306 | 2023 | 0
119 | 2023 | Residential | Refrigeration | Refrigerator-Freezer | Top Mount | Electricity | Refrigerator Top Mount | 2023$ |  | Residential Refrigerator-Freezers (Top) | 19.4172 | 24.2715 | 29.1258 | Volume | ft3 | 4 | 19 | 19 | 20 | 0.38386 | 0.47983 | 0.57579 | Annual Energy Consumption | kWh/yr | 495 | 370 | 358 | 170 | 257.836 | 322.2949 | 386.7539 | 1 |  |  | 768.7919 | 960.9899 | 1153.1878 | 1 | 1 | 194.4981 | 420.1056 | 963.29 | 1155.488 | 1347.6859 | 1188.8975 | 1381.0955 | 1573.2934 | 2035 | Advanced | 15 | Prevailing local wages, Drive time, Access, Need for condensate line/drain, Condition of existing electrical system, Type of equipment | 2 | 168 | 0.08306 | 2023 | 0
119 | 2023 | Residential | Refrigeration | Refrigerator-Freezer | Top Mount | Electricity | Refrigerator Top Mount | 2023$ |  | Residential Refrigerator-Freezers (Top) | 19.4172 | 24.2715 | 29.1258 | Volume | ft3 | 4 | 19 | 19 | 20 | 0.38386 | 0.47983 | 0.57579 | Annual Energy Consumption | kWh/yr | 495 | 370 | 358 | 170 | 257.836 | 322.2949 | 386.7539 | 1 |  |  | 768.7919 | 960.9899 | 1153.1878 | 1 | 1 | 194.4981 | 420.1056 | 963.29 | 1155.488 | 1347.6859 | 1188.8975 | 1381.0955 | 1573.2934 | 2040 | Advanced | 15 | Prevailing local wages, Drive time, Access, Need for condensate line/drain, Condition of existing electrical system, Type of equipment | 2 | 168 | 0.08306 | 2023 | 0
119 | 2023 | Residential | Refrigeration | Refrigerator-Freezer | Top Mount | Electricity | Refrigerator Top Mount | 2023$ |  | Residential Refrigerator-Freezers (Top) | 19.4172 | 24.2715 | 29.1258 | Volume | ft3 | 4 | 19 | 19 | 20 | 0.38386 | 0.47983 | 0.57579 | Annual Energy Consumption | kWh/yr | 495 | 370 | 358 | 170 | 257.836 | 322.2949 | 386.7539 | 1 |  |  | 768.7919 | 960.9899 | 1153.1878 | 1 | 1 | 194.4981 | 420.1056 | 963.29 | 1155.488 | 1347.6859 | 1188.8975 | 1381.0955 | 1573.2934 | 2045 | Advanced | 15 | Prevailing local wages, Drive time, Access, Need for condensate line/drain, Condition of existing electrical system, Type of equipment | 2 | 168 | 0.08306 | 2023 | 0
119 | 2023 | Residential | Refrigeration | Refrigerator-Freezer | Top Mount | Electricity | Refrigerator Top Mount | 2023$ |  | Residential Refrigerator-Freezers (Top) | 19.4172 | 24.2715 | 29.1258 | Volume | ft3 | 4 | 19 | 19 | 20 | 0.38386 | 0.47983 | 0.57579 | Annual Energy Consumption | kWh/yr | 495 | 370 | 358 | 170 | 257.836 | 322.2949 | 386.7539 | 1 |  |  | 768.7919 | 960.9899 | 1153.1878 | 1 | 1 | 194.4981 | 420.1056 | 963.29 | 1155.488 | 1347.6859 | 1188.8975 | 1381.0955 | 1573.2934 | 2050 | Advanced | 15 | Prevailing local wages, Drive time, Access, Need for condensate line/drain, Condition of existing electrical system, Type of equipment | 2 | 168 | 0.08306 | 2023 | 0
120 | 2023 | Residential | Envelope | Rim Joist | Batt |  | Rim Joist Batt | 2023$/sqft | Rim Joist Batt |  | 0.031667 | 0.0416 | 0.049167 | R-value | ft2*degF*h/Btu | 6 | 20 | 49 | 49 | 0 | 0 | 0 | Square Feet | ft2 | 0 | 900 | 0 | 0 | 0.15833 | 0.2392 | 1.575 | 900 | Square Feet | ft2 | 712.5048 | 964.08 | 2302.5042 | 1 | 1 | 0.59 | 0.76 | 1243.5048 | 1495.08 | 2833.5042 | 1396.5048 | 1648.08 | 2986.5042 | 2023 | Reference | 999 | Prevailing local wages, Drive time, Local code requirements, Access, Presence/condition/type of existing insulation, Existing construction and materials, Moisture issues present, Adequacy of existing ventilation, Presence of hazardous materials, Extent of preparation | 4 | 101 | 0.2114 | 2023 | Assumes reference and advanced case are constant based on raw materials. Typical costs assume a wall area of 900 sq ft as an example based on average sqft of a house to be 2,025, though wall areas and insulation amounts vary greatly by building.
120 | 2023 | Residential | Envelope | Rim Joist | Batt |  | Rim Joist Batt | 2023$/sqft | Rim Joist Batt |  | 0.031667 | 0.0416 | 0.049167 | R-value | ft2*degF*h/Btu | 6 | 20 | 49 | 49 | 0 | 0 | 0 | Square Feet | ft2 | 0 | 900 | 0 | 0 | 0.15833 | 0.2392 | 1.575 | 900 | Square Feet | ft2 | 712.5048 | 964.08 | 2302.5042 | 1 | 1 | 0.59 | 0.76 | 1243.5048 | 1495.08 | 2833.5042 | 1396.5048 | 1648.08 | 2986.5042 | 2030 | Reference | 999 | Prevailing local wages, Drive time, Local code requirements, Access, Presence/condition/type of existing insulation, Existing construction and materials, Moisture issues present, Adequacy of existing ventilation, Presence of hazardous materials, Extent of preparation | 4 | 101 | 0.2114 | 2023 | Assumes reference and advanced case are constant based on raw materials. Typical costs assume a wall area of 900 sq ft as an example based on average sqft of a house to be 2,025, though wall areas and insulation amounts vary greatly by building.
120 | 2023 | Residential | Envelope | Rim Joist | Batt |  | Rim Joist Batt | 2023$/sqft | Rim Joist Batt |  | 0.031667 | 0.0416 | 0.049167 | R-value | ft2*degF*h/Btu | 6 | 20 | 49 | 49 | 0 | 0 | 0 | Square Feet | ft2 | 0 | 900 | 0 | 0 | 0.15833 | 0.2392 | 1.575 | 900 | Square Feet | ft2 | 712.5048 | 964.08 | 2302.5042 | 1 | 1 | 0.59 | 0.76 | 1243.5048 | 1495.08 | 2833.5042 | 1396.5048 | 1648.08 | 2986.5042 | 2035 | Reference | 999 | Prevailing local wages, Drive time, Local code requirements, Access, Presence/condition/type of existing insulation, Existing construction and materials, Moisture issues present, Adequacy of existing ventilation, Presence of hazardous materials, Extent of preparation | 4 | 101 | 0.2114 | 2023 | Assumes reference and advanced case are constant based on raw materials. Typical costs assume a wall area of 900 sq ft as an example based on average sqft of a house to be 2,025, though wall areas and insulation amounts vary greatly by building.
120 | 2023 | Residential | Envelope | Rim Joist | Batt |  | Rim Joist Batt | 2023$/sqft | Rim Joist Batt |  | 0.031667 | 0.0416 | 0.049167 | R-value | ft2*degF*h/Btu | 6 | 20 | 49 | 49 | 0 | 0 | 0 | Square Feet | ft2 | 0 | 900 | 0 | 0 | 0.15833 | 0.2392 | 1.575 | 900 | Square Feet | ft2 | 712.5048 | 964.08 | 2302.5042 | 1 | 1 | 0.59 | 0.76 | 1243.5048 | 1495.08 | 2833.5042 | 1396.5048 | 1648.08 | 2986.5042 | 2040 | Reference | 999 | Prevailing local wages, Drive time, Local code requirements, Access, Presence/condition/type of existing insulation, Existing construction and materials, Moisture issues present, Adequacy of existing ventilation, Presence of hazardous materials, Extent of preparation | 4 | 101 | 0.2114 | 2023 | Assumes reference and advanced case are constant based on raw materials. Typical costs assume a wall area of 900 sq ft as an example based on average sqft of a house to be 2,025, though wall areas and insulation amounts vary greatly by building.
120 | 2023 | Residential | Envelope | Rim Joist | Batt |  | Rim Joist Batt | 2023$/sqft | Rim Joist Batt |  | 0.031667 | 0.0416 | 0.049167 | R-value | ft2*degF*h/Btu | 6 | 20 | 49 | 49 | 0 | 0 | 0 | Square Feet | ft2 | 0 | 900 | 0 | 0 | 0.15833 | 0.2392 | 1.575 | 900 | Square Feet | ft2 | 712.5048 | 964.08 | 2302.5042 | 1 | 1 | 0.59 | 0.76 | 1243.5048 | 1495.08 | 2833.5042 | 1396.5048 | 1648.08 | 2986.5042 | 2045 | Reference | 999 | Prevailing local wages, Drive time, Local code requirements, Access, Presence/condition/type of existing insulation, Existing construction and materials, Moisture issues present, Adequacy of existing ventilation, Presence of hazardous materials, Extent of preparation | 4 | 101 | 0.2114 | 2023 | Assumes reference and advanced case are constant based on raw materials. Typical costs assume a wall area of 900 sq ft as an example based on average sqft of a house to be 2,025, though wall areas and insulation amounts vary greatly by building.
120 | 2023 | Residential | Envelope | Rim Joist | Batt |  | Rim Joist Batt | 2023$/sqft | Rim Joist Batt |  | 0.031667 | 0.0416 | 0.049167 | R-value | ft2*degF*h/Btu | 6 | 20 | 49 | 49 | 0 | 0 | 0 | Square Feet | ft2 | 0 | 900 | 0 | 0 | 0.15833 | 0.2392 | 1.575 | 900 | Square Feet | ft2 | 712.5048 | 964.08 | 2302.5042 | 1 | 1 | 0.59 | 0.76 | 1243.5048 | 1495.08 | 2833.5042 | 1396.5048 | 1648.08 | 2986.5042 | 2050 | Reference | 999 | Prevailing local wages, Drive time, Local code requirements, Access, Presence/condition/type of existing insulation, Existing construction and materials, Moisture issues present, Adequacy of existing ventilation, Presence of hazardous materials, Extent of preparation | 4 | 101 | 0.2114 | 2023 | Assumes reference and advanced case are constant based on raw materials. Typical costs assume a wall area of 900 sq ft as an example based on average sqft of a house to be 2,025, though wall areas and insulation amounts vary greatly by building.
120 | 2023 | Residential | Envelope | Rim Joist | Batt |  | Rim Joist Batt | 2023$/sqft | Rim Joist Batt |  | 0.031667 | 0.0416 | 0.049167 | R-value | ft2*degF*h/Btu | 6 | 20 | 49 | 49 | 0 | 0 | 0 | Square Feet | ft2 | 0 | 900 | 0 | 0 | 0.15833 | 0.2392 | 1.575 | 900 | Square Feet | ft2 | 712.5048 | 964.08 | 2302.5042 | 1 | 1 | 0.59 | 0.76 | 1243.5048 | 1495.08 | 2833.5042 | 1396.5048 | 1648.08 | 2986.5042 | 2023 | Intermediate | 999 | Prevailing local wages, Drive time, Local code requirements, Access, Presence/condition/type of existing insulation, Existing construction and materials, Moisture issues present, Adequacy of existing ventilation, Presence of hazardous materials, Extent of preparation | 4 | 101 | 0.2114 | 2023 | Assumes reference and advanced case are constant based on raw materials. Typical costs assume a wall area of 900 sq ft as an example based on average sqft of a house to be 2,025, though wall areas and insulation amounts vary greatly by building.
120 | 2023 | Residential | Envelope | Rim Joist | Batt |  | Rim Joist Batt | 2023$/sqft | Rim Joist Batt |  | 0.031667 | 0.0416 | 0.049167 | R-value | ft2*degF*h/Btu | 6 | 20 | 49 | 49 | 0 | 0 | 0 | Square Feet | ft2 | 0 | 900 | 0 | 0 | 0.15833 | 0.2392 | 1.575 | 900 | Square Feet | ft2 | 712.5048 | 964.08 | 2302.5042 | 1 | 1 | 0.59 | 0.76 | 1243.5048 | 1495.08 | 2833.5042 | 1396.5048 | 1648.08 | 2986.5042 | 2030 | Intermediate | 999 | Prevailing local wages, Drive time, Local code requirements, Access, Presence/condition/type of existing insulation, Existing construction and materials, Moisture issues present, Adequacy of existing ventilation, Presence of hazardous materials, Extent of preparation | 4 | 101 | 0.2114 | 2023 | Assumes reference and advanced case are constant based on raw materials. Typical costs assume a wall area of 900 sq ft as an example based on average sqft of a house to be 2,025, though wall areas and insulation amounts vary greatly by building.
120 | 2023 | Residential | Envelope | Rim Joist | Batt |  | Rim Joist Batt | 2023$/sqft | Rim Joist Batt |  | 0.031667 | 0.0416 | 0.049167 | R-value | ft2*degF*h/Btu | 6 | 20 | 49 | 49 | 0 | 0 | 0 | Square Feet | ft2 | 0 | 900 | 0 | 0 | 0.15833 | 0.2392 | 1.575 | 900 | Square Feet | ft2 | 712.5048 | 964.08 | 2302.5042 | 1 | 1 | 0.59 | 0.76 | 1243.5048 | 1495.08 | 2833.5042 | 1396.5048 | 1648.08 | 2986.5042 | 2035 | Intermediate | 999 | Prevailing local wages, Drive time, Local code requirements, Access, Presence/condition/type of existing insulation, Existing construction and materials, Moisture issues present, Adequacy of existing ventilation, Presence of hazardous materials, Extent of preparation | 4 | 101 | 0.2114 | 2023 | Assumes reference and advanced case are constant based on raw materials. Typical costs assume a wall area of 900 sq ft as an example based on average sqft of a house to be 2,025, though wall areas and insulation amounts vary greatly by building.
120 | 2023 | Residential | Envelope | Rim Joist | Batt |  | Rim Joist Batt | 2023$/sqft | Rim Joist Batt |  | 0.031667 | 0.0416 | 0.049167 | R-value | ft2*degF*h/Btu | 6 | 20 | 49 | 49 | 0 | 0 | 0 | Square Feet | ft2 | 0 | 900 | 0 | 0 | 0.15833 | 0.2392 | 1.575 | 900 | Square Feet | ft2 | 712.5048 | 964.08 | 2302.5042 | 1 | 1 | 0.59 | 0.76 | 1243.5048 | 1495.08 | 2833.5042 | 1396.5048 | 1648.08 | 2986.5042 | 2040 | Intermediate | 999 | Prevailing local wages, Drive time, Local code requirements, Access, Presence/condition/type of existing insulation, Existing construction and materials, Moisture issues present, Adequacy of existing ventilation, Presence of hazardous materials, Extent of preparation | 4 | 101 | 0.2114 | 2023 | Assumes reference and advanced case are constant based on raw materials. Typical costs assume a wall area of 900 sq ft as an example based on average sqft of a house to be 2,025, though wall areas and insulation amounts vary greatly by building.
120 | 2023 | Residential | Envelope | Rim Joist | Batt |  | Rim Joist Batt | 2023$/sqft | Rim Joist Batt |  | 0.031667 | 0.0416 | 0.049167 | R-value | ft2*degF*h/Btu | 6 | 20 | 49 | 49 | 0 | 0 | 0 | Square Feet | ft2 | 0 | 900 | 0 | 0 | 0.15833 | 0.2392 | 1.575 | 900 | Square Feet | ft2 | 712.5048 | 964.08 | 2302.5042 | 1 | 1 | 0.59 | 0.76 | 1243.5048 | 1495.08 | 2833.5042 | 1396.5048 | 1648.08 | 2986.5042 | 2045 | Intermediate | 999 | Prevailing local wages, Drive time, Local code requirements, Access, Presence/condition/type of existing insulation, Existing construction and materials, Moisture issues present, Adequacy of existing ventilation, Presence of hazardous materials, Extent of preparation | 4 | 101 | 0.2114 | 2023 | Assumes reference and advanced case are constant based on raw materials. Typical costs assume a wall area of 900 sq ft as an example based on average sqft of a house to be 2,025, though wall areas and insulation amounts vary greatly by building.
120 | 2023 | Residential | Envelope | Rim Joist | Batt |  | Rim Joist Batt | 2023$/sqft | Rim Joist Batt |  | 0.031667 | 0.0416 | 0.049167 | R-value | ft2*degF*h/Btu | 6 | 20 | 49 | 49 | 0 | 0 | 0 | Square Feet | ft2 | 0 | 900 | 0 | 0 | 0.15833 | 0.2392 | 1.575 | 900 | Square Feet | ft2 | 712.5048 | 964.08 | 2302.5042 | 1 | 1 | 0.59 | 0.76 | 1243.5048 | 1495.08 | 2833.5042 | 1396.5048 | 1648.08 | 2986.5042 | 2050 | Intermediate | 999 | Prevailing local wages, Drive time, Local code requirements, Access, Presence/condition/type of existing insulation, Existing construction and materials, Moisture issues present, Adequacy of existing ventilation, Presence of hazardous materials, Extent of preparation | 4 | 101 | 0.2114 | 2023 | Assumes reference and advanced case are constant based on raw materials. Typical costs assume a wall area of 900 sq ft as an example based on average sqft of a house to be 2,025, though wall areas and insulation amounts vary greatly by building.
120 | 2023 | Residential | Envelope | Rim Joist | Batt |  | Rim Joist Batt | 2023$/sqft | Rim Joist Batt |  | 0.031667 | 0.0416 | 0.049167 | R-value | ft2*degF*h/Btu | 6 | 20 | 49 | 49 | 0 | 0 | 0 | Square Feet | ft2 | 0 | 900 | 0 | 0 | 0.15833 | 0.2392 | 1.575 | 900 | Square Feet | ft2 | 712.5048 | 964.08 | 2302.5042 | 1 | 1 | 0.59 | 0.76 | 1243.5048 | 1495.08 | 2833.5042 | 1396.5048 | 1648.08 | 2986.5042 | 2023 | Advanced | 999 | Prevailing local wages, Drive time, Local code requirements, Access, Presence/condition/type of existing insulation, Existing construction and materials, Moisture issues present, Adequacy of existing ventilation, Presence of hazardous materials, Extent of preparation | 4 | 101 | 0.2114 | 2023 | Assumes reference and advanced case are constant based on raw materials. Typical costs assume a wall area of 900 sq ft as an example based on average sqft of a house to be 2,025, though wall areas and insulation amounts vary greatly by building.
120 | 2023 | Residential | Envelope | Rim Joist | Batt |  | Rim Joist Batt | 2023$/sqft | Rim Joist Batt |  | 0.031667 | 0.0416 | 0.049167 | R-value | ft2*degF*h/Btu | 6 | 20 | 49 | 49 | 0 | 0 | 0 | Square Feet | ft2 | 0 | 900 | 0 | 0 | 0.15833 | 0.2392 | 1.575 | 900 | Square Feet | ft2 | 712.5048 | 964.08 | 2302.5042 | 1 | 1 | 0.59 | 0.76 | 1243.5048 | 1495.08 | 2833.5042 | 1396.5048 | 1648.08 | 2986.5042 | 2030 | Advanced | 999 | Prevailing local wages, Drive time, Local code requirements, Access, Presence/condition/type of existing insulation, Existing construction and materials, Moisture issues present, Adequacy of existing ventilation, Presence of hazardous materials, Extent of preparation | 4 | 101 | 0.2114 | 2023 | Assumes reference and advanced case are constant based on raw materials. Typical costs assume a wall area of 900 sq ft as an example based on average sqft of a house to be 2,025, though wall areas and insulation amounts vary greatly by building.
120 | 2023 | Residential | Envelope | Rim Joist | Batt |  | Rim Joist Batt | 2023$/sqft | Rim Joist Batt |  | 0.031667 | 0.0416 | 0.049167 | R-value | ft2*degF*h/Btu | 6 | 20 | 49 | 49 | 0 | 0 | 0 | Square Feet | ft2 | 0 | 900 | 0 | 0 | 0.15833 | 0.2392 | 1.575 | 900 | Square Feet | ft2 | 712.5048 | 964.08 | 2302.5042 | 1 | 1 | 0.59 | 0.76 | 1243.5048 | 1495.08 | 2833.5042 | 1396.5048 | 1648.08 | 2986.5042 | 2035 | Advanced | 999 | Prevailing local wages, Drive time, Local code requirements, Access, Presence/condition/type of existing insulation, Existing construction and materials, Moisture issues present, Adequacy of existing ventilation, Presence of hazardous materials, Extent of preparation | 4 | 101 | 0.2114 | 2023 | Assumes reference and advanced case are constant based on raw materials. Typical costs assume a wall area of 900 sq ft as an example based on average sqft of a house to be 2,025, though wall areas and insulation amounts vary greatly by building.
120 | 2023 | Residential | Envelope | Rim Joist | Batt |  | Rim Joist Batt | 2023$/sqft | Rim Joist Batt |  | 0.031667 | 0.0416 | 0.049167 | R-value | ft2*degF*h/Btu | 6 | 20 | 49 | 49 | 0 | 0 | 0 | Square Feet | ft2 | 0 | 900 | 0 | 0 | 0.15833 | 0.2392 | 1.575 | 900 | Square Feet | ft2 | 712.5048 | 964.08 | 2302.5042 | 1 | 1 | 0.59 | 0.76 | 1243.5048 | 1495.08 | 2833.5042 | 1396.5048 | 1648.08 | 2986.5042 | 2040 | Advanced | 999 | Prevailing local wages, Drive time, Local code requirements, Access, Presence/condition/type of existing insulation, Existing construction and materials, Moisture issues present, Adequacy of existing ventilation, Presence of hazardous materials, Extent of preparation | 4 | 101 | 0.2114 | 2023 | Assumes reference and advanced case are constant based on raw materials. Typical costs assume a wall area of 900 sq ft as an example based on average sqft of a house to be 2,025, though wall areas and insulation amounts vary greatly by building.
120 | 2023 | Residential | Envelope | Rim Joist | Batt |  | Rim Joist Batt | 2023$/sqft | Rim Joist Batt |  | 0.031667 | 0.0416 | 0.049167 | R-value | ft2*degF*h/Btu | 6 | 20 | 49 | 49 | 0 | 0 | 0 | Square Feet | ft2 | 0 | 900 | 0 | 0 | 0.15833 | 0.2392 | 1.575 | 900 | Square Feet | ft2 | 712.5048 | 964.08 | 2302.5042 | 1 | 1 | 0.59 | 0.76 | 1243.5048 | 1495.08 | 2833.5042 | 1396.5048 | 1648.08 | 2986.5042 | 2045 | Advanced | 999 | Prevailing local wages, Drive time, Local code requirements, Access, Presence/condition/type of existing insulation, Existing construction and materials, Moisture issues present, Adequacy of existing ventilation, Presence of hazardous materials, Extent of preparation | 4 | 101 | 0.2114 | 2023 | Assumes reference and advanced case are constant based on raw materials. Typical costs assume a wall area of 900 sq ft as an example based on average sqft of a house to be 2,025, though wall areas and insulation amounts vary greatly by building.
120 | 2023 | Residential | Envelope | Rim Joist | Batt |  | Rim Joist Batt | 2023$/sqft | Rim Joist Batt |  | 0.031667 | 0.0416 | 0.049167 | R-value | ft2*degF*h/Btu | 6 | 20 | 49 | 49 | 0 | 0 | 0 | Square Feet | ft2 | 0 | 900 | 0 | 0 | 0.15833 | 0.2392 | 1.575 | 900 | Square Feet | ft2 | 712.5048 | 964.08 | 2302.5042 | 1 | 1 | 0.59 | 0.76 | 1243.5048 | 1495.08 | 2833.5042 | 1396.5048 | 1648.08 | 2986.5042 | 2050 | Advanced | 999 | Prevailing local wages, Drive time, Local code requirements, Access, Presence/condition/type of existing insulation, Existing construction and materials, Moisture issues present, Adequacy of existing ventilation, Presence of hazardous materials, Extent of preparation | 4 | 101 | 0.2114 | 2023 | Assumes reference and advanced case are constant based on raw materials. Typical costs assume a wall area of 900 sq ft as an example based on average sqft of a house to be 2,025, though wall areas and insulation amounts vary greatly by building.
121 | 2023 | Residential | Envelope | Rim Joist | Rigid Foam (EPS) |  | Rim Joist Rigid Foam (EPS) | 2023$/sqft | Rim Joist EPS |  | 0.068808 | 0.13143 | 0.29179 | R-value | ft2*degF*h/Btu | 1.44 | 6 | 10 | 10 | 0 | 0 | 0 | Square Feet | ft2 | 0 | 900 | 0 | 0 | 0.13047 | 0.072906 | 0.042857 | 900 | Square Feet | ft2 | 488.9898 | 775.3266 | 1614.2103 | 1 | 1 | 0.455 | 0.525 | 898.4898 | 1184.8266 | 2023.7103 | 961.4898 | 1247.8266 | 2086.7103 | 2023 | Reference | 999 | Prevailing local wages, Drive time, Local code requirements, Access, Presence/condition/type of existing insulation, Existing construction and materials, Moisture issues present, Presence of hazardous materials, Presence of hazardous materials, Extent of preparation, Accommodation for termite inspections | 3 | 40 | 0.1958 | 2023 | Assumes for the reference case that raw material prices will increase over the coming decades. Assumed for the advanced case that energy dependency will move away from oil and gas causing a higher supply of raw materials used to make insulation which will lower the material costs. Typical costs assume a wall area of 900 sq ft as an example based on average sqft of a house to be 2,025, though wall areas and insulation amounts vary greatly by building.
121 | 2023 | Residential | Envelope | Rim Joist | Rigid Foam (EPS) |  | Rim Joist Rigid Foam (EPS) | 2023$/sqft | Rim Joist EPS |  | 0.075689 | 0.14457 | 0.32096 | R-value | ft2*degF*h/Btu | 1.44 | 6 | 10 | 10 | 0 | 0 | 0 | Square Feet | ft2 | 0 | 900 | 0 | 0 | 0.14352 | 0.080197 | 0.047143 | 900 | Square Feet | ft2 | 537.8888 | 852.8593 | 1775.6313 | 1 | 1 | 0.455 | 0.525 | 947.3888 | 1262.3593 | 2185.1313 | 1010.3888 | 1325.3593 | 2248.1313 | 2030 | Reference | 999 | Prevailing local wages, Drive time, Local code requirements, Access, Presence/condition/type of existing insulation, Existing construction and materials, Moisture issues present, Presence of hazardous materials, Presence of hazardous materials, Extent of preparation, Accommodation for termite inspections | 3 | 40 | 0.1958 | 2023 | Assumes for the reference case that raw material prices will increase over the coming decades. Assumed for the advanced case that energy dependency will move away from oil and gas causing a higher supply of raw materials used to make insulation which will lower the material costs. Typical costs assume a wall area of 900 sq ft as an example based on average sqft of a house to be 2,025, though wall areas and insulation amounts vary greatly by building.
121 | 2023 | Residential | Envelope | Rim Joist | Rigid Foam (EPS) |  | Rim Joist Rigid Foam (EPS) | 2023$/sqft | Rim Joist EPS |  | 0.079473 | 0.1518 | 0.33701 | R-value | ft2*degF*h/Btu | 1.44 | 6 | 10 | 10 | 0 | 0 | 0 | Square Feet | ft2 | 0 | 900 | 0 | 0 | 0.1507 | 0.084206 | 0.0495 | 900 | Square Feet | ft2 | 564.7832 | 895.5022 | 1864.4129 | 1 | 1 | 0.455 | 0.525 | 974.2832 | 1305.0022 | 2273.9129 | 1037.2832 | 1368.0022 | 2336.9129 | 2035 | Reference | 999 | Prevailing local wages, Drive time, Local code requirements, Access, Presence/condition/type of existing insulation, Existing construction and materials, Moisture issues present, Presence of hazardous materials, Presence of hazardous materials, Extent of preparation, Accommodation for termite inspections | 3 | 40 | 0.1958 | 2023 | Assumes for the reference case that raw material prices will increase over the coming decades. Assumed for the advanced case that energy dependency will move away from oil and gas causing a higher supply of raw materials used to make insulation which will lower the material costs. Typical costs assume a wall area of 900 sq ft as an example based on average sqft of a house to be 2,025, though wall areas and insulation amounts vary greatly by building.
121 | 2023 | Residential | Envelope | Rim Joist | Rigid Foam (EPS) |  | Rim Joist Rigid Foam (EPS) | 2023$/sqft | Rim Joist EPS |  | 0.083258 | 0.15903 | 0.35306 | R-value | ft2*degF*h/Btu | 1.44 | 6 | 10 | 10 | 0 | 0 | 0 | Square Feet | ft2 | 0 | 900 | 0 | 0 | 0.15787 | 0.088216 | 0.051857 | 900 | Square Feet | ft2 | 591.6777 | 938.1452 | 1953.1945 | 1 | 1 | 0.455 | 0.525 | 1001.1777 | 1347.6452 | 2362.6945 | 1064.1777 | 1410.6452 | 2425.6945 | 2040 | Reference | 999 | Prevailing local wages, Drive time, Local code requirements, Access, Presence/condition/type of existing insulation, Existing construction and materials, Moisture issues present, Presence of hazardous materials, Presence of hazardous materials, Extent of preparation, Accommodation for termite inspections | 3 | 40 | 0.1958 | 2023 | Assumes for the reference case that raw material prices will increase over the coming decades. Assumed for the advanced case that energy dependency will move away from oil and gas causing a higher supply of raw materials used to make insulation which will lower the material costs. Typical costs assume a wall area of 900 sq ft as an example based on average sqft of a house to be 2,025, though wall areas and insulation amounts vary greatly by building.
121 | 2023 | Residential | Envelope | Rim Joist | Rigid Foam (EPS) |  | Rim Joist Rigid Foam (EPS) | 2023$/sqft | Rim Joist EPS |  | 0.085064 | 0.16248 | 0.36072 | R-value | ft2*degF*h/Btu | 1.44 | 6 | 10 | 10 | 0 | 0 | 0 | Square Feet | ft2 | 0 | 900 | 0 | 0 | 0.1613 | 0.09013 | 0.052982 | 900 | Square Feet | ft2 | 604.5136 | 958.4975 | 1995.5675 | 1 | 1 | 0.455 | 0.525 | 1014.0136 | 1367.9975 | 2405.0675 | 1077.0136 | 1430.9975 | 2468.0675 | 2045 | Reference | 999 | Prevailing local wages, Drive time, Local code requirements, Access, Presence/condition/type of existing insulation, Existing construction and materials, Moisture issues present, Presence of hazardous materials, Presence of hazardous materials, Extent of preparation, Accommodation for termite inspections | 3 | 40 | 0.1958 | 2023 | Assumes for the reference case that raw material prices will increase over the coming decades. Assumed for the advanced case that energy dependency will move away from oil and gas causing a higher supply of raw materials used to make insulation which will lower the material costs. Typical costs assume a wall area of 900 sq ft as an example based on average sqft of a house to be 2,025, though wall areas and insulation amounts vary greatly by building.
121 | 2023 | Residential | Envelope | Rim Joist | Rigid Foam (EPS) |  | Rim Joist Rigid Foam (EPS) | 2023$/sqft | Rim Joist EPS |  | 0.08687 | 0.16593 | 0.36838 | R-value | ft2*degF*h/Btu | 1.44 | 6 | 10 | 10 | 0 | 0 | 0 | Square Feet | ft2 | 0 | 900 | 0 | 0 | 0.16472 | 0.092044 | 0.054107 | 900 | Square Feet | ft2 | 617.3496 | 978.8498 | 2037.9405 | 1 | 1 | 0.455 | 0.525 | 1026.8496 | 1388.3498 | 2447.4405 | 1089.8496 | 1451.3498 | 2510.4405 | 2050 | Reference | 999 | Prevailing local wages, Drive time, Local code requirements, Access, Presence/condition/type of existing insulation, Existing construction and materials, Moisture issues present, Presence of hazardous materials, Presence of hazardous materials, Extent of preparation, Accommodation for termite inspections | 3 | 40 | 0.1958 | 2023 | Assumes for the reference case that raw material prices will increase over the coming decades. Assumed for the advanced case that energy dependency will move away from oil and gas causing a higher supply of raw materials used to make insulation which will lower the material costs. Typical costs assume a wall area of 900 sq ft as an example based on average sqft of a house to be 2,025, though wall areas and insulation amounts vary greatly by building.
121 | 2023 | Residential | Envelope | Rim Joist | Rigid Foam (EPS) |  | Rim Joist Rigid Foam (EPS) | 2023$/sqft | Rim Joist EPS |  | 0.068808 | 0.13143 | 0.29179 | R-value | ft2*degF*h/Btu | 1.44 | 6 | 10 | 10 | 0 | 0 | 0 | Square Feet | ft2 | 0 | 900 | 0 | 0 | 0.13047 | 0.072906 | 0.042857 | 900 | Square Feet | ft2 | 488.9898 | 775.3266 | 1614.2103 | 1 | 1 | 0.455 | 0.525 | 898.4898 | 1184.8266 | 2023.7103 | 961.4898 | 1247.8266 | 2086.7103 | 2023 | Intermediate | 999 | Prevailing local wages, Drive time, Local code requirements, Access, Presence/condition/type of existing insulation, Existing construction and materials, Moisture issues present, Presence of hazardous materials, Presence of hazardous materials, Extent of preparation, Accommodation for termite inspections | 3 | 40 | 0.1958 | 2023 | Assumes for the reference case that raw material prices will increase over the coming decades. Assumed for the advanced case that energy dependency will move away from oil and gas causing a higher supply of raw materials used to make insulation which will lower the material costs. Typical costs assume a wall area of 900 sq ft as an example based on average sqft of a house to be 2,025, though wall areas and insulation amounts vary greatly by building.
121 | 2023 | Residential | Envelope | Rim Joist | Rigid Foam (EPS) |  | Rim Joist Rigid Foam (EPS) | 2023$/sqft | Rim Joist EPS |  | 0.068808 | 0.13143 | 0.29179 | R-value | ft2*degF*h/Btu | 1.44 | 6 | 10 | 10 | 0 | 0 | 0 | Square Feet | ft2 | 0 | 900 | 0 | 0 | 0.13047 | 0.072906 | 0.042857 | 900 | Square Feet | ft2 | 488.9898 | 775.3266 | 1614.2103 | 1 | 1 | 0.455 | 0.525 | 898.4898 | 1184.8266 | 2023.7103 | 961.4898 | 1247.8266 | 2086.7103 | 2030 | Intermediate | 999 | Prevailing local wages, Drive time, Local code requirements, Access, Presence/condition/type of existing insulation, Existing construction and materials, Moisture issues present, Presence of hazardous materials, Presence of hazardous materials, Extent of preparation, Accommodation for termite inspections | 3 | 40 | 0.1958 | 2023 | Assumes for the reference case that raw material prices will increase over the coming decades. Assumed for the advanced case that energy dependency will move away from oil and gas causing a higher supply of raw materials used to make insulation which will lower the material costs. Typical costs assume a wall area of 900 sq ft as an example based on average sqft of a house to be 2,025, though wall areas and insulation amounts vary greatly by building.
121 | 2023 | Residential | Envelope | Rim Joist | Rigid Foam (EPS) |  | Rim Joist Rigid Foam (EPS) | 2023$/sqft | Rim Joist EPS |  | 0.069152 | 0.13209 | 0.29324 | R-value | ft2*degF*h/Btu | 1.44 | 6 | 10 | 10 | 0 | 0 | 0 | Square Feet | ft2 | 0 | 900 | 0 | 0 | 0.13113 | 0.073271 | 0.043071 | 900 | Square Feet | ft2 | 491.4347 | 779.2032 | 1622.2814 | 1 | 1 | 0.455 | 0.525 | 900.9347 | 1188.7032 | 2031.7814 | 963.9347 | 1251.7032 | 2094.7814 | 2035 | Intermediate | 999 | Prevailing local wages, Drive time, Local code requirements, Access, Presence/condition/type of existing insulation, Existing construction and materials, Moisture issues present, Presence of hazardous materials, Presence of hazardous materials, Extent of preparation, Accommodation for termite inspections | 3 | 40 | 0.1958 | 2023 | Assumes for the reference case that raw material prices will increase over the coming decades. Assumed for the advanced case that energy dependency will move away from oil and gas causing a higher supply of raw materials used to make insulation which will lower the material costs. Typical costs assume a wall area of 900 sq ft as an example based on average sqft of a house to be 2,025, though wall areas and insulation amounts vary greatly by building.
121 | 2023 | Residential | Envelope | Rim Joist | Rigid Foam (EPS) |  | Rim Joist Rigid Foam (EPS) | 2023$/sqft | Rim Joist EPS |  | 0.069496 | 0.13274 | 0.2947 | R-value | ft2*degF*h/Btu | 1.44 | 6 | 10 | 10 | 0 | 0 | 0 | Square Feet | ft2 | 0 | 900 | 0 | 0 | 0.13178 | 0.073635 | 0.043286 | 900 | Square Feet | ft2 | 493.8797 | 783.0799 | 1630.3524 | 1 | 1 | 0.455 | 0.525 | 903.3797 | 1192.5799 | 2039.8524 | 966.3797 | 1255.5799 | 2102.8524 | 2040 | Intermediate | 999 | Prevailing local wages, Drive time, Local code requirements, Access, Presence/condition/type of existing insulation, Existing construction and materials, Moisture issues present, Presence of hazardous materials, Presence of hazardous materials, Extent of preparation, Accommodation for termite inspections | 3 | 40 | 0.1958 | 2023 | Assumes for the reference case that raw material prices will increase over the coming decades. Assumed for the advanced case that energy dependency will move away from oil and gas causing a higher supply of raw materials used to make insulation which will lower the material costs. Typical costs assume a wall area of 900 sq ft as an example based on average sqft of a house to be 2,025, though wall areas and insulation amounts vary greatly by building.
121 | 2023 | Residential | Envelope | Rim Joist | Rigid Foam (EPS) |  | Rim Joist Rigid Foam (EPS) | 2023$/sqft | Rim Joist EPS |  | 0.069006 | 0.13181 | 0.29262 | R-value | ft2*degF*h/Btu | 1.44 | 6 | 10 | 10 | 0 | 0 | 0 | Square Feet | ft2 | 0 | 900 | 0 | 0 | 0.13085 | 0.073116 | 0.04298 | 900 | Square Feet | ft2 | 490.3956 | 777.5557 | 1618.8512 | 1 | 1 | 0.455 | 0.525 | 899.8956 | 1187.0557 | 2028.3512 | 962.8956 | 1250.0557 | 2091.3512 | 2045 | Intermediate | 999 | Prevailing local wages, Drive time, Local code requirements, Access, Presence/condition/type of existing insulation, Existing construction and materials, Moisture issues present, Presence of hazardous materials, Presence of hazardous materials, Extent of preparation, Accommodation for termite inspections | 3 | 40 | 0.1958 | 2023 | Assumes for the reference case that raw material prices will increase over the coming decades. Assumed for the advanced case that energy dependency will move away from oil and gas causing a higher supply of raw materials used to make insulation which will lower the material costs. Typical costs assume a wall area of 900 sq ft as an example based on average sqft of a house to be 2,025, though wall areas and insulation amounts vary greatly by building.
121 | 2023 | Residential | Envelope | Rim Joist | Rigid Foam (EPS) |  | Rim Joist Rigid Foam (EPS) | 2023$/sqft | Rim Joist EPS |  | 0.068516 | 0.13087 | 0.29054 | R-value | ft2*degF*h/Btu | 1.44 | 6 | 10 | 10 | 0 | 0 | 0 | Square Feet | ft2 | 0 | 900 | 0 | 0 | 0.12992 | 0.072596 | 0.042675 | 900 | Square Feet | ft2 | 486.9116 | 772.0315 | 1607.3499 | 1 | 1 | 0.455 | 0.525 | 896.4116 | 1181.5315 | 2016.8499 | 959.4116 | 1244.5315 | 2079.8499 | 2050 | Intermediate | 999 | Prevailing local wages, Drive time, Local code requirements, Access, Presence/condition/type of existing insulation, Existing construction and materials, Moisture issues present, Presence of hazardous materials, Presence of hazardous materials, Extent of preparation, Accommodation for termite inspections | 3 | 40 | 0.1958 | 2023 | Assumes for the reference case that raw material prices will increase over the coming decades. Assumed for the advanced case that energy dependency will move away from oil and gas causing a higher supply of raw materials used to make insulation which will lower the material costs. Typical costs assume a wall area of 900 sq ft as an example based on average sqft of a house to be 2,025, though wall areas and insulation amounts vary greatly by building.
121 | 2023 | Residential | Envelope | Rim Joist | Rigid Foam (EPS) |  | Rim Joist Rigid Foam (EPS) | 2023$/sqft | Rim Joist EPS |  | 0.068808 | 0.13143 | 0.29179 | R-value | ft2*degF*h/Btu | 1.44 | 6 | 10 | 10 | 0 | 0 | 0 | Square Feet | ft2 | 0 | 900 | 0 | 0 | 0.13047 | 0.072906 | 0.042857 | 900 | Square Feet | ft2 | 488.9898 | 775.3266 | 1614.2103 | 1 | 1 | 0.455 | 0.525 | 898.4898 | 1184.8266 | 2023.7103 | 961.4898 | 1247.8266 | 2086.7103 | 2023 | Advanced | 999 | Prevailing local wages, Drive time, Local code requirements, Access, Presence/condition/type of existing insulation, Existing construction and materials, Moisture issues present, Presence of hazardous materials, Presence of hazardous materials, Extent of preparation, Accommodation for termite inspections | 3 | 40 | 0.1958 | 2023 | Assumes for the reference case that raw material prices will increase over the coming decades. Assumed for the advanced case that energy dependency will move away from oil and gas causing a higher supply of raw materials used to make insulation which will lower the material costs. Typical costs assume a wall area of 900 sq ft as an example based on average sqft of a house to be 2,025, though wall areas and insulation amounts vary greatly by building.
121 | 2023 | Residential | Envelope | Rim Joist | Rigid Foam (EPS) |  | Rim Joist Rigid Foam (EPS) | 2023$/sqft | Rim Joist EPS |  | 0.061927 | 0.11829 | 0.26261 | R-value | ft2*degF*h/Btu | 1.44 | 6 | 10 | 10 | 0 | 0 | 0 | Square Feet | ft2 | 0 | 900 | 0 | 0 | 0.11743 | 0.065615 | 0.038571 | 900 | Square Feet | ft2 | 440.0908 | 697.7939 | 1452.7893 | 1 | 1 | 0.455 | 0.525 | 849.5908 | 1107.2939 | 1862.2893 | 912.5908 | 1170.2939 | 1925.2893 | 2030 | Advanced | 999 | Prevailing local wages, Drive time, Local code requirements, Access, Presence/condition/type of existing insulation, Existing construction and materials, Moisture issues present, Presence of hazardous materials, Presence of hazardous materials, Extent of preparation, Accommodation for termite inspections | 3 | 40 | 0.1958 | 2023 | Assumes for the reference case that raw material prices will increase over the coming decades. Assumed for the advanced case that energy dependency will move away from oil and gas causing a higher supply of raw materials used to make insulation which will lower the material costs. Typical costs assume a wall area of 900 sq ft as an example based on average sqft of a house to be 2,025, though wall areas and insulation amounts vary greatly by building.
121 | 2023 | Residential | Envelope | Rim Joist | Rigid Foam (EPS) |  | Rim Joist Rigid Foam (EPS) | 2023$/sqft | Rim Joist EPS |  | 0.058831 | 0.11237 | 0.24948 | R-value | ft2*degF*h/Btu | 1.44 | 6 | 10 | 10 | 0 | 0 | 0 | Square Feet | ft2 | 0 | 900 | 0 | 0 | 0.11156 | 0.062335 | 0.036643 | 900 | Square Feet | ft2 | 418.0863 | 662.9042 | 1380.1498 | 1 | 1 | 0.455 | 0.525 | 827.5863 | 1072.4042 | 1789.6498 | 890.5863 | 1135.4042 | 1852.6498 | 2035 | Advanced | 999 | Prevailing local wages, Drive time, Local code requirements, Access, Presence/condition/type of existing insulation, Existing construction and materials, Moisture issues present, Presence of hazardous materials, Presence of hazardous materials, Extent of preparation, Accommodation for termite inspections | 3 | 40 | 0.1958 | 2023 | Assumes for the reference case that raw material prices will increase over the coming decades. Assumed for the advanced case that energy dependency will move away from oil and gas causing a higher supply of raw materials used to make insulation which will lower the material costs. Typical costs assume a wall area of 900 sq ft as an example based on average sqft of a house to be 2,025, though wall areas and insulation amounts vary greatly by building.
121 | 2023 | Residential | Envelope | Rim Joist | Rigid Foam (EPS) |  | Rim Joist Rigid Foam (EPS) | 2023$/sqft | Rim Joist EPS |  | 0.055734 | 0.10646 | 0.23635 | R-value | ft2*degF*h/Btu | 1.44 | 6 | 10 | 10 | 0 | 0 | 0 | Square Feet | ft2 | 0 | 900 | 0 | 0 | 0.10568 | 0.059054 | 0.034714 | 900 | Square Feet | ft2 | 396.0817 | 628.0145 | 1307.5103 | 1 | 1 | 0.455 | 0.525 | 805.5817 | 1037.5145 | 1717.0103 | 868.5817 | 1100.5145 | 1780.0103 | 2040 | Advanced | 999 | Prevailing local wages, Drive time, Local code requirements, Access, Presence/condition/type of existing insulation, Existing construction and materials, Moisture issues present, Presence of hazardous materials, Presence of hazardous materials, Extent of preparation, Accommodation for termite inspections | 3 | 40 | 0.1958 | 2023 | Assumes for the reference case that raw material prices will increase over the coming decades. Assumed for the advanced case that energy dependency will move away from oil and gas causing a higher supply of raw materials used to make insulation which will lower the material costs. Typical costs assume a wall area of 900 sq ft as an example based on average sqft of a house to be 2,025, though wall areas and insulation amounts vary greatly by building.
121 | 2023 | Residential | Envelope | Rim Joist | Rigid Foam (EPS) |  | Rim Joist Rigid Foam (EPS) | 2023$/sqft | Rim Joist EPS |  | 0.052948 | 0.10113 | 0.22453 | R-value | ft2*degF*h/Btu | 1.44 | 6 | 10 | 10 | 0 | 0 | 0 | Square Feet | ft2 | 0 | 900 | 0 | 0 | 0.1004 | 0.056101 | 0.032978 | 900 | Square Feet | ft2 | 376.2777 | 596.6138 | 1242.1348 | 1 | 1 | 0.455 | 0.525 | 785.7777 | 1006.1138 | 1651.6348 | 848.7777 | 1069.1138 | 1714.6348 | 2045 | Advanced | 999 | Prevailing local wages, Drive time, Local code requirements, Access, Presence/condition/type of existing insulation, Existing construction and materials, Moisture issues present, Presence of hazardous materials, Presence of hazardous materials, Extent of preparation, Accommodation for termite inspections | 3 | 40 | 0.1958 | 2023 | Assumes for the reference case that raw material prices will increase over the coming decades. Assumed for the advanced case that energy dependency will move away from oil and gas causing a higher supply of raw materials used to make insulation which will lower the material costs. Typical costs assume a wall area of 900 sq ft as an example based on average sqft of a house to be 2,025, though wall areas and insulation amounts vary greatly by building.
121 | 2023 | Residential | Envelope | Rim Joist | Rigid Foam (EPS) |  | Rim Joist Rigid Foam (EPS) | 2023$/sqft | Rim Joist EPS |  | 0.050161 | 0.095811 | 0.21271 | R-value | ft2*degF*h/Btu | 1.44 | 6 | 10 | 10 | 0 | 0 | 0 | Square Feet | ft2 | 0 | 900 | 0 | 0 | 0.095116 | 0.053148 | 0.031243 | 900 | Square Feet | ft2 | 356.4736 | 565.2131 | 1176.7593 | 1 | 1 | 0.455 | 0.525 | 765.9736 | 974.7131 | 1586.2593 | 828.9736 | 1037.7131 | 1649.2593 | 2050 | Advanced | 999 | Prevailing local wages, Drive time, Local code requirements, Access, Presence/condition/type of existing insulation, Existing construction and materials, Moisture issues present, Presence of hazardous materials, Presence of hazardous materials, Extent of preparation, Accommodation for termite inspections | 3 | 40 | 0.1958 | 2023 | Assumes for the reference case that raw material prices will increase over the coming decades. Assumed for the advanced case that energy dependency will move away from oil and gas causing a higher supply of raw materials used to make insulation which will lower the material costs. Typical costs assume a wall area of 900 sq ft as an example based on average sqft of a house to be 2,025, though wall areas and insulation amounts vary greatly by building.
122 | 2023 | Residential | Envelope | Rim Joist | Rigid Foam (ISO) |  | Rim Joist Rigid Foam (ISO) | 2023$/sqft | Rim Joist ISO |  | 0.026871 | 0.10174 | 0.14459 | R-value | ft2*degF*h/Btu | 2.7 | 6 | 31 | 31 | 0 | 0 | 0 | Square Feet | ft2 | 0 | 900 | 0 | 0 | 0.53651 | 0.49099 | 0.67024 | 900 | Square Feet | ft2 | 627.9651 | 991.2825 | 1383.9921 | 1 | 1 | 0.40875 | 0.47875 | 995.8401 | 1359.1575 | 1751.8671 | 1058.8401 | 1422.1575 | 1814.8671 | 2023 | Reference | 999 | Prevailing local wages, Drive time, Local code requirements, Access, Presence/condition/type of existing insulation, Existing construction and materials, Moisture issues present, Presence of hazardous materials, Presence of hazardous materials, Extent of preparation, Accommodation for termite inspections | 3 | 36 | 0.4695 | 2023 | Assumes for the reference case that raw material prices will increase over the coming decades. Assumed for the advanced case that energy dependency will move away from oil and gas causing a higher supply of raw materials used to make insulation which will lower the material costs. Typical costs assume a wall area of 900 sq ft as an example based on average sqft of a house to be 2,025, though wall areas and insulation amounts vary greatly by building.
122 | 2023 | Residential | Envelope | Rim Joist | Rigid Foam (ISO) |  | Rim Joist Rigid Foam (ISO) | 2023$/sqft | Rim Joist ISO |  | 0.029558 | 0.11191 | 0.15905 | R-value | ft2*degF*h/Btu | 2.7 | 6 | 31 | 31 | 0 | 0 | 0 | Square Feet | ft2 | 0 | 900 | 0 | 0 | 0.59016 | 0.54009 | 0.73726 | 900 | Square Feet | ft2 | 690.7616 | 1090.4108 | 1522.3913 | 1 | 1 | 0.40875 | 0.47875 | 1058.6366 | 1458.2858 | 1890.2663 | 1121.6366 | 1521.2858 | 1953.2663 | 2030 | Reference | 999 | Prevailing local wages, Drive time, Local code requirements, Access, Presence/condition/type of existing insulation, Existing construction and materials, Moisture issues present, Presence of hazardous materials, Presence of hazardous materials, Extent of preparation, Accommodation for termite inspections | 3 | 36 | 0.4695 | 2023 | Assumes for the reference case that raw material prices will increase over the coming decades. Assumed for the advanced case that energy dependency will move away from oil and gas causing a higher supply of raw materials used to make insulation which will lower the material costs. Typical costs assume a wall area of 900 sq ft as an example based on average sqft of a house to be 2,025, though wall areas and insulation amounts vary greatly by building.
122 | 2023 | Residential | Envelope | Rim Joist | Rigid Foam (ISO) |  | Rim Joist Rigid Foam (ISO) | 2023$/sqft | Rim Joist ISO |  | 0.031036 | 0.11751 | 0.167 | R-value | ft2*degF*h/Btu | 2.7 | 6 | 31 | 31 | 0 | 0 | 0 | Square Feet | ft2 | 0 | 900 | 0 | 0 | 0.61967 | 0.56709 | 0.77412 | 900 | Square Feet | ft2 | 725.2997 | 1144.9313 | 1598.5109 | 1 | 1 | 0.40875 | 0.47875 | 1093.1747 | 1512.8063 | 1966.3859 | 1156.1747 | 1575.8063 | 2029.3859 | 2035 | Reference | 999 | Prevailing local wages, Drive time, Local code requirements, Access, Presence/condition/type of existing insulation, Existing construction and materials, Moisture issues present, Presence of hazardous materials, Presence of hazardous materials, Extent of preparation, Accommodation for termite inspections | 3 | 36 | 0.4695 | 2023 | Assumes for the reference case that raw material prices will increase over the coming decades. Assumed for the advanced case that energy dependency will move away from oil and gas causing a higher supply of raw materials used to make insulation which will lower the material costs. Typical costs assume a wall area of 900 sq ft as an example based on average sqft of a house to be 2,025, though wall areas and insulation amounts vary greatly by building.
122 | 2023 | Residential | Envelope | Rim Joist | Rigid Foam (ISO) |  | Rim Joist Rigid Foam (ISO) | 2023$/sqft | Rim Joist ISO |  | 0.032514 | 0.1231 | 0.17495 | R-value | ft2*degF*h/Btu | 2.7 | 6 | 31 | 31 | 0 | 0 | 0 | Square Feet | ft2 | 0 | 900 | 0 | 0 | 0.64918 | 0.5941 | 0.81098 | 900 | Square Feet | ft2 | 759.8378 | 1199.4518 | 1674.6304 | 1 | 1 | 0.40875 | 0.47875 | 1127.7128 | 1567.3268 | 2042.5054 | 1190.7128 | 1630.3268 | 2105.5054 | 2040 | Reference | 999 | Prevailing local wages, Drive time, Local code requirements, Access, Presence/condition/type of existing insulation, Existing construction and materials, Moisture issues present, Presence of hazardous materials, Presence of hazardous materials, Extent of preparation, Accommodation for termite inspections | 3 | 36 | 0.4695 | 2023 | Assumes for the reference case that raw material prices will increase over the coming decades. Assumed for the advanced case that energy dependency will move away from oil and gas causing a higher supply of raw materials used to make insulation which will lower the material costs. Typical costs assume a wall area of 900 sq ft as an example based on average sqft of a house to be 2,025, though wall areas and insulation amounts vary greatly by building.
122 | 2023 | Residential | Envelope | Rim Joist | Rigid Foam (ISO) |  | Rim Joist Rigid Foam (ISO) | 2023$/sqft | Rim Joist ISO |  | 0.033219 | 0.12577 | 0.17875 | R-value | ft2*degF*h/Btu | 2.7 | 6 | 31 | 31 | 0 | 0 | 0 | Square Feet | ft2 | 0 | 900 | 0 | 0 | 0.66326 | 0.60699 | 0.82858 | 900 | Square Feet | ft2 | 776.3219 | 1225.473 | 1710.9602 | 1 | 1 | 0.40875 | 0.47875 | 1144.1969 | 1593.348 | 2078.8352 | 1207.1969 | 1656.348 | 2141.8352 | 2045 | Reference | 999 | Prevailing local wages, Drive time, Local code requirements, Access, Presence/condition/type of existing insulation, Existing construction and materials, Moisture issues present, Presence of hazardous materials, Presence of hazardous materials, Extent of preparation, Accommodation for termite inspections | 3 | 36 | 0.4695 | 2023 | Assumes for the reference case that raw material prices will increase over the coming decades. Assumed for the advanced case that energy dependency will move away from oil and gas causing a higher supply of raw materials used to make insulation which will lower the material costs. Typical costs assume a wall area of 900 sq ft as an example based on average sqft of a house to be 2,025, though wall areas and insulation amounts vary greatly by building.
122 | 2023 | Residential | Envelope | Rim Joist | Rigid Foam (ISO) |  | Rim Joist Rigid Foam (ISO) | 2023$/sqft | Rim Joist ISO |  | 0.033925 | 0.12845 | 0.18254 | R-value | ft2*degF*h/Btu | 2.7 | 6 | 31 | 31 | 0 | 0 | 0 | Square Feet | ft2 | 0 | 900 | 0 | 0 | 0.67735 | 0.61988 | 0.84617 | 900 | Square Feet | ft2 | 792.8059 | 1251.4942 | 1747.29 | 1 | 1 | 0.40875 | 0.47875 | 1160.6809 | 1619.3692 | 2115.165 | 1223.6809 | 1682.3692 | 2178.165 | 2050 | Reference | 999 | Prevailing local wages, Drive time, Local code requirements, Access, Presence/condition/type of existing insulation, Existing construction and materials, Moisture issues present, Presence of hazardous materials, Presence of hazardous materials, Extent of preparation, Accommodation for termite inspections | 3 | 36 | 0.4695 | 2023 | Assumes for the reference case that raw material prices will increase over the coming decades. Assumed for the advanced case that energy dependency will move away from oil and gas causing a higher supply of raw materials used to make insulation which will lower the material costs. Typical costs assume a wall area of 900 sq ft as an example based on average sqft of a house to be 2,025, though wall areas and insulation amounts vary greatly by building.
122 | 2023 | Residential | Envelope | Rim Joist | Rigid Foam (ISO) |  | Rim Joist Rigid Foam (ISO) | 2023$/sqft | Rim Joist ISO |  | 0.026871 | 0.10174 | 0.14459 | R-value | ft2*degF*h/Btu | 2.7 | 6 | 31 | 31 | 0 | 0 | 0 | Square Feet | ft2 | 0 | 900 | 0 | 0 | 0.53651 | 0.49099 | 0.67024 | 900 | Square Feet | ft2 | 627.9651 | 991.2825 | 1383.9921 | 1 | 1 | 0.40875 | 0.47875 | 995.8401 | 1359.1575 | 1751.8671 | 1058.8401 | 1422.1575 | 1814.8671 | 2023 | Intermediate | 999 | Prevailing local wages, Drive time, Local code requirements, Access, Presence/condition/type of existing insulation, Existing construction and materials, Moisture issues present, Presence of hazardous materials, Presence of hazardous materials, Extent of preparation, Accommodation for termite inspections | 3 | 36 | 0.4695 | 2023 | Assumes for the reference case that raw material prices will increase over the coming decades. Assumed for the advanced case that energy dependency will move away from oil and gas causing a higher supply of raw materials used to make insulation which will lower the material costs. Typical costs assume a wall area of 900 sq ft as an example based on average sqft of a house to be 2,025, though wall areas and insulation amounts vary greatly by building.
122 | 2023 | Residential | Envelope | Rim Joist | Rigid Foam (ISO) |  | Rim Joist Rigid Foam (ISO) | 2023$/sqft | Rim Joist ISO |  | 0.026871 | 0.10174 | 0.14459 | R-value | ft2*degF*h/Btu | 2.7 | 6 | 31 | 31 | 0 | 0 | 0 | Square Feet | ft2 | 0 | 900 | 0 | 0 | 0.53651 | 0.49099 | 0.67024 | 900 | Square Feet | ft2 | 627.9651 | 991.2825 | 1383.9921 | 1 | 1 | 0.40875 | 0.47875 | 995.8401 | 1359.1575 | 1751.8671 | 1058.8401 | 1422.1575 | 1814.8671 | 2030 | Intermediate | 999 | Prevailing local wages, Drive time, Local code requirements, Access, Presence/condition/type of existing insulation, Existing construction and materials, Moisture issues present, Presence of hazardous materials, Presence of hazardous materials, Extent of preparation, Accommodation for termite inspections | 3 | 36 | 0.4695 | 2023 | Assumes for the reference case that raw material prices will increase over the coming decades. Assumed for the advanced case that energy dependency will move away from oil and gas causing a higher supply of raw materials used to make insulation which will lower the material costs. Typical costs assume a wall area of 900 sq ft as an example based on average sqft of a house to be 2,025, though wall areas and insulation amounts vary greatly by building.
122 | 2023 | Residential | Envelope | Rim Joist | Rigid Foam (ISO) |  | Rim Joist Rigid Foam (ISO) | 2023$/sqft | Rim Joist ISO |  | 0.027005 | 0.10225 | 0.14531 | R-value | ft2*degF*h/Btu | 2.7 | 6 | 31 | 31 | 0 | 0 | 0 | Square Feet | ft2 | 0 | 900 | 0 | 0 | 0.5392 | 0.49345 | 0.67359 | 900 | Square Feet | ft2 | 631.1049 | 996.2389 | 1390.9121 | 1 | 1 | 0.40875 | 0.47875 | 998.9799 | 1364.1139 | 1758.7871 | 1061.9799 | 1427.1139 | 1821.7871 | 2035 | Intermediate | 999 | Prevailing local wages, Drive time, Local code requirements, Access, Presence/condition/type of existing insulation, Existing construction and materials, Moisture issues present, Presence of hazardous materials, Presence of hazardous materials, Extent of preparation, Accommodation for termite inspections | 3 | 36 | 0.4695 | 2023 | Assumes for the reference case that raw material prices will increase over the coming decades. Assumed for the advanced case that energy dependency will move away from oil and gas causing a higher supply of raw materials used to make insulation which will lower the material costs. Typical costs assume a wall area of 900 sq ft as an example based on average sqft of a house to be 2,025, though wall areas and insulation amounts vary greatly by building.
122 | 2023 | Residential | Envelope | Rim Joist | Rigid Foam (ISO) |  | Rim Joist Rigid Foam (ISO) | 2023$/sqft | Rim Joist ISO |  | 0.02714 | 0.10276 | 0.14603 | R-value | ft2*degF*h/Btu | 2.7 | 6 | 31 | 31 | 0 | 0 | 0 | Square Feet | ft2 | 0 | 900 | 0 | 0 | 0.54188 | 0.4959 | 0.67694 | 900 | Square Feet | ft2 | 634.2448 | 1001.1953 | 1397.832 | 1 | 1 | 0.40875 | 0.47875 | 1002.1198 | 1369.0703 | 1765.707 | 1065.1198 | 1432.0703 | 1828.707 | 2040 | Intermediate | 999 | Prevailing local wages, Drive time, Local code requirements, Access, Presence/condition/type of existing insulation, Existing construction and materials, Moisture issues present, Presence of hazardous materials, Presence of hazardous materials, Extent of preparation, Accommodation for termite inspections | 3 | 36 | 0.4695 | 2023 | Assumes for the reference case that raw material prices will increase over the coming decades. Assumed for the advanced case that energy dependency will move away from oil and gas causing a higher supply of raw materials used to make insulation which will lower the material costs. Typical costs assume a wall area of 900 sq ft as an example based on average sqft of a house to be 2,025, though wall areas and insulation amounts vary greatly by building.
122 | 2023 | Residential | Envelope | Rim Joist | Rigid Foam (ISO) |  | Rim Joist Rigid Foam (ISO) | 2023$/sqft | Rim Joist ISO |  | 0.026948 | 0.10203 | 0.145 | R-value | ft2*degF*h/Btu | 2.7 | 6 | 31 | 31 | 0 | 0 | 0 | Square Feet | ft2 | 0 | 900 | 0 | 0 | 0.53806 | 0.4924 | 0.67216 | 900 | Square Feet | ft2 | 629.7705 | 994.1324 | 1387.9711 | 1 | 1 | 0.40875 | 0.47875 | 997.6455 | 1362.0074 | 1755.8461 | 1060.6455 | 1425.0074 | 1818.8461 | 2045 | Intermediate | 999 | Prevailing local wages, Drive time, Local code requirements, Access, Presence/condition/type of existing insulation, Existing construction and materials, Moisture issues present, Presence of hazardous materials, Presence of hazardous materials, Extent of preparation, Accommodation for termite inspections | 3 | 36 | 0.4695 | 2023 | Assumes for the reference case that raw material prices will increase over the coming decades. Assumed for the advanced case that energy dependency will move away from oil and gas causing a higher supply of raw materials used to make insulation which will lower the material costs. Typical costs assume a wall area of 900 sq ft as an example based on average sqft of a house to be 2,025, though wall areas and insulation amounts vary greatly by building.
122 | 2023 | Residential | Envelope | Rim Joist | Rigid Foam (ISO) |  | Rim Joist Rigid Foam (ISO) | 2023$/sqft | Rim Joist ISO |  | 0.026757 | 0.10131 | 0.14397 | R-value | ft2*degF*h/Btu | 2.7 | 6 | 31 | 31 | 0 | 0 | 0 | Square Feet | ft2 | 0 | 900 | 0 | 0 | 0.53423 | 0.4889 | 0.66739 | 900 | Square Feet | ft2 | 625.2962 | 987.0695 | 1378.1101 | 1 | 1 | 0.40875 | 0.47875 | 993.1712 | 1354.9445 | 1745.9851 | 1056.1712 | 1417.9445 | 1808.9851 | 2050 | Intermediate | 999 | Prevailing local wages, Drive time, Local code requirements, Access, Presence/condition/type of existing insulation, Existing construction and materials, Moisture issues present, Presence of hazardous materials, Presence of hazardous materials, Extent of preparation, Accommodation for termite inspections | 3 | 36 | 0.4695 | 2023 | Assumes for the reference case that raw material prices will increase over the coming decades. Assumed for the advanced case that energy dependency will move away from oil and gas causing a higher supply of raw materials used to make insulation which will lower the material costs. Typical costs assume a wall area of 900 sq ft as an example based on average sqft of a house to be 2,025, though wall areas and insulation amounts vary greatly by building.
122 | 2023 | Residential | Envelope | Rim Joist | Rigid Foam (ISO) |  | Rim Joist Rigid Foam (ISO) | 2023$/sqft | Rim Joist ISO |  | 0.026871 | 0.10174 | 0.14459 | R-value | ft2*degF*h/Btu | 2.7 | 6 | 31 | 31 | 0 | 0 | 0 | Square Feet | ft2 | 0 | 900 | 0 | 0 | 0.53651 | 0.49099 | 0.67024 | 900 | Square Feet | ft2 | 627.9651 | 991.2825 | 1383.9921 | 1 | 1 | 0.40875 | 0.47875 | 995.8401 | 1359.1575 | 1751.8671 | 1058.8401 | 1422.1575 | 1814.8671 | 2023 | Advanced | 999 | Prevailing local wages, Drive time, Local code requirements, Access, Presence/condition/type of existing insulation, Existing construction and materials, Moisture issues present, Presence of hazardous materials, Presence of hazardous materials, Extent of preparation, Accommodation for termite inspections | 3 | 36 | 0.4695 | 2023 | Assumes for the reference case that raw material prices will increase over the coming decades. Assumed for the advanced case that energy dependency will move away from oil and gas causing a higher supply of raw materials used to make insulation which will lower the material costs. Typical costs assume a wall area of 900 sq ft as an example based on average sqft of a house to be 2,025, though wall areas and insulation amounts vary greatly by building.
122 | 2023 | Residential | Envelope | Rim Joist | Rigid Foam (ISO) |  | Rim Joist Rigid Foam (ISO) | 2023$/sqft | Rim Joist ISO |  | 0.024184 | 0.091565 | 0.13013 | R-value | ft2*degF*h/Btu | 2.7 | 6 | 31 | 31 | 0 | 0 | 0 | Square Feet | ft2 | 0 | 900 | 0 | 0 | 0.48286 | 0.44189 | 0.60321 | 900 | Square Feet | ft2 | 565.1686 | 892.1542 | 1245.5929 | 1 | 1 | 0.40875 | 0.47875 | 933.0436 | 1260.0293 | 1613.4679 | 996.0436 | 1323.0293 | 1676.4679 | 2030 | Advanced | 999 | Prevailing local wages, Drive time, Local code requirements, Access, Presence/condition/type of existing insulation, Existing construction and materials, Moisture issues present, Presence of hazardous materials, Presence of hazardous materials, Extent of preparation, Accommodation for termite inspections | 3 | 36 | 0.4695 | 2023 | Assumes for the reference case that raw material prices will increase over the coming decades. Assumed for the advanced case that energy dependency will move away from oil and gas causing a higher supply of raw materials used to make insulation which will lower the material costs. Typical costs assume a wall area of 900 sq ft as an example based on average sqft of a house to be 2,025, though wall areas and insulation amounts vary greatly by building.
122 | 2023 | Residential | Envelope | Rim Joist | Rigid Foam (ISO) |  | Rim Joist Rigid Foam (ISO) | 2023$/sqft | Rim Joist ISO |  | 0.022975 | 0.086987 | 0.12362 | R-value | ft2*degF*h/Btu | 2.7 | 6 | 31 | 31 | 0 | 0 | 0 | Square Feet | ft2 | 0 | 900 | 0 | 0 | 0.45872 | 0.4198 | 0.57305 | 900 | Square Feet | ft2 | 536.9102 | 847.5465 | 1183.3132 | 1 | 1 | 0.40875 | 0.47875 | 904.7852 | 1215.4215 | 1551.1882 | 967.7852 | 1278.4215 | 1614.1882 | 2035 | Advanced | 999 | Prevailing local wages, Drive time, Local code requirements, Access, Presence/condition/type of existing insulation, Existing construction and materials, Moisture issues present, Presence of hazardous materials, Presence of hazardous materials, Extent of preparation, Accommodation for termite inspections | 3 | 36 | 0.4695 | 2023 | Assumes for the reference case that raw material prices will increase over the coming decades. Assumed for the advanced case that energy dependency will move away from oil and gas causing a higher supply of raw materials used to make insulation which will lower the material costs. Typical costs assume a wall area of 900 sq ft as an example based on average sqft of a house to be 2,025, though wall areas and insulation amounts vary greatly by building.
122 | 2023 | Residential | Envelope | Rim Joist | Rigid Foam (ISO) |  | Rim Joist Rigid Foam (ISO) | 2023$/sqft | Rim Joist ISO |  | 0.021766 | 0.082409 | 0.11712 | R-value | ft2*degF*h/Btu | 2.7 | 6 | 31 | 31 | 0 | 0 | 0 | Square Feet | ft2 | 0 | 900 | 0 | 0 | 0.43458 | 0.3977 | 0.54289 | 900 | Square Feet | ft2 | 508.6517 | 802.9388 | 1121.0336 | 1 | 1 | 0.40875 | 0.47875 | 876.5267 | 1170.8138 | 1488.9086 | 939.5267 | 1233.8138 | 1551.9086 | 2040 | Advanced | 999 | Prevailing local wages, Drive time, Local code requirements, Access, Presence/condition/type of existing insulation, Existing construction and materials, Moisture issues present, Presence of hazardous materials, Presence of hazardous materials, Extent of preparation, Accommodation for termite inspections | 3 | 36 | 0.4695 | 2023 | Assumes for the reference case that raw material prices will increase over the coming decades. Assumed for the advanced case that energy dependency will move away from oil and gas causing a higher supply of raw materials used to make insulation which will lower the material costs. Typical costs assume a wall area of 900 sq ft as an example based on average sqft of a house to be 2,025, though wall areas and insulation amounts vary greatly by building.
122 | 2023 | Residential | Envelope | Rim Joist | Rigid Foam (ISO) |  | Rim Joist Rigid Foam (ISO) | 2023$/sqft | Rim Joist ISO |  | 0.020677 | 0.078288 | 0.11126 | R-value | ft2*degF*h/Btu | 2.7 | 6 | 31 | 31 | 0 | 0 | 0 | Square Feet | ft2 | 0 | 900 | 0 | 0 | 0.41285 | 0.37782 | 0.51575 | 900 | Square Feet | ft2 | 483.2191 | 762.7919 | 1064.9819 | 1 | 1 | 0.40875 | 0.47875 | 851.0941 | 1130.6669 | 1432.8569 | 914.0941 | 1193.6669 | 1495.8569 | 2045 | Advanced | 999 | Prevailing local wages, Drive time, Local code requirements, Access, Presence/condition/type of existing insulation, Existing construction and materials, Moisture issues present, Presence of hazardous materials, Presence of hazardous materials, Extent of preparation, Accommodation for termite inspections | 3 | 36 | 0.4695 | 2023 | Assumes for the reference case that raw material prices will increase over the coming decades. Assumed for the advanced case that energy dependency will move away from oil and gas causing a higher supply of raw materials used to make insulation which will lower the material costs. Typical costs assume a wall area of 900 sq ft as an example based on average sqft of a house to be 2,025, though wall areas and insulation amounts vary greatly by building.
122 | 2023 | Residential | Envelope | Rim Joist | Rigid Foam (ISO) |  | Rim Joist Rigid Foam (ISO) | 2023$/sqft | Rim Joist ISO |  | 0.019589 | 0.074168 | 0.10541 | R-value | ft2*degF*h/Btu | 2.7 | 6 | 31 | 31 | 0 | 0 | 0 | Square Feet | ft2 | 0 | 900 | 0 | 0 | 0.39112 | 0.35793 | 0.4886 | 900 | Square Feet | ft2 | 457.7866 | 722.6449 | 1008.9302 | 1 | 1 | 0.40875 | 0.47875 | 825.6616 | 1090.5199 | 1376.8052 | 888.6616 | 1153.5199 | 1439.8052 | 2050 | Advanced | 999 | Prevailing local wages, Drive time, Local code requirements, Access, Presence/condition/type of existing insulation, Existing construction and materials, Moisture issues present, Presence of hazardous materials, Presence of hazardous materials, Extent of preparation, Accommodation for termite inspections | 3 | 36 | 0.4695 | 2023 | Assumes for the reference case that raw material prices will increase over the coming decades. Assumed for the advanced case that energy dependency will move away from oil and gas causing a higher supply of raw materials used to make insulation which will lower the material costs. Typical costs assume a wall area of 900 sq ft as an example based on average sqft of a house to be 2,025, though wall areas and insulation amounts vary greatly by building.
123 | 2023 | Residential | Envelope | Rim Joist | Rigid Foam (XPS) |  | Rim Joist Rigid Foam (XPS) | 2023$/sqft | Rim Joist Rigid Foam (XPS) |  | 0.12372 | 0.1755 | 0.2285 | R-value | ft2*degF*h/Btu | 1 | 6 | 20 | 20 | 0 | 0 | 0 | Square Feet | ft2 | 0 | 900 | 0 | 0 | 0.065725 | 0.10125 | 2.7075 | 900 | Square Feet | ft2 | 727.2243 | 1038.8268 | 3670.65 | 1 | 1 | 0.455 | 0.525 | 1136.7243 | 1448.3268 | 4080.15 | 1199.7243 | 1511.3268 | 4143.15 | 2023 | Reference | 999 | Prevailing local wages, Drive time, Local code requirements, Access, Presence/condition/type of existing insulation, Existing construction and materials, Moisture issues present, Presence of hazardous materials, Presence of hazardous materials, Extent of preparation, Accommodation for termite inspections | 3 | 75 | 0.2668 | 2023 | Assumes for the reference case that raw material prices will increase over the coming decades. Assumed for the advanced case that energy dependency will move away from oil and gas causing a higher supply of raw materials used to make insulation which will lower the material costs. Typical costs assume a wall area of 900 sq ft as an example based on average sqft of a house to be 2,025, though wall areas and insulation amounts vary greatly by building.
123 | 2023 | Residential | Envelope | Rim Joist | Rigid Foam (XPS) |  | Rim Joist Rigid Foam (XPS) | 2023$/sqft | Rim Joist Rigid Foam (XPS) |  | 0.13609 | 0.19305 | 0.25135 | R-value | ft2*degF*h/Btu | 1 | 6 | 20 | 20 | 0 | 0 | 0 | Square Feet | ft2 | 0 | 900 | 0 | 0 | 0.072298 | 0.11138 | 2.9783 | 900 | Square Feet | ft2 | 799.9467 | 1142.7095 | 4037.715 | 1 | 1 | 0.455 | 0.525 | 1209.4467 | 1552.2095 | 4447.215 | 1272.4467 | 1615.2095 | 4510.215 | 2030 | Reference | 999 | Prevailing local wages, Drive time, Local code requirements, Access, Presence/condition/type of existing insulation, Existing construction and materials, Moisture issues present, Presence of hazardous materials, Presence of hazardous materials, Extent of preparation, Accommodation for termite inspections | 3 | 75 | 0.2668 | 2023 | Assumes for the reference case that raw material prices will increase over the coming decades. Assumed for the advanced case that energy dependency will move away from oil and gas causing a higher supply of raw materials used to make insulation which will lower the material costs. Typical costs assume a wall area of 900 sq ft as an example based on average sqft of a house to be 2,025, though wall areas and insulation amounts vary greatly by building.
123 | 2023 | Residential | Envelope | Rim Joist | Rigid Foam (XPS) |  | Rim Joist Rigid Foam (XPS) | 2023$/sqft | Rim Joist Rigid Foam (XPS) |  | 0.14289 | 0.2027 | 0.26392 | R-value | ft2*degF*h/Btu | 1 | 6 | 20 | 20 | 0 | 0 | 0 | Square Feet | ft2 | 0 | 900 | 0 | 0 | 0.075912 | 0.11695 | 3.1272 | 900 | Square Feet | ft2 | 839.9441 | 1199.845 | 4239.6008 | 1 | 1 | 0.455 | 0.525 | 1249.4441 | 1609.345 | 4649.1008 | 1312.4441 | 1672.345 | 4712.1008 | 2035 | Reference | 999 | Prevailing local wages, Drive time, Local code requirements, Access, Presence/condition/type of existing insulation, Existing construction and materials, Moisture issues present, Presence of hazardous materials, Presence of hazardous materials, Extent of preparation, Accommodation for termite inspections | 3 | 75 | 0.2668 | 2023 | Assumes for the reference case that raw material prices will increase over the coming decades. Assumed for the advanced case that energy dependency will move away from oil and gas causing a higher supply of raw materials used to make insulation which will lower the material costs. Typical costs assume a wall area of 900 sq ft as an example based on average sqft of a house to be 2,025, though wall areas and insulation amounts vary greatly by building.
123 | 2023 | Residential | Envelope | Rim Joist | Rigid Foam (XPS) |  | Rim Joist Rigid Foam (XPS) | 2023$/sqft | Rim Joist Rigid Foam (XPS) |  | 0.1497 | 0.21236 | 0.27649 | R-value | ft2*degF*h/Btu | 1 | 6 | 20 | 20 | 0 | 0 | 0 | Square Feet | ft2 | 0 | 900 | 0 | 0 | 0.079527 | 0.12251 | 3.2761 | 900 | Square Feet | ft2 | 879.9414 | 1256.9804 | 4441.4865 | 1 | 1 | 0.455 | 0.525 | 1289.4414 | 1666.4804 | 4850.9865 | 1352.4414 | 1729.4804 | 4913.9865 | 2040 | Reference | 999 | Prevailing local wages, Drive time, Local code requirements, Access, Presence/condition/type of existing insulation, Existing construction and materials, Moisture issues present, Presence of hazardous materials, Presence of hazardous materials, Extent of preparation, Accommodation for termite inspections | 3 | 75 | 0.2668 | 2023 | Assumes for the reference case that raw material prices will increase over the coming decades. Assumed for the advanced case that energy dependency will move away from oil and gas causing a higher supply of raw materials used to make insulation which will lower the material costs. Typical costs assume a wall area of 900 sq ft as an example based on average sqft of a house to be 2,025, though wall areas and insulation amounts vary greatly by building.
123 | 2023 | Residential | Envelope | Rim Joist | Rigid Foam (XPS) |  | Rim Joist Rigid Foam (XPS) | 2023$/sqft | Rim Joist Rigid Foam (XPS) |  | 0.15295 | 0.21696 | 0.28248 | R-value | ft2*degF*h/Btu | 1 | 6 | 20 | 20 | 0 | 0 | 0 | Square Feet | ft2 | 0 | 900 | 0 | 0 | 0.081253 | 0.12517 | 3.3471 | 900 | Square Feet | ft2 | 899.031 | 1284.2496 | 4537.8411 | 1 | 1 | 0.455 | 0.525 | 1308.531 | 1693.7496 | 4947.3411 | 1371.531 | 1756.7496 | 5010.3411 | 2045 | Reference | 999 | Prevailing local wages, Drive time, Local code requirements, Access, Presence/condition/type of existing insulation, Existing construction and materials, Moisture issues present, Presence of hazardous materials, Presence of hazardous materials, Extent of preparation, Accommodation for termite inspections | 3 | 75 | 0.2668 | 2023 | Assumes for the reference case that raw material prices will increase over the coming decades. Assumed for the advanced case that energy dependency will move away from oil and gas causing a higher supply of raw materials used to make insulation which will lower the material costs. Typical costs assume a wall area of 900 sq ft as an example based on average sqft of a house to be 2,025, though wall areas and insulation amounts vary greatly by building.
123 | 2023 | Residential | Envelope | Rim Joist | Rigid Foam (XPS) |  | Rim Joist Rigid Foam (XPS) | 2023$/sqft | Rim Joist Rigid Foam (XPS) |  | 0.15619 | 0.22157 | 0.28848 | R-value | ft2*degF*h/Btu | 1 | 6 | 20 | 20 | 0 | 0 | 0 | Square Feet | ft2 | 0 | 900 | 0 | 0 | 0.082978 | 0.12783 | 3.4182 | 900 | Square Feet | ft2 | 918.1207 | 1311.5188 | 4634.1956 | 1 | 1 | 0.455 | 0.525 | 1327.6207 | 1721.0188 | 5043.6956 | 1390.6207 | 1784.0188 | 5106.6956 | 2050 | Reference | 999 | Prevailing local wages, Drive time, Local code requirements, Access, Presence/condition/type of existing insulation, Existing construction and materials, Moisture issues present, Presence of hazardous materials, Presence of hazardous materials, Extent of preparation, Accommodation for termite inspections | 3 | 75 | 0.2668 | 2023 | Assumes for the reference case that raw material prices will increase over the coming decades. Assumed for the advanced case that energy dependency will move away from oil and gas causing a higher supply of raw materials used to make insulation which will lower the material costs. Typical costs assume a wall area of 900 sq ft as an example based on average sqft of a house to be 2,025, though wall areas and insulation amounts vary greatly by building.
123 | 2023 | Residential | Envelope | Rim Joist | Rigid Foam (XPS) |  | Rim Joist Rigid Foam (XPS) | 2023$/sqft | Rim Joist Rigid Foam (XPS) |  | 0.12372 | 0.1755 | 0.2285 | R-value | ft2*degF*h/Btu | 1 | 6 | 20 | 20 | 0 | 0 | 0 | Square Feet | ft2 | 0 | 900 | 0 | 0 | 0.065725 | 0.10125 | 2.7075 | 900 | Square Feet | ft2 | 727.2243 | 1038.8268 | 3670.65 | 1 | 1 | 0.455 | 0.525 | 1136.7243 | 1448.3268 | 4080.15 | 1199.7243 | 1511.3268 | 4143.15 | 2023 | Intermediate | 999 | Prevailing local wages, Drive time, Local code requirements, Access, Presence/condition/type of existing insulation, Existing construction and materials, Moisture issues present, Presence of hazardous materials, Presence of hazardous materials, Extent of preparation, Accommodation for termite inspections | 3 | 75 | 0.2668 | 2023 | Assumes for the reference case that raw material prices will increase over the coming decades. Assumed for the advanced case that energy dependency will move away from oil and gas causing a higher supply of raw materials used to make insulation which will lower the material costs. Typical costs assume a wall area of 900 sq ft as an example based on average sqft of a house to be 2,025, though wall areas and insulation amounts vary greatly by building.
123 | 2023 | Residential | Envelope | Rim Joist | Rigid Foam (XPS) |  | Rim Joist Rigid Foam (XPS) | 2023$/sqft | Rim Joist Rigid Foam (XPS) |  | 0.12372 | 0.1755 | 0.2285 | R-value | ft2*degF*h/Btu | 1 | 6 | 20 | 20 | 0 | 0 | 0 | Square Feet | ft2 | 0 | 900 | 0 | 0 | 0.065725 | 0.10125 | 2.7075 | 900 | Square Feet | ft2 | 727.2243 | 1038.8268 | 3670.65 | 1 | 1 | 0.455 | 0.525 | 1136.7243 | 1448.3268 | 4080.15 | 1199.7243 | 1511.3268 | 4143.15 | 2030 | Intermediate | 999 | Prevailing local wages, Drive time, Local code requirements, Access, Presence/condition/type of existing insulation, Existing construction and materials, Moisture issues present, Presence of hazardous materials, Presence of hazardous materials, Extent of preparation, Accommodation for termite inspections | 3 | 75 | 0.2668 | 2023 | Assumes for the reference case that raw material prices will increase over the coming decades. Assumed for the advanced case that energy dependency will move away from oil and gas causing a higher supply of raw materials used to make insulation which will lower the material costs. Typical costs assume a wall area of 900 sq ft as an example based on average sqft of a house to be 2,025, though wall areas and insulation amounts vary greatly by building.
123 | 2023 | Residential | Envelope | Rim Joist | Rigid Foam (XPS) |  | Rim Joist Rigid Foam (XPS) | 2023$/sqft | Rim Joist Rigid Foam (XPS) |  | 0.12434 | 0.17638 | 0.22964 | R-value | ft2*degF*h/Btu | 1 | 6 | 20 | 20 | 0 | 0 | 0 | Square Feet | ft2 | 0 | 900 | 0 | 0 | 0.066054 | 0.10176 | 2.721 | 900 | Square Feet | ft2 | 730.8604 | 1044.0209 | 3689.0033 | 1 | 1 | 0.455 | 0.525 | 1140.3604 | 1453.5209 | 4098.5033 | 1203.3604 | 1516.5209 | 4161.5033 | 2035 | Intermediate | 999 | Prevailing local wages, Drive time, Local code requirements, Access, Presence/condition/type of existing insulation, Existing construction and materials, Moisture issues present, Presence of hazardous materials, Presence of hazardous materials, Extent of preparation, Accommodation for termite inspections | 3 | 75 | 0.2668 | 2023 | Assumes for the reference case that raw material prices will increase over the coming decades. Assumed for the advanced case that energy dependency will move away from oil and gas causing a higher supply of raw materials used to make insulation which will lower the material costs. Typical costs assume a wall area of 900 sq ft as an example based on average sqft of a house to be 2,025, though wall areas and insulation amounts vary greatly by building.
123 | 2023 | Residential | Envelope | Rim Joist | Rigid Foam (XPS) |  | Rim Joist Rigid Foam (XPS) | 2023$/sqft | Rim Joist Rigid Foam (XPS) |  | 0.12495 | 0.17725 | 0.23079 | R-value | ft2*degF*h/Btu | 1 | 6 | 20 | 20 | 0 | 0 | 0 | Square Feet | ft2 | 0 | 900 | 0 | 0 | 0.066382 | 0.10226 | 2.7346 | 900 | Square Feet | ft2 | 734.4965 | 1049.2151 | 3707.3565 | 1 | 1 | 0.455 | 0.525 | 1143.9965 | 1458.7151 | 4116.8565 | 1206.9965 | 1521.7151 | 4179.8565 | 2040 | Intermediate | 999 | Prevailing local wages, Drive time, Local code requirements, Access, Presence/condition/type of existing insulation, Existing construction and materials, Moisture issues present, Presence of hazardous materials, Presence of hazardous materials, Extent of preparation, Accommodation for termite inspections | 3 | 75 | 0.2668 | 2023 | Assumes for the reference case that raw material prices will increase over the coming decades. Assumed for the advanced case that energy dependency will move away from oil and gas causing a higher supply of raw materials used to make insulation which will lower the material costs. Typical costs assume a wall area of 900 sq ft as an example based on average sqft of a house to be 2,025, though wall areas and insulation amounts vary greatly by building.
123 | 2023 | Residential | Envelope | Rim Joist | Rigid Foam (XPS) |  | Rim Joist Rigid Foam (XPS) | 2023$/sqft | Rim Joist Rigid Foam (XPS) |  | 0.12407 | 0.176 | 0.22916 | R-value | ft2*degF*h/Btu | 1 | 6 | 20 | 20 | 0 | 0 | 0 | Square Feet | ft2 | 0 | 900 | 0 | 0 | 0.065914 | 0.10154 | 2.7153 | 900 | Square Feet | ft2 | 729.3151 | 1041.8134 | 3681.2031 | 1 | 1 | 0.455 | 0.525 | 1138.8151 | 1451.3134 | 4090.7031 | 1201.8151 | 1514.3134 | 4153.7031 | 2045 | Intermediate | 999 | Prevailing local wages, Drive time, Local code requirements, Access, Presence/condition/type of existing insulation, Existing construction and materials, Moisture issues present, Presence of hazardous materials, Presence of hazardous materials, Extent of preparation, Accommodation for termite inspections | 3 | 75 | 0.2668 | 2023 | Assumes for the reference case that raw material prices will increase over the coming decades. Assumed for the advanced case that energy dependency will move away from oil and gas causing a higher supply of raw materials used to make insulation which will lower the material costs. Typical costs assume a wall area of 900 sq ft as an example based on average sqft of a house to be 2,025, though wall areas and insulation amounts vary greatly by building.
123 | 2023 | Residential | Envelope | Rim Joist | Rigid Foam (XPS) |  | Rim Joist Rigid Foam (XPS) | 2023$/sqft | Rim Joist Rigid Foam (XPS) |  | 0.12319 | 0.17475 | 0.22753 | R-value | ft2*degF*h/Btu | 1 | 6 | 20 | 20 | 0 | 0 | 0 | Square Feet | ft2 | 0 | 900 | 0 | 0 | 0.065446 | 0.10082 | 2.696 | 900 | Square Feet | ft2 | 724.1336 | 1034.4118 | 3655.0497 | 1 | 1 | 0.455 | 0.525 | 1133.6336 | 1443.9118 | 4064.5497 | 1196.6336 | 1506.9118 | 4127.5497 | 2050 | Intermediate | 999 | Prevailing local wages, Drive time, Local code requirements, Access, Presence/condition/type of existing insulation, Existing construction and materials, Moisture issues present, Presence of hazardous materials, Presence of hazardous materials, Extent of preparation, Accommodation for termite inspections | 3 | 75 | 0.2668 | 2023 | Assumes for the reference case that raw material prices will increase over the coming decades. Assumed for the advanced case that energy dependency will move away from oil and gas causing a higher supply of raw materials used to make insulation which will lower the material costs. Typical costs assume a wall area of 900 sq ft as an example based on average sqft of a house to be 2,025, though wall areas and insulation amounts vary greatly by building.
123 | 2023 | Residential | Envelope | Rim Joist | Rigid Foam (XPS) |  | Rim Joist Rigid Foam (XPS) | 2023$/sqft | Rim Joist Rigid Foam (XPS) |  | 0.12372 | 0.1755 | 0.2285 | R-value | ft2*degF*h/Btu | 1 | 6 | 20 | 20 | 0 | 0 | 0 | Square Feet | ft2 | 0 | 900 | 0 | 0 | 0.065725 | 0.10125 | 2.7075 | 900 | Square Feet | ft2 | 727.2243 | 1038.8268 | 3670.65 | 1 | 1 | 0.455 | 0.525 | 1136.7243 | 1448.3268 | 4080.15 | 1199.7243 | 1511.3268 | 4143.15 | 2023 | Advanced | 999 | Prevailing local wages, Drive time, Local code requirements, Access, Presence/condition/type of existing insulation, Existing construction and materials, Moisture issues present, Presence of hazardous materials, Presence of hazardous materials, Extent of preparation, Accommodation for termite inspections | 3 | 75 | 0.2668 | 2023 | Assumes for the reference case that raw material prices will increase over the coming decades. Assumed for the advanced case that energy dependency will move away from oil and gas causing a higher supply of raw materials used to make insulation which will lower the material costs. Typical costs assume a wall area of 900 sq ft as an example based on average sqft of a house to be 2,025, though wall areas and insulation amounts vary greatly by building.
123 | 2023 | Residential | Envelope | Rim Joist | Rigid Foam (XPS) |  | Rim Joist Rigid Foam (XPS) | 2023$/sqft | Rim Joist Rigid Foam (XPS) |  | 0.11135 | 0.15795 | 0.20565 | R-value | ft2*degF*h/Btu | 1 | 6 | 20 | 20 | 0 | 0 | 0 | Square Feet | ft2 | 0 | 900 | 0 | 0 | 0.059153 | 0.091127 | 2.4367 | 900 | Square Feet | ft2 | 654.5019 | 934.9441 | 3303.585 | 1 | 1 | 0.455 | 0.525 | 1064.0019 | 1344.4441 | 3713.085 | 1127.0019 | 1407.4441 | 3776.085 | 2030 | Advanced | 999 | Prevailing local wages, Drive time, Local code requirements, Access, Presence/condition/type of existing insulation, Existing construction and materials, Moisture issues present, Presence of hazardous materials, Presence of hazardous materials, Extent of preparation, Accommodation for termite inspections | 3 | 75 | 0.2668 | 2023 | Assumes for the reference case that raw material prices will increase over the coming decades. Assumed for the advanced case that energy dependency will move away from oil and gas causing a higher supply of raw materials used to make insulation which will lower the material costs. Typical costs assume a wall area of 900 sq ft as an example based on average sqft of a house to be 2,025, though wall areas and insulation amounts vary greatly by building.
123 | 2023 | Residential | Envelope | Rim Joist | Rigid Foam (XPS) |  | Rim Joist Rigid Foam (XPS) | 2023$/sqft | Rim Joist Rigid Foam (XPS) |  | 0.10578 | 0.15005 | 0.19537 | R-value | ft2*degF*h/Btu | 1 | 6 | 20 | 20 | 0 | 0 | 0 | Square Feet | ft2 | 0 | 900 | 0 | 0 | 0.056195 | 0.08657 | 2.3149 | 900 | Square Feet | ft2 | 621.7768 | 888.1969 | 3138.4057 | 1 | 1 | 0.455 | 0.525 | 1031.2768 | 1297.6969 | 3547.9057 | 1094.2768 | 1360.6969 | 3610.9057 | 2035 | Advanced | 999 | Prevailing local wages, Drive time, Local code requirements, Access, Presence/condition/type of existing insulation, Existing construction and materials, Moisture issues present, Presence of hazardous materials, Presence of hazardous materials, Extent of preparation, Accommodation for termite inspections | 3 | 75 | 0.2668 | 2023 | Assumes for the reference case that raw material prices will increase over the coming decades. Assumed for the advanced case that energy dependency will move away from oil and gas causing a higher supply of raw materials used to make insulation which will lower the material costs. Typical costs assume a wall area of 900 sq ft as an example based on average sqft of a house to be 2,025, though wall areas and insulation amounts vary greatly by building.
123 | 2023 | Residential | Envelope | Rim Joist | Rigid Foam (XPS) |  | Rim Joist Rigid Foam (XPS) | 2023$/sqft | Rim Joist Rigid Foam (XPS) |  | 0.10021 | 0.14215 | 0.18508 | R-value | ft2*degF*h/Btu | 1 | 6 | 20 | 20 | 0 | 0 | 0 | Square Feet | ft2 | 0 | 900 | 0 | 0 | 0.053237 | 0.082014 | 2.1931 | 900 | Square Feet | ft2 | 589.0517 | 841.4497 | 2973.2265 | 1 | 1 | 0.455 | 0.525 | 998.5517 | 1250.9497 | 3382.7265 | 1061.5517 | 1313.9497 | 3445.7265 | 2040 | Advanced | 999 | Prevailing local wages, Drive time, Local code requirements, Access, Presence/condition/type of existing insulation, Existing construction and materials, Moisture issues present, Presence of hazardous materials, Presence of hazardous materials, Extent of preparation, Accommodation for termite inspections | 3 | 75 | 0.2668 | 2023 | Assumes for the reference case that raw material prices will increase over the coming decades. Assumed for the advanced case that energy dependency will move away from oil and gas causing a higher supply of raw materials used to make insulation which will lower the material costs. Typical costs assume a wall area of 900 sq ft as an example based on average sqft of a house to be 2,025, though wall areas and insulation amounts vary greatly by building.
123 | 2023 | Residential | Envelope | Rim Joist | Rigid Foam (XPS) |  | Rim Joist Rigid Foam (XPS) | 2023$/sqft | Rim Joist Rigid Foam (XPS) |  | 0.0952 | 0.13505 | 0.17583 | R-value | ft2*degF*h/Btu | 1 | 6 | 20 | 20 | 0 | 0 | 0 | Square Feet | ft2 | 0 | 900 | 0 | 0 | 0.050575 | 0.077913 | 2.0834 | 900 | Square Feet | ft2 | 559.5991 | 799.3772 | 2824.5652 | 1 | 1 | 0.455 | 0.525 | 969.0991 | 1208.8772 | 3234.0652 | 1032.0991 | 1271.8772 | 3297.0652 | 2045 | Advanced | 999 | Prevailing local wages, Drive time, Local code requirements, Access, Presence/condition/type of existing insulation, Existing construction and materials, Moisture issues present, Presence of hazardous materials, Presence of hazardous materials, Extent of preparation, Accommodation for termite inspections | 3 | 75 | 0.2668 | 2023 | Assumes for the reference case that raw material prices will increase over the coming decades. Assumed for the advanced case that energy dependency will move away from oil and gas causing a higher supply of raw materials used to make insulation which will lower the material costs. Typical costs assume a wall area of 900 sq ft as an example based on average sqft of a house to be 2,025, though wall areas and insulation amounts vary greatly by building.
123 | 2023 | Residential | Envelope | Rim Joist | Rigid Foam (XPS) |  | Rim Joist Rigid Foam (XPS) | 2023$/sqft | Rim Joist Rigid Foam (XPS) |  | 0.09019 | 0.12794 | 0.16658 | R-value | ft2*degF*h/Btu | 1 | 6 | 20 | 20 | 0 | 0 | 0 | Square Feet | ft2 | 0 | 900 | 0 | 0 | 0.047914 | 0.073813 | 1.9738 | 900 | Square Feet | ft2 | 530.1465 | 757.3047 | 2675.9039 | 1 | 1 | 0.455 | 0.525 | 939.6465 | 1166.8047 | 3085.4039 | 1002.6465 | 1229.8047 | 3148.4039 | 2050 | Advanced | 999 | Prevailing local wages, Drive time, Local code requirements, Access, Presence/condition/type of existing insulation, Existing construction and materials, Moisture issues present, Presence of hazardous materials, Presence of hazardous materials, Extent of preparation, Accommodation for termite inspections | 3 | 75 | 0.2668 | 2023 | Assumes for the reference case that raw material prices will increase over the coming decades. Assumed for the advanced case that energy dependency will move away from oil and gas causing a higher supply of raw materials used to make insulation which will lower the material costs. Typical costs assume a wall area of 900 sq ft as an example based on average sqft of a house to be 2,025, though wall areas and insulation amounts vary greatly by building.
124 | 2023 | Residential | HVAC | Room AC |  | Electricity | Room Air Conditioner | 2023$ | Room AC | Residential Room Air Conditioner | 350.16 | 364.332 | 311.64 | Cooling Capacity | Tons | 0.41667 | 1 | 2.3333 | 2.3333 | 2.0825 | 6.0694 | 25.4784 | CEER | Unitless | 9.4 | 12 | 15.7 | 15 | 0.19477 | 13.2775 | 2.0019 | 1 |  |  | 375.3448 | 450.4418 | 619.383 | 1 | 1 | 199.5577 | 352.6077 | 574.9025 | 649.9995 | 818.9406 | 727.9525 | 803.0495 | 971.9906 | 2023 | Reference | 10 | Prevailing local wages, Drive time, Local code requirements, Need for condensate line/drain, Condition of existing electrical system, Need for additional wiring/switching, Type of equipment | 4 | 86 | 0.5118 | 2023 | CEER metric does not scale well with predicted cost.
124 | 2023 | Residential | HVAC | Room AC |  | Electricity | Room Air Conditioner | 2023$ | Room AC | Residential Room Air Conditioner | 350.16 | 364.332 | 311.64 | Cooling Capacity | Tons | 0.41667 | 1 | 2.3333 | 2.3333 | 2.0825 | 6.0694 | 25.4784 | CEER | Unitless | 9.4 | 12 | 15.7 | 15 | 0.19477 | 13.2775 | 2.0019 | 1 |  |  | 375.3448 | 450.4418 | 619.383 | 1 | 1 | 199.5577 | 352.6077 | 574.9025 | 649.9995 | 818.9406 | 727.9525 | 803.0495 | 971.9906 | 2030 | Reference | 10 | Prevailing local wages, Drive time, Local code requirements, Need for condensate line/drain, Condition of existing electrical system, Need for additional wiring/switching, Type of equipment | 4 | 86 | 0.5118 | 2023 | CEER metric does not scale well with predicted cost.
124 | 2023 | Residential | HVAC | Room AC |  | Electricity | Room Air Conditioner | 2023$ | Room AC | Residential Room Air Conditioner | 350.16 | 364.332 | 311.64 | Cooling Capacity | Tons | 0.41667 | 1 | 2.3333 | 2.3333 | 2.0825 | 6.0694 | 25.4784 | CEER | Unitless | 9.4 | 12 | 15.7 | 15 | 0.19477 | 13.2775 | 2.0019 | 1 |  |  | 375.3448 | 450.4418 | 619.383 | 1 | 1 | 199.5577 | 352.6077 | 574.9025 | 649.9995 | 818.9406 | 727.9525 | 803.0495 | 971.9906 | 2035 | Reference | 10 | Prevailing local wages, Drive time, Local code requirements, Need for condensate line/drain, Condition of existing electrical system, Need for additional wiring/switching, Type of equipment | 4 | 86 | 0.5118 | 2023 | CEER metric does not scale well with predicted cost.
124 | 2023 | Residential | HVAC | Room AC |  | Electricity | Room Air Conditioner | 2023$ | Room AC | Residential Room Air Conditioner | 350.16 | 364.332 | 311.64 | Cooling Capacity | Tons | 0.41667 | 1 | 2.3333 | 2.3333 | 2.0825 | 6.0694 | 25.4784 | CEER | Unitless | 9.4 | 12 | 15.7 | 15 | 0.19477 | 13.2775 | 2.0019 | 1 |  |  | 375.3448 | 450.4418 | 619.383 | 1 | 1 | 199.5577 | 352.6077 | 574.9025 | 649.9995 | 818.9406 | 727.9525 | 803.0495 | 971.9906 | 2040 | Reference | 10 | Prevailing local wages, Drive time, Local code requirements, Need for condensate line/drain, Condition of existing electrical system, Need for additional wiring/switching, Type of equipment | 4 | 86 | 0.5118 | 2023 | CEER metric does not scale well with predicted cost.
124 | 2023 | Residential | HVAC | Room AC |  | Electricity | Room Air Conditioner | 2023$ | Room AC | Residential Room Air Conditioner | 350.16 | 364.332 | 311.64 | Cooling Capacity | Tons | 0.41667 | 1 | 2.3333 | 2.3333 | 2.0825 | 6.0694 | 25.4784 | CEER | Unitless | 9.4 | 12 | 15.7 | 15 | 0.19477 | 13.2775 | 2.0019 | 1 |  |  | 375.3448 | 450.4418 | 619.383 | 1 | 1 | 199.5577 | 352.6077 | 574.9025 | 649.9995 | 818.9406 | 727.9525 | 803.0495 | 971.9906 | 2045 | Reference | 10 | Prevailing local wages, Drive time, Local code requirements, Need for condensate line/drain, Condition of existing electrical system, Need for additional wiring/switching, Type of equipment | 4 | 86 | 0.5118 | 2023 | CEER metric does not scale well with predicted cost.
124 | 2023 | Residential | HVAC | Room AC |  | Electricity | Room Air Conditioner | 2023$ | Room AC | Residential Room Air Conditioner | 350.16 | 364.332 | 311.64 | Cooling Capacity | Tons | 0.41667 | 1 | 2.3333 | 2.3333 | 2.0825 | 6.0694 | 25.4784 | CEER | Unitless | 9.4 | 12 | 15.7 | 15 | 0.19477 | 13.2775 | 2.0019 | 1 |  |  | 375.3448 | 450.4418 | 619.383 | 1 | 1 | 199.5577 | 352.6077 | 574.9025 | 649.9995 | 818.9406 | 727.9525 | 803.0495 | 971.9906 | 2050 | Reference | 10 | Prevailing local wages, Drive time, Local code requirements, Need for condensate line/drain, Condition of existing electrical system, Need for additional wiring/switching, Type of equipment | 4 | 86 | 0.5118 | 2023 | CEER metric does not scale well with predicted cost.
124 | 2023 | Residential | HVAC | Room AC |  | Electricity | Room Air Conditioner | 2023$ | Room AC | Residential Room Air Conditioner | 350.16 | 364.332 | 311.64 | Cooling Capacity | Tons | 0.41667 | 1 | 2.3333 | 2.3333 | 2.0825 | 6.0694 | 25.4784 | CEER | Unitless | 9.4 | 12 | 15.7 | 15 | 0.19477 | 13.2775 | 2.0019 | 1 |  |  | 375.3448 | 450.4418 | 619.383 | 1 | 1 | 199.5577 | 352.6077 | 574.9025 | 649.9995 | 818.9406 | 727.9525 | 803.0495 | 971.9906 | 2023 | Intermediate | 10 | Prevailing local wages, Drive time, Local code requirements, Need for condensate line/drain, Condition of existing electrical system, Need for additional wiring/switching, Type of equipment | 4 | 86 | 0.5118 | 2023 | CEER metric does not scale well with predicted cost.
124 | 2023 | Residential | HVAC | Room AC |  | Electricity | Room Air Conditioner | 2023$ | Room AC | Residential Room Air Conditioner | 350.16 | 364.332 | 311.64 | Cooling Capacity | Tons | 0.41667 | 1 | 2.3333 | 2.3333 | 2.0825 | 6.0694 | 25.4784 | CEER | Unitless | 9.4 | 14 | 16.1 | 15 | 0.19477 | 13.2775 | 2.0019 | 1 |  |  | 379.5098 | 462.5806 | 670.3398 | 1 | 1 | 199.5577 | 352.6077 | 579.0675 | 662.1382 | 869.8975 | 732.1175 | 815.1882 | 1022.9475 | 2030 | Intermediate | 10 | Prevailing local wages, Drive time, Local code requirements, Need for condensate line/drain, Condition of existing electrical system, Need for additional wiring/switching, Type of equipment | 4 | 86 | 0.5118 | 2023 | CEER metric does not scale well with predicted cost.
124 | 2023 | Residential | HVAC | Room AC |  | Electricity | Room Air Conditioner | 2023$ | Room AC | Residential Room Air Conditioner | 350.16 | 364.332 | 311.64 | Cooling Capacity | Tons | 0.41667 | 1 | 2.3333 | 2.3333 | 2.0825 | 6.0694 | 25.4784 | CEER | Unitless | 9.4 | 14.25 | 16.35 | 15 | 0.19477 | 13.2775 | 2.0019 | 1 |  |  | 380.0304 | 464.0979 | 676.7094 | 1 | 1 | 199.5577 | 352.6077 | 579.5881 | 663.6556 | 876.2671 | 732.6381 | 816.7056 | 1029.3171 | 2035 | Intermediate | 10 | Prevailing local wages, Drive time, Local code requirements, Need for condensate line/drain, Condition of existing electrical system, Need for additional wiring/switching, Type of equipment | 4 | 86 | 0.5118 | 2023 | CEER metric does not scale well with predicted cost.
124 | 2023 | Residential | HVAC | Room AC |  | Electricity | Room Air Conditioner | 2023$ | Room AC | Residential Room Air Conditioner | 350.16 | 364.332 | 311.64 | Cooling Capacity | Tons | 0.41667 | 1 | 2.3333 | 2.3333 | 2.0825 | 6.0694 | 25.4784 | CEER | Unitless | 9.4 | 14.5 | 16.6 | 15 | 0.19477 | 13.2775 | 2.0019 | 1 |  |  | 380.551 | 465.6152 | 683.079 | 1 | 1 | 199.5577 | 352.6077 | 580.1087 | 665.1729 | 882.6367 | 733.1587 | 818.2229 | 1035.6867 | 2040 | Intermediate | 10 | Prevailing local wages, Drive time, Local code requirements, Need for condensate line/drain, Condition of existing electrical system, Need for additional wiring/switching, Type of equipment | 4 | 86 | 0.5118 | 2023 | CEER metric does not scale well with predicted cost.
124 | 2023 | Residential | HVAC | Room AC |  | Electricity | Room Air Conditioner | 2023$ | Room AC | Residential Room Air Conditioner | 350.16 | 364.332 | 311.64 | Cooling Capacity | Tons | 0.41667 | 1 | 2.3333 | 2.3333 | 2.0825 | 6.0694 | 25.4784 | CEER | Unitless | 9.4 | 14.625 | 16.725 | 15 | 0.19477 | 13.2775 | 2.0019 | 1 |  |  | 380.8113 | 466.3739 | 686.2638 | 1 | 1 | 199.5577 | 352.6077 | 580.369 | 665.9316 | 885.8215 | 733.419 | 818.9816 | 1038.8715 | 2045 | Intermediate | 10 | Prevailing local wages, Drive time, Local code requirements, Need for condensate line/drain, Condition of existing electrical system, Need for additional wiring/switching, Type of equipment | 4 | 86 | 0.5118 | 2023 | CEER metric does not scale well with predicted cost.
124 | 2023 | Residential | HVAC | Room AC |  | Electricity | Room Air Conditioner | 2023$ | Room AC | Residential Room Air Conditioner | 350.16 | 364.332 | 311.64 | Cooling Capacity | Tons | 0.41667 | 1 | 2.3333 | 2.3333 | 2.0825 | 6.0694 | 25.4784 | CEER | Unitless | 9.4 | 14.75 | 16.85 | 15 | 0.19477 | 13.2775 | 2.0019 | 1 |  |  | 381.0717 | 467.1326 | 689.4486 | 1 | 1 | 199.5577 | 352.6077 | 580.6293 | 666.6903 | 889.0063 | 733.6793 | 819.7403 | 1042.0563 | 2050 | Intermediate | 10 | Prevailing local wages, Drive time, Local code requirements, Need for condensate line/drain, Condition of existing electrical system, Need for additional wiring/switching, Type of equipment | 4 | 86 | 0.5118 | 2023 | CEER metric does not scale well with predicted cost.
124 | 2023 | Residential | HVAC | Room AC |  | Electricity | Room Air Conditioner | 2023$ | Room AC | Residential Room Air Conditioner | 350.16 | 364.332 | 311.64 | Cooling Capacity | Tons | 0.41667 | 1 | 2.3333 | 2.3333 | 2.0825 | 6.0694 | 25.4784 | CEER | Unitless | 9.4 | 12 | 15.7 | 15 | 0.19477 | 13.2775 | 2.0019 | 1 |  |  | 375.3448 | 450.4418 | 619.383 | 1 | 1 | 199.5577 | 352.6077 | 574.9025 | 649.9995 | 818.9406 | 727.9525 | 803.0495 | 971.9906 | 2023 | Advanced | 10 | Prevailing local wages, Drive time, Local code requirements, Need for condensate line/drain, Condition of existing electrical system, Need for additional wiring/switching, Type of equipment | 4 | 86 | 0.5118 | 2023 | CEER metric does not scale well with predicted cost.
124 | 2023 | Residential | HVAC | Room AC |  | Electricity | Room Air Conditioner | 2023$ | Room AC | Residential Room Air Conditioner | 350.16 | 364.332 | 311.64 | Cooling Capacity | Tons | 0.41667 | 1 | 2.3333 | 2.3333 | 2.0825 | 6.0694 | 25.4784 | CEER | Unitless | 9.4 | 16 | 16.5 | 15 | 0.19477 | 13.2775 | 2.0019 | 1 |  |  | 383.6748 | 474.7193 | 721.2967 | 1 | 1 | 199.5577 | 352.6077 | 583.2325 | 674.277 | 920.8543 | 736.2825 | 827.327 | 1073.9043 | 2030 | Advanced | 10 | Prevailing local wages, Drive time, Local code requirements, Need for condensate line/drain, Condition of existing electrical system, Need for additional wiring/switching, Type of equipment | 4 | 86 | 0.5118 | 2023 | CEER metric does not scale well with predicted cost.
124 | 2023 | Residential | HVAC | Room AC |  | Electricity | Room Air Conditioner | 2023$ | Room AC | Residential Room Air Conditioner | 350.16 | 364.332 | 311.64 | Cooling Capacity | Tons | 0.41667 | 1 | 2.3333 | 2.3333 | 2.0825 | 6.0694 | 25.4784 | CEER | Unitless | 9.4 | 16.5 | 17 | 15 | 0.19477 | 13.2775 | 2.0019 | 1 |  |  | 384.716 | 477.754 | 734.0359 | 1 | 1 | 199.5577 | 352.6077 | 584.2737 | 677.3116 | 933.5935 | 737.3237 | 830.3616 | 1086.6435 | 2035 | Advanced | 10 | Prevailing local wages, Drive time, Local code requirements, Need for condensate line/drain, Condition of existing electrical system, Need for additional wiring/switching, Type of equipment | 4 | 86 | 0.5118 | 2023 | CEER metric does not scale well with predicted cost.
124 | 2023 | Residential | HVAC | Room AC |  | Electricity | Room Air Conditioner | 2023$ | Room AC | Residential Room Air Conditioner | 350.16 | 364.332 | 311.64 | Cooling Capacity | Tons | 0.41667 | 1 | 2.3333 | 2.3333 | 2.0825 | 6.0694 | 25.4784 | CEER | Unitless | 9.4 | 17 | 17.5 | 15 | 0.19477 | 13.2775 | 2.0019 | 1 |  |  | 385.7573 | 480.7886 | 746.7751 | 1 | 1 | 199.5577 | 352.6077 | 585.315 | 680.3463 | 946.3328 | 738.365 | 833.3963 | 1099.3828 | 2040 | Advanced | 10 | Prevailing local wages, Drive time, Local code requirements, Need for condensate line/drain, Condition of existing electrical system, Need for additional wiring/switching, Type of equipment | 4 | 86 | 0.5118 | 2023 | CEER metric does not scale well with predicted cost.
124 | 2023 | Residential | HVAC | Room AC |  | Electricity | Room Air Conditioner | 2023$ | Room AC | Residential Room Air Conditioner | 350.16 | 364.332 | 311.64 | Cooling Capacity | Tons | 0.41667 | 1 | 2.3333 | 2.3333 | 2.0825 | 6.0694 | 25.4784 | CEER | Unitless | 9.4 | 17.25 | 17.75 | 15 | 0.19477 | 13.2775 | 2.0019 | 1 |  |  | 386.2779 | 482.306 | 753.1447 | 1 | 1 | 199.5577 | 352.6077 | 585.8356 | 681.8637 | 952.7024 | 738.8856 | 834.9137 | 1105.7524 | 2045 | Advanced | 10 | Prevailing local wages, Drive time, Local code requirements, Need for condensate line/drain, Condition of existing electrical system, Need for additional wiring/switching, Type of equipment | 4 | 86 | 0.5118 | 2023 | CEER metric does not scale well with predicted cost.
124 | 2023 | Residential | HVAC | Room AC |  | Electricity | Room Air Conditioner | 2023$ | Room AC | Residential Room Air Conditioner | 350.16 | 364.332 | 311.64 | Cooling Capacity | Tons | 0.41667 | 1 | 2.3333 | 2.3333 | 2.0825 | 6.0694 | 25.4784 | CEER | Unitless | 9.4 | 17.5 | 18 | 15 | 0.19477 | 13.2775 | 2.0019 | 1 |  |  | 386.7985 | 483.8233 | 759.5143 | 1 | 1 | 199.5577 | 352.6077 | 586.3562 | 683.381 | 959.072 | 739.4062 | 836.431 | 1112.122 | 2050 | Advanced | 10 | Prevailing local wages, Drive time, Local code requirements, Need for condensate line/drain, Condition of existing electrical system, Need for additional wiring/switching, Type of equipment | 4 | 86 | 0.5118 | 2023 | CEER metric does not scale well with predicted cost.
125 | 2023 | Residential | HVAC | Room Air Conditioner | Connected | Electricity | Room Air Conditioner Connected | 2023$ | Room Air Conditioner | Residential Room Air Conditioner | 0 | 0 | 0 | Cooling Capacity | Tons | 0.42 | 0.83 | 1.17 | 2.92 | 0 | 0 | 0 | SEER | Unitless | 855 | 12 | 15 | 286 | 436.568 | 545.71 | 654.852 | 1 |  |  | 436.568 | 545.71 | 654.852 | 1 | 1 | 199.5577 | 352.6077 | 636.1257 | 745.2677 | 854.4097 | 789.1757 | 898.3177 | 1007.4597 | 2023 | Reference | 9.5 | Prevailing local wages, Drive time, Local code requirements, Need for condensate line/drain, Condition of existing electrical system, Need for additional wiring/switching, Type of equipment | 2 | 1433 | 0 | 2020
125 | 2023 | Residential | HVAC | Room Air Conditioner | Connected | Electricity | Room Air Conditioner Connected | 2023$ | Room Air Conditioner |  | 0 | 0 | 0 | Cooling Capacity | Tons | 0.42 | 0.83 | 1.17 | 2.92 | 0 | 0 | 0 | SEER | Unitless | 855 | 12 | 15 | 286 | 383.328 | 479.16 | 574.992 | 1 |  |  | 383.328 | 479.16 | 574.992 | 1 | 1 | 199.5577 | 352.6077 | 582.8857 | 678.7177 | 774.5497 | 735.9357 | 831.7677 | 927.5997 | 2030 | Reference | 9.5 | Prevailing local wages, Drive time, Local code requirements, Need for condensate line/drain, Condition of existing electrical system, Need for additional wiring/switching, Type of equipment | 2 | 1433 | 0 | 2020 | 0
125 | 2023 | Residential | HVAC | Room Air Conditioner | Connected | Electricity | Room Air Conditioner Connected | 2023$ | Room Air Conditioner |  | 0 | 0 | 0 | Cooling Capacity | Tons | 0.42 | 0.83 | 1.17 | 2.92 | 0 | 0 | 0 | SEER | Unitless | 855 | 12.75 | 15 | 286 | 424.952 | 531.19 | 637.428 | 1 |  |  | 424.952 | 531.19 | 637.428 | 1 | 1 | 199.5577 | 352.6077 | 624.5097 | 730.7477 | 836.9857 | 777.5597 | 883.7977 | 990.0357 | 2035 | Reference | 9.5 | Prevailing local wages, Drive time, Local code requirements, Need for condensate line/drain, Condition of existing electrical system, Need for additional wiring/switching, Type of equipment | 2 | 1433 | 0 | 2020 | 0
125 | 2023 | Residential | HVAC | Room Air Conditioner | Connected | Electricity | Room Air Conditioner Connected | 2023$ | Room Air Conditioner |  | 0 | 0 | 0 | Cooling Capacity | Tons | 0.42 | 0.83 | 1.17 | 2.92 | 0 | 0 | 0 | SEER | Unitless | 855 | 13.5 | 15 | 286 | 466.576 | 583.22 | 699.864 | 1 |  |  | 466.576 | 583.22 | 699.864 | 1 | 1 | 199.5577 | 352.6077 | 666.1337 | 782.7777 | 899.4217 | 819.1837 | 935.8277 | 1052.4717 | 2040 | Reference | 9.5 | Prevailing local wages, Drive time, Local code requirements, Need for condensate line/drain, Condition of existing electrical system, Need for additional wiring/switching, Type of equipment | 2 | 1433 | 0 | 2020 | 0
125 | 2023 | Residential | HVAC | Room Air Conditioner | Connected | Electricity | Room Air Conditioner Connected | 2023$ | Room Air Conditioner |  | 0 | 0 | 0 | Cooling Capacity | Tons | 0.42 | 0.83 | 1.17 | 2.92 | 0 | 0 | 0 | SEER | Unitless | 855 | 13.5 | 15 | 286 | 466.576 | 583.22 | 699.864 | 1 |  |  | 466.576 | 583.22 | 699.864 | 1 | 1 | 199.5577 | 352.6077 | 666.1337 | 782.7777 | 899.4217 | 819.1837 | 935.8277 | 1052.4717 | 2045 | Reference | 9.5 | Prevailing local wages, Drive time, Local code requirements, Need for condensate line/drain, Condition of existing electrical system, Need for additional wiring/switching, Type of equipment | 2 | 1433 | 0 | 2020 | 0
125 | 2023 | Residential | HVAC | Room Air Conditioner | Connected | Electricity | Room Air Conditioner Connected | 2023$ | Room Air Conditioner |  | 0 | 0 | 0 | Cooling Capacity | Tons | 0.42 | 0.83 | 1.17 | 2.92 | 0 | 0 | 0 | SEER | Unitless | 855 | 13.5 | 15 | 286 | 466.576 | 583.22 | 699.864 | 1 |  |  | 466.576 | 583.22 | 699.864 | 1 | 1 | 199.5577 | 352.6077 | 666.1337 | 782.7777 | 899.4217 | 819.1837 | 935.8277 | 1052.4717 | 2050 | Reference | 9.5 | Prevailing local wages, Drive time, Local code requirements, Need for condensate line/drain, Condition of existing electrical system, Need for additional wiring/switching, Type of equipment | 2 | 1433 | 0 | 2020 | 0
125 | 2023 | Residential | HVAC | Room Air Conditioner | Connected | Electricity | Room Air Conditioner Connected | 2023$ | Room Air Conditioner |  | 0 | 0 | 0 | Cooling Capacity | Tons | 0.42 | 0.83 | 1.17 | 2.92 | 0 | 0 | 0 | SEER | Unitless | 855 | 12 | 15 | 286 | 436.568 | 545.71 | 654.852 | 1 |  |  | 436.568 | 545.71 | 654.852 | 1 | 1 | 199.5577 | 352.6077 | 636.1257 | 745.2677 | 854.4097 | 789.1757 | 898.3177 | 1007.4597 | 2023 | Intermediate | 9.5 | Prevailing local wages, Drive time, Local code requirements, Need for condensate line/drain, Condition of existing electrical system, Need for additional wiring/switching, Type of equipment | 2 | 1433 | 0 | 2020 | 0
125 | 2023 | Residential | HVAC | Room Air Conditioner | Connected | Electricity | Room Air Conditioner Connected | 2023$ | Room Air Conditioner |  | 0 | 0 | 0 | Cooling Capacity | Tons | 0.42 | 0.83 | 1.17 | 2.92 | 0 | 0 | 0 | SEER | Unitless | 855 | 12 | 15 | 286 | 383.328 | 479.16 | 574.992 | 1 |  |  | 383.328 | 479.16 | 574.992 | 1 | 1 | 199.5577 | 352.6077 | 582.8857 | 678.7177 | 774.5497 | 735.9357 | 831.7677 | 927.5997 | 2030 | Intermediate | 9.5 | Prevailing local wages, Drive time, Local code requirements, Need for condensate line/drain, Condition of existing electrical system, Need for additional wiring/switching, Type of equipment | 2 | 1433 | 0 | 2020 | 0
125 | 2023 | Residential | HVAC | Room Air Conditioner | Connected | Electricity | Room Air Conditioner Connected | 2023$ | Room Air Conditioner |  | 0 | 0 | 0 | Cooling Capacity | Tons | 0.42 | 0.83 | 1.17 | 2.92 | 0 | 0 | 0 | SEER | Unitless | 855 | 12.75 | 15 | 286 | 424.952 | 531.19 | 637.428 | 1 |  |  | 424.952 | 531.19 | 637.428 | 1 | 1 | 199.5577 | 352.6077 | 624.5097 | 730.7477 | 836.9857 | 777.5597 | 883.7977 | 990.0357 | 2035 | Intermediate | 9.5 | Prevailing local wages, Drive time, Local code requirements, Need for condensate line/drain, Condition of existing electrical system, Need for additional wiring/switching, Type of equipment | 2 | 1433 | 0 | 2020 | 0
125 | 2023 | Residential | HVAC | Room Air Conditioner | Connected | Electricity | Room Air Conditioner Connected | 2023$ | Room Air Conditioner |  | 0 | 0 | 0 | Cooling Capacity | Tons | 0.42 | 0.83 | 1.17 | 2.92 | 0 | 0 | 0 | SEER | Unitless | 855 | 13.5 | 15 | 286 | 466.576 | 583.22 | 699.864 | 1 |  |  | 466.576 | 583.22 | 699.864 | 1 | 1 | 199.5577 | 352.6077 | 666.1337 | 782.7777 | 899.4217 | 819.1837 | 935.8277 | 1052.4717 | 2040 | Intermediate | 9.5 | Prevailing local wages, Drive time, Local code requirements, Need for condensate line/drain, Condition of existing electrical system, Need for additional wiring/switching, Type of equipment | 2 | 1433 | 0 | 2020 | 0
125 | 2023 | Residential | HVAC | Room Air Conditioner | Connected | Electricity | Room Air Conditioner Connected | 2023$ | Room Air Conditioner |  | 0 | 0 | 0 | Cooling Capacity | Tons | 0.42 | 0.83 | 1.17 | 2.92 | 0 | 0 | 0 | SEER | Unitless | 855 | 13.5 | 15 | 286 | 466.576 | 583.22 | 699.864 | 1 |  |  | 466.576 | 583.22 | 699.864 | 1 | 1 | 199.5577 | 352.6077 | 666.1337 | 782.7777 | 899.4217 | 819.1837 | 935.8277 | 1052.4717 | 2045 | Intermediate | 9.5 | Prevailing local wages, Drive time, Local code requirements, Need for condensate line/drain, Condition of existing electrical system, Need for additional wiring/switching, Type of equipment | 2 | 1433 | 0 | 2020 | 0
125 | 2023 | Residential | HVAC | Room Air Conditioner | Connected | Electricity | Room Air Conditioner Connected | 2023$ | Room Air Conditioner |  | 0 | 0 | 0 | Cooling Capacity | Tons | 0.42 | 0.83 | 1.17 | 2.92 | 0 | 0 | 0 | SEER | Unitless | 855 | 13.5 | 15 | 286 | 466.576 | 583.22 | 699.864 | 1 |  |  | 466.576 | 583.22 | 699.864 | 1 | 1 | 199.5577 | 352.6077 | 666.1337 | 782.7777 | 899.4217 | 819.1837 | 935.8277 | 1052.4717 | 2050 | Intermediate | 9.5 | Prevailing local wages, Drive time, Local code requirements, Need for condensate line/drain, Condition of existing electrical system, Need for additional wiring/switching, Type of equipment | 2 | 1433 | 0 | 2020 | 0
125 | 2023 | Residential | HVAC | Room Air Conditioner | Connected | Electricity | Room Air Conditioner Connected | 2023$ | Room Air Conditioner |  | 0 | 0 | 0 | Cooling Capacity | Tons | 0.42 | 0.83 | 1.17 | 2.92 | 0 | 0 | 0 | SEER | Unitless | 855 | 12 | 15 | 286 | 436.568 | 545.71 | 654.852 | 1 |  |  | 436.568 | 545.71 | 654.852 | 1 | 1 | 199.5577 | 352.6077 | 636.1257 | 745.2677 | 854.4097 | 789.1757 | 898.3177 | 1007.4597 | 2023 | Advanced | 9.5 | Prevailing local wages, Drive time, Local code requirements, Need for condensate line/drain, Condition of existing electrical system, Need for additional wiring/switching, Type of equipment | 2 | 1433 | 0 | 2020 | 0
125 | 2023 | Residential | HVAC | Room Air Conditioner | Connected | Electricity | Room Air Conditioner Connected | 2023$ | Room Air Conditioner |  | 0 | 0 | 0 | Cooling Capacity | Tons | 0.42 | 0.83 | 1.17 | 2.92 | 0 | 0 | 0 | SEER | Unitless | 855 | 12 | 15 | 286 | 383.328 | 479.16 | 574.992 | 1 |  |  | 383.328 | 479.16 | 574.992 | 1 | 1 | 199.5577 | 352.6077 | 582.8857 | 678.7177 | 774.5497 | 735.9357 | 831.7677 | 927.5997 | 2030 | Advanced | 9.5 | Prevailing local wages, Drive time, Local code requirements, Need for condensate line/drain, Condition of existing electrical system, Need for additional wiring/switching, Type of equipment | 2 | 1433 | 0 | 2020 | 0
125 | 2023 | Residential | HVAC | Room Air Conditioner | Connected | Electricity | Room Air Conditioner Connected | 2023$ | Room Air Conditioner |  | 0 | 0 | 0 | Cooling Capacity | Tons | 0.42 | 0.83 | 1.17 | 2.92 | 0 | 0 | 0 | SEER | Unitless | 855 | 12.75 | 15 | 286 | 424.952 | 531.19 | 637.428 | 1 |  |  | 424.952 | 531.19 | 637.428 | 1 | 1 | 199.5577 | 352.6077 | 624.5097 | 730.7477 | 836.9857 | 777.5597 | 883.7977 | 990.0357 | 2035 | Advanced | 9.5 | Prevailing local wages, Drive time, Local code requirements, Need for condensate line/drain, Condition of existing electrical system, Need for additional wiring/switching, Type of equipment | 2 | 1433 | 0 | 2020 | 0
125 | 2023 | Residential | HVAC | Room Air Conditioner | Connected | Electricity | Room Air Conditioner Connected | 2023$ | Room Air Conditioner |  | 0 | 0 | 0 | Cooling Capacity | Tons | 0.42 | 0.83 | 1.17 | 2.92 | 0 | 0 | 0 | SEER | Unitless | 855 | 13.5 | 15 | 286 | 466.576 | 583.22 | 699.864 | 1 |  |  | 466.576 | 583.22 | 699.864 | 1 | 1 | 199.5577 | 352.6077 | 666.1337 | 782.7777 | 899.4217 | 819.1837 | 935.8277 | 1052.4717 | 2040 | Advanced | 9.5 | Prevailing local wages, Drive time, Local code requirements, Need for condensate line/drain, Condition of existing electrical system, Need for additional wiring/switching, Type of equipment | 2 | 1433 | 0 | 2020 | 0
125 | 2023 | Residential | HVAC | Room Air Conditioner | Connected | Electricity | Room Air Conditioner Connected | 2023$ | Room Air Conditioner |  | 0 | 0 | 0 | Cooling Capacity | Tons | 0.42 | 0.83 | 1.17 | 2.92 | 0 | 0 | 0 | SEER | Unitless | 855 | 13.5 | 15 | 286 | 466.576 | 583.22 | 699.864 | 1 |  |  | 466.576 | 583.22 | 699.864 | 1 | 1 | 199.5577 | 352.6077 | 666.1337 | 782.7777 | 899.4217 | 819.1837 | 935.8277 | 1052.4717 | 2045 | Advanced | 9.5 | Prevailing local wages, Drive time, Local code requirements, Need for condensate line/drain, Condition of existing electrical system, Need for additional wiring/switching, Type of equipment | 2 | 1433 | 0 | 2020 | 0
125 | 2023 | Residential | HVAC | Room Air Conditioner | Connected | Electricity | Room Air Conditioner Connected | 2023$ | Room Air Conditioner |  | 0 | 0 | 0 | Cooling Capacity | Tons | 0.42 | 0.83 | 1.17 | 2.92 | 0 | 0 | 0 | SEER | Unitless | 855 | 13.5 | 15 | 286 | 466.576 | 583.22 | 699.864 | 1 |  |  | 466.576 | 583.22 | 699.864 | 1 | 1 | 199.5577 | 352.6077 | 666.1337 | 782.7777 | 899.4217 | 819.1837 | 935.8277 | 1052.4717 | 2050 | Advanced | 9.5 | Prevailing local wages, Drive time, Local code requirements, Need for condensate line/drain, Condition of existing electrical system, Need for additional wiring/switching, Type of equipment | 2 | 1433 | 0 | 2020 | 0
126 | 2023 | Residential | Controls | Smart Home Energy Management Systems |  | Electricity | SHEMS | 2023$ |  |  | 0 | 0 | 0 | Energy Savings Fraction | Unitless | 0.05 | 0.135 | 0.22 | 0.22 | 0 | 0 | 0 | N/A | N/A | 0 | 0 | 0 | 0 | 1285.104 | 1606.38 | 1927.656 | 1 |  |  | 1285.104 | 1606.38 | 1927.656 | 1 | 1 | 637.38 | 637.38 | 1922.484 | 2243.76 | 2565.036 | 1922.484 | 2243.76 | 2565.036 | 2023 | Reference | 9.5 | Prevailing local wages, Drive time, Local code requirements, Condition of existing electrical system, Need for additional wiring/switching, Type of equipment | 2 | 2 | 0 | 2020
126 | 2023 | Residential | Controls | Smart Home Energy Management Systems |  | Electricity | SHEMS | 2023$ |  |  | 0 | 0 | 0 | Energy Savings Fraction | Unitless | 0.05 | 0.135 | 0.22 | 0.22 | 0 | 0 | 0 | N/A | N/A | 0 | 0 | 0 | 0 | 1014.1483 | 1267.6854 | 1521.2225 | 1 |  |  | 1014.1483 | 1267.6854 | 1521.2225 | 1 | 1 | 637.38 | 637.38 | 1651.5283 | 1905.0654 | 2158.6025 | 1651.5283 | 1905.0654 | 2158.6025 | 2030 | Reference | 9.5 | Prevailing local wages, Drive time, Local code requirements, Condition of existing electrical system, Need for additional wiring/switching, Type of equipment | 2 | 2 | 0 | 2020 | 0
126 | 2023 | Residential | Controls | Smart Home Energy Management Systems |  | Electricity | SHEMS | 2023$ |  |  | 0 | 0 | 0 | Energy Savings Fraction | Unitless | 0.05 | 0.135 | 0.22 | 0.22 | 0 | 0 | 0 | N/A | N/A | 0 | 0 | 0 | 0 | 973.9888 | 1217.486 | 1460.9833 | 1 |  |  | 973.9888 | 1217.486 | 1460.9833 | 1 | 1 | 637.38 | 637.38 | 1611.3688 | 1854.866 | 2098.3633 | 1611.3688 | 1854.866 | 2098.3633 | 2035 | Reference | 9.5 | Prevailing local wages, Drive time, Local code requirements, Condition of existing electrical system, Need for additional wiring/switching, Type of equipment | 2 | 2 | 0 | 2020 | 0
126 | 2023 | Residential | Controls | Smart Home Energy Management Systems |  | Electricity | SHEMS | 2023$ |  |  | 0 | 0 | 0 | Energy Savings Fraction | Unitless | 0.05 | 0.135 | 0.22 | 0.22 | 0 | 0 | 0 | N/A | N/A | 0 | 0 | 0 | 0 | 933.8293 | 1167.2867 | 1400.744 | 1 |  |  | 933.8293 | 1167.2867 | 1400.744 | 1 | 1 | 637.38 | 637.38 | 1571.2093 | 1804.6667 | 2038.124 | 1571.2093 | 1804.6667 | 2038.124 | 2040 | Reference | 9.5 | Prevailing local wages, Drive time, Local code requirements, Condition of existing electrical system, Need for additional wiring/switching, Type of equipment | 2 | 2 | 0 | 2020 | 0
126 | 2023 | Residential | Controls | Smart Home Energy Management Systems |  | Electricity | SHEMS | 2023$ |  |  | 0 | 0 | 0 | Energy Savings Fraction | Unitless | 0.05 | 0.135 | 0.22 | 0.22 | 0 | 0 | 0 | N/A | N/A | 0 | 0 | 0 | 0 | 907.2176 | 1134.022 | 1360.8264 | 1 |  |  | 907.2176 | 1134.022 | 1360.8264 | 1 | 1 | 637.38 | 637.38 | 1544.5976 | 1771.402 | 1998.2064 | 1544.5976 | 1771.402 | 1998.2064 | 2045 | Reference | 9.5 | Prevailing local wages, Drive time, Local code requirements, Condition of existing electrical system, Need for additional wiring/switching, Type of equipment | 2 | 2 | 0 | 2020 | 0
126 | 2023 | Residential | Controls | Smart Home Energy Management Systems |  | Electricity | SHEMS | 2023$ |  |  | 0 | 0 | 0 | Energy Savings Fraction | Unitless | 0.05 | 0.135 | 0.22 | 0.22 | 0 | 0 | 0 | N/A | N/A | 0 | 0 | 0 | 0 | 880.6059 | 1100.7574 | 1320.9089 | 1 |  |  | 880.6059 | 1100.7574 | 1320.9089 | 1 | 1 | 637.38 | 637.38 | 1517.9859 | 1738.1374 | 1958.2889 | 1517.9859 | 1738.1374 | 1958.2889 | 2050 | Reference | 9.5 | Prevailing local wages, Drive time, Local code requirements, Condition of existing electrical system, Need for additional wiring/switching, Type of equipment | 2 | 2 | 0 | 2020 | 0
126 | 2023 | Residential | Controls | Smart Home Energy Management Systems |  | Electricity | SHEMS | 2023$ |  |  | 0 | 0 | 0 | Energy Savings Fraction | Unitless | 0.05 | 0.135 | 0.22 | 0.22 | 0 | 0 | 0 | N/A | N/A | 0 | 0 | 0 | 0 | 1285.104 | 1606.38 | 1927.656 | 1 |  |  | 1285.104 | 1606.38 | 1927.656 | 1 | 1 | 637.38 | 637.38 | 1922.484 | 2243.76 | 2565.036 | 1922.484 | 2243.76 | 2565.036 | 2023 | Intermediate | 9.5 | Prevailing local wages, Drive time, Local code requirements, Condition of existing electrical system, Need for additional wiring/switching, Type of equipment | 2 | 2 | 0 | 2020 | 0
126 | 2023 | Residential | Controls | Smart Home Energy Management Systems |  | Electricity | SHEMS | 2023$ |  |  | 0 | 0 | 0 | Energy Savings Fraction | Unitless | 0.05 | 0.135 | 0.22 | 0.22 | 0 | 0 | 0 | N/A | N/A | 0 | 0 | 0 | 0 | 1014.1483 | 1267.6854 | 1521.2225 | 1 |  |  | 1014.1483 | 1267.6854 | 1521.2225 | 1 | 1 | 637.38 | 637.38 | 1651.5283 | 1905.0654 | 2158.6025 | 1651.5283 | 1905.0654 | 2158.6025 | 2030 | Intermediate | 9.5 | Prevailing local wages, Drive time, Local code requirements, Condition of existing electrical system, Need for additional wiring/switching, Type of equipment | 2 | 2 | 0 | 2020 | 0
126 | 2023 | Residential | Controls | Smart Home Energy Management Systems |  | Electricity | SHEMS | 2023$ |  |  | 0 | 0 | 0 | Energy Savings Fraction | Unitless | 0.05 | 0.135 | 0.22 | 0.22 | 0 | 0 | 0 | N/A | N/A | 0 | 0 | 0 | 0 | 973.9888 | 1217.486 | 1460.9833 | 1 |  |  | 973.9888 | 1217.486 | 1460.9833 | 1 | 1 | 637.38 | 637.38 | 1611.3688 | 1854.866 | 2098.3633 | 1611.3688 | 1854.866 | 2098.3633 | 2035 | Intermediate | 9.5 | Prevailing local wages, Drive time, Local code requirements, Condition of existing electrical system, Need for additional wiring/switching, Type of equipment | 2 | 2 | 0 | 2020 | 0
126 | 2023 | Residential | Controls | Smart Home Energy Management Systems |  | Electricity | SHEMS | 2023$ |  |  | 0 | 0 | 0 | Energy Savings Fraction | Unitless | 0.05 | 0.135 | 0.22 | 0.22 | 0 | 0 | 0 | N/A | N/A | 0 | 0 | 0 | 0 | 933.8293 | 1167.2867 | 1400.744 | 1 |  |  | 933.8293 | 1167.2867 | 1400.744 | 1 | 1 | 637.38 | 637.38 | 1571.2093 | 1804.6667 | 2038.124 | 1571.2093 | 1804.6667 | 2038.124 | 2040 | Intermediate | 9.5 | Prevailing local wages, Drive time, Local code requirements, Condition of existing electrical system, Need for additional wiring/switching, Type of equipment | 2 | 2 | 0 | 2020 | 0
126 | 2023 | Residential | Controls | Smart Home Energy Management Systems |  | Electricity | SHEMS | 2023$ |  |  | 0 | 0 | 0 | Energy Savings Fraction | Unitless | 0.05 | 0.135 | 0.22 | 0.22 | 0 | 0 | 0 | N/A | N/A | 0 | 0 | 0 | 0 | 907.2176 | 1134.022 | 1360.8264 | 1 |  |  | 907.2176 | 1134.022 | 1360.8264 | 1 | 1 | 637.38 | 637.38 | 1544.5976 | 1771.402 | 1998.2064 | 1544.5976 | 1771.402 | 1998.2064 | 2045 | Intermediate | 9.5 | Prevailing local wages, Drive time, Local code requirements, Condition of existing electrical system, Need for additional wiring/switching, Type of equipment | 2 | 2 | 0 | 2020 | 0
126 | 2023 | Residential | Controls | Smart Home Energy Management Systems |  | Electricity | SHEMS | 2023$ |  |  | 0 | 0 | 0 | Energy Savings Fraction | Unitless | 0.05 | 0.135 | 0.22 | 0.22 | 0 | 0 | 0 | N/A | N/A | 0 | 0 | 0 | 0 | 880.6059 | 1100.7574 | 1320.9089 | 1 |  |  | 880.6059 | 1100.7574 | 1320.9089 | 1 | 1 | 637.38 | 637.38 | 1517.9859 | 1738.1374 | 1958.2889 | 1517.9859 | 1738.1374 | 1958.2889 | 2050 | Intermediate | 9.5 | Prevailing local wages, Drive time, Local code requirements, Condition of existing electrical system, Need for additional wiring/switching, Type of equipment | 2 | 2 | 0 | 2020 | 0
126 | 2023 | Residential | Controls | Smart Home Energy Management Systems |  | Electricity | SHEMS | 2023$ |  |  | 0 | 0 | 0 | Energy Savings Fraction | Unitless | 0.05 | 0.135 | 0.22 | 0.22 | 0 | 0 | 0 | N/A | N/A | 0 | 0 | 0 | 0 | 1285.104 | 1606.38 | 1927.656 | 1 |  |  | 1285.104 | 1606.38 | 1927.656 | 1 | 1 | 637.38 | 637.38 | 1922.484 | 2243.76 | 2565.036 | 1922.484 | 2243.76 | 2565.036 | 2023 | Advanced | 9.5 | Prevailing local wages, Drive time, Local code requirements, Condition of existing electrical system, Need for additional wiring/switching, Type of equipment | 2 | 2 | 0 | 2020 | 0
126 | 2023 | Residential | Controls | Smart Home Energy Management Systems |  | Electricity | SHEMS | 2023$ |  |  | 0 | 0 | 0 | Energy Savings Fraction | Unitless | 0.05 | 0.135 | 0.22 | 0.22 | 0 | 0 | 0 | N/A | N/A | 0 | 0 | 0 | 0 | 1014.1483 | 1267.6854 | 1521.2225 | 1 |  |  | 1014.1483 | 1267.6854 | 1521.2225 | 1 | 1 | 637.38 | 637.38 | 1651.5283 | 1905.0654 | 2158.6025 | 1651.5283 | 1905.0654 | 2158.6025 | 2030 | Advanced | 9.5 | Prevailing local wages, Drive time, Local code requirements, Condition of existing electrical system, Need for additional wiring/switching, Type of equipment | 2 | 2 | 0 | 2020 | 0
126 | 2023 | Residential | Controls | Smart Home Energy Management Systems |  | Electricity | SHEMS | 2023$ |  |  | 0 | 0 | 0 | Energy Savings Fraction | Unitless | 0.05 | 0.135 | 0.22 | 0.22 | 0 | 0 | 0 | N/A | N/A | 0 | 0 | 0 | 0 | 973.9888 | 1217.486 | 1460.9833 | 1 |  |  | 973.9888 | 1217.486 | 1460.9833 | 1 | 1 | 637.38 | 637.38 | 1611.3688 | 1854.866 | 2098.3633 | 1611.3688 | 1854.866 | 2098.3633 | 2035 | Advanced | 9.5 | Prevailing local wages, Drive time, Local code requirements, Condition of existing electrical system, Need for additional wiring/switching, Type of equipment | 2 | 2 | 0 | 2020 | 0
126 | 2023 | Residential | Controls | Smart Home Energy Management Systems |  | Electricity | SHEMS | 2023$ |  |  | 0 | 0 | 0 | Energy Savings Fraction | Unitless | 0.05 | 0.135 | 0.22 | 0.22 | 0 | 0 | 0 | N/A | N/A | 0 | 0 | 0 | 0 | 933.8293 | 1167.2867 | 1400.744 | 1 |  |  | 933.8293 | 1167.2867 | 1400.744 | 1 | 1 | 637.38 | 637.38 | 1571.2093 | 1804.6667 | 2038.124 | 1571.2093 | 1804.6667 | 2038.124 | 2040 | Advanced | 9.5 | Prevailing local wages, Drive time, Local code requirements, Condition of existing electrical system, Need for additional wiring/switching, Type of equipment | 2 | 2 | 0 | 2020 | 0
126 | 2023 | Residential | Controls | Smart Home Energy Management Systems |  | Electricity | SHEMS | 2023$ |  |  | 0 | 0 | 0 | Energy Savings Fraction | Unitless | 0.05 | 0.135 | 0.22 | 0.22 | 0 | 0 | 0 | N/A | N/A | 0 | 0 | 0 | 0 | 907.2176 | 1134.022 | 1360.8264 | 1 |  |  | 907.2176 | 1134.022 | 1360.8264 | 1 | 1 | 637.38 | 637.38 | 1544.5976 | 1771.402 | 1998.2064 | 1544.5976 | 1771.402 | 1998.2064 | 2045 | Advanced | 9.5 | Prevailing local wages, Drive time, Local code requirements, Condition of existing electrical system, Need for additional wiring/switching, Type of equipment | 2 | 2 | 0 | 2020 | 0
126 | 2023 | Residential | Controls | Smart Home Energy Management Systems |  | Electricity | SHEMS | 2023$ |  |  | 0 | 0 | 0 | Energy Savings Fraction | Unitless | 0.05 | 0.135 | 0.22 | 0.22 | 0 | 0 | 0 | N/A | N/A | 0 | 0 | 0 | 0 | 880.6059 | 1100.7574 | 1320.9089 | 1 |  |  | 880.6059 | 1100.7574 | 1320.9089 | 1 | 1 | 637.38 | 637.38 | 1517.9859 | 1738.1374 | 1958.2889 | 1517.9859 | 1738.1374 | 1958.2889 | 2050 | Advanced | 9.5 | Prevailing local wages, Drive time, Local code requirements, Condition of existing electrical system, Need for additional wiring/switching, Type of equipment | 2 | 2 | 0 | 2020 | 0
127 | 2023 | Residential | Envelope | Skylight |  |  | Skylight | 2023$ |  |  | 0 | 0 | 0 | N/A | N/A | 0 | 0 | 0 | 0 | 0 | 0 | 0 | N/A | N/A | 0 | 0 | 0 | 0 | 238.6 | 807.5 | 1790.2 | 1 |  |  | 238.6 | 807.5 | 1790.2 | 1 | 1 | 696 | 987 | 934.6 | 1503.5 | 2486.2 | 1225.6 | 1794.5 | 2777.2 | 2023 | Reference | 20 | Prevailing local wages, Drive time, Local code requirements, Access, Incentive programs, Existing construction and materials, Need for additional structural support, Brand recognition, Engineering and design fees, Condition of existing electrical system, Need for additional wiring / switching, Condition of existing duct system, Need for controls and / or zoning, Condition of existing gas line, Electrical infrastructure upgrades, Site assessment, Ceiling height, Coil upgrades | 3 | 38 | 0 | 2023
127 | 2023 | Residential | Envelope | Skylight |  |  | Skylight | 2023$ |  |  | 0 | 0 | 0 | N/A | N/A | 0 | 0 | 0 | 0 | 0 | 0 | 0 | N/A | N/A | 0 | 0 | 0 | 0 | 238.6 | 807.5 | 1790.2 | 1 |  |  | 238.6 | 807.5 | 1790.2 | 1 | 1 | 696 | 987 | 934.6 | 1503.5 | 2486.2 | 1225.6 | 1794.5 | 2777.2 | 2030 | Reference | 20 | Prevailing local wages, Drive time, Local code requirements, Access, Incentive programs, Existing construction and materials, Need for additional structural support, Brand recognition, Engineering and design fees, Condition of existing electrical system, Need for additional wiring / switching, Condition of existing duct system, Need for controls and / or zoning, Condition of existing gas line, Electrical infrastructure upgrades, Site assessment, Ceiling height, Coil upgrades | 3 | 38 | 0 | 2023 | 0
127 | 2023 | Residential | Envelope | Skylight |  |  | Skylight | 2023$ |  |  | 0 | 0 | 0 | N/A | N/A | 0 | 0 | 0 | 0 | 0 | 0 | 0 | N/A | N/A | 0 | 0 | 0 | 0 | 238.6 | 807.5 | 1790.2 | 1 |  |  | 238.6 | 807.5 | 1790.2 | 1 | 1 | 696 | 987 | 934.6 | 1503.5 | 2486.2 | 1225.6 | 1794.5 | 2777.2 | 2035 | Reference | 20 | Prevailing local wages, Drive time, Local code requirements, Access, Incentive programs, Existing construction and materials, Need for additional structural support, Brand recognition, Engineering and design fees, Condition of existing electrical system, Need for additional wiring / switching, Condition of existing duct system, Need for controls and / or zoning, Condition of existing gas line, Electrical infrastructure upgrades, Site assessment, Ceiling height, Coil upgrades | 3 | 38 | 0 | 2023 | 0
127 | 2023 | Residential | Envelope | Skylight |  |  | Skylight | 2023$ |  |  | 0 | 0 | 0 | N/A | N/A | 0 | 0 | 0 | 0 | 0 | 0 | 0 | N/A | N/A | 0 | 0 | 0 | 0 | 238.6 | 807.5 | 1790.2 | 1 |  |  | 238.6 | 807.5 | 1790.2 | 1 | 1 | 696 | 987 | 934.6 | 1503.5 | 2486.2 | 1225.6 | 1794.5 | 2777.2 | 2040 | Reference | 20 | Prevailing local wages, Drive time, Local code requirements, Access, Incentive programs, Existing construction and materials, Need for additional structural support, Brand recognition, Engineering and design fees, Condition of existing electrical system, Need for additional wiring / switching, Condition of existing duct system, Need for controls and / or zoning, Condition of existing gas line, Electrical infrastructure upgrades, Site assessment, Ceiling height, Coil upgrades | 3 | 38 | 0 | 2023 | 0
127 | 2023 | Residential | Envelope | Skylight |  |  | Skylight | 2023$ |  |  | 0 | 0 | 0 | N/A | N/A | 0 | 0 | 0 | 0 | 0 | 0 | 0 | N/A | N/A | 0 | 0 | 0 | 0 | 238.6 | 807.5 | 1790.2 | 1 |  |  | 238.6 | 807.5 | 1790.2 | 1 | 1 | 696 | 987 | 934.6 | 1503.5 | 2486.2 | 1225.6 | 1794.5 | 2777.2 | 2045 | Reference | 20 | Prevailing local wages, Drive time, Local code requirements, Access, Incentive programs, Existing construction and materials, Need for additional structural support, Brand recognition, Engineering and design fees, Condition of existing electrical system, Need for additional wiring / switching, Condition of existing duct system, Need for controls and / or zoning, Condition of existing gas line, Electrical infrastructure upgrades, Site assessment, Ceiling height, Coil upgrades | 3 | 38 | 0 | 2023 | 0
127 | 2023 | Residential | Envelope | Skylight |  |  | Skylight | 2023$ |  |  | 0 | 0 | 0 | N/A | N/A | 0 | 0 | 0 | 0 | 0 | 0 | 0 | N/A | N/A | 0 | 0 | 0 | 0 | 238.6 | 807.5 | 1790.2 | 1 |  |  | 238.6 | 807.5 | 1790.2 | 1 | 1 | 696 | 987 | 934.6 | 1503.5 | 2486.2 | 1225.6 | 1794.5 | 2777.2 | 2050 | Reference | 20 | Prevailing local wages, Drive time, Local code requirements, Access, Incentive programs, Existing construction and materials, Need for additional structural support, Brand recognition, Engineering and design fees, Condition of existing electrical system, Need for additional wiring / switching, Condition of existing duct system, Need for controls and / or zoning, Condition of existing gas line, Electrical infrastructure upgrades, Site assessment, Ceiling height, Coil upgrades | 3 | 38 | 0 | 2023 | 0
127 | 2023 | Residential | Envelope | Skylight |  |  | Skylight | 2023$ |  |  | 0 | 0 | 0 | N/A | N/A | 0 | 0 | 0 | 0 | 0 | 0 | 0 | N/A | N/A | 0 | 0 | 0 | 0 | 238.6 | 807.5 | 1790.2 | 1 |  |  | 238.6 | 807.5 | 1790.2 | 1 | 1 | 696 | 987 | 934.6 | 1503.5 | 2486.2 | 1225.6 | 1794.5 | 2777.2 | 2023 | Intermediate | 20 | Prevailing local wages, Drive time, Local code requirements, Access, Incentive programs, Existing construction and materials, Need for additional structural support, Brand recognition, Engineering and design fees, Condition of existing electrical system, Need for additional wiring / switching, Condition of existing duct system, Need for controls and / or zoning, Condition of existing gas line, Electrical infrastructure upgrades, Site assessment, Ceiling height, Coil upgrades | 3 | 38 | 0 | 2023 | 0
127 | 2023 | Residential | Envelope | Skylight |  |  | Skylight | 2023$ |  |  | 0 | 0 | 0 | N/A | N/A | 0 | 0 | 0 | 0 | 0 | 0 | 0 | N/A | N/A | 0 | 0 | 0 | 0 | 238.6 | 807.5 | 1790.2 | 1 |  |  | 238.6 | 807.5 | 1790.2 | 1 | 1 | 696 | 987 | 934.6 | 1503.5 | 2486.2 | 1225.6 | 1794.5 | 2777.2 | 2030 | Intermediate | 20 | Prevailing local wages, Drive time, Local code requirements, Access, Incentive programs, Existing construction and materials, Need for additional structural support, Brand recognition, Engineering and design fees, Condition of existing electrical system, Need for additional wiring / switching, Condition of existing duct system, Need for controls and / or zoning, Condition of existing gas line, Electrical infrastructure upgrades, Site assessment, Ceiling height, Coil upgrades | 3 | 38 | 0 | 2023 | 0
127 | 2023 | Residential | Envelope | Skylight |  |  | Skylight | 2023$ |  |  | 0 | 0 | 0 | N/A | N/A | 0 | 0 | 0 | 0 | 0 | 0 | 0 | N/A | N/A | 0 | 0 | 0 | 0 | 238.6 | 807.5 | 1790.2 | 1 |  |  | 238.6 | 807.5 | 1790.2 | 1 | 1 | 696 | 987 | 934.6 | 1503.5 | 2486.2 | 1225.6 | 1794.5 | 2777.2 | 2035 | Intermediate | 20 | Prevailing local wages, Drive time, Local code requirements, Access, Incentive programs, Existing construction and materials, Need for additional structural support, Brand recognition, Engineering and design fees, Condition of existing electrical system, Need for additional wiring / switching, Condition of existing duct system, Need for controls and / or zoning, Condition of existing gas line, Electrical infrastructure upgrades, Site assessment, Ceiling height, Coil upgrades | 3 | 38 | 0 | 2023 | 0
127 | 2023 | Residential | Envelope | Skylight |  |  | Skylight | 2023$ |  |  | 0 | 0 | 0 | N/A | N/A | 0 | 0 | 0 | 0 | 0 | 0 | 0 | N/A | N/A | 0 | 0 | 0 | 0 | 238.6 | 807.5 | 1790.2 | 1 |  |  | 238.6 | 807.5 | 1790.2 | 1 | 1 | 696 | 987 | 934.6 | 1503.5 | 2486.2 | 1225.6 | 1794.5 | 2777.2 | 2040 | Intermediate | 20 | Prevailing local wages, Drive time, Local code requirements, Access, Incentive programs, Existing construction and materials, Need for additional structural support, Brand recognition, Engineering and design fees, Condition of existing electrical system, Need for additional wiring / switching, Condition of existing duct system, Need for controls and / or zoning, Condition of existing gas line, Electrical infrastructure upgrades, Site assessment, Ceiling height, Coil upgrades | 3 | 38 | 0 | 2023 | 0
127 | 2023 | Residential | Envelope | Skylight |  |  | Skylight | 2023$ |  |  | 0 | 0 | 0 | N/A | N/A | 0 | 0 | 0 | 0 | 0 | 0 | 0 | N/A | N/A | 0 | 0 | 0 | 0 | 238.6 | 807.5 | 1790.2 | 1 |  |  | 238.6 | 807.5 | 1790.2 | 1 | 1 | 696 | 987 | 934.6 | 1503.5 | 2486.2 | 1225.6 | 1794.5 | 2777.2 | 2045 | Intermediate | 20 | Prevailing local wages, Drive time, Local code requirements, Access, Incentive programs, Existing construction and materials, Need for additional structural support, Brand recognition, Engineering and design fees, Condition of existing electrical system, Need for additional wiring / switching, Condition of existing duct system, Need for controls and / or zoning, Condition of existing gas line, Electrical infrastructure upgrades, Site assessment, Ceiling height, Coil upgrades | 3 | 38 | 0 | 2023 | 0
127 | 2023 | Residential | Envelope | Skylight |  |  | Skylight | 2023$ |  |  | 0 | 0 | 0 | N/A | N/A | 0 | 0 | 0 | 0 | 0 | 0 | 0 | N/A | N/A | 0 | 0 | 0 | 0 | 238.6 | 807.5 | 1790.2 | 1 |  |  | 238.6 | 807.5 | 1790.2 | 1 | 1 | 696 | 987 | 934.6 | 1503.5 | 2486.2 | 1225.6 | 1794.5 | 2777.2 | 2050 | Intermediate | 20 | Prevailing local wages, Drive time, Local code requirements, Access, Incentive programs, Existing construction and materials, Need for additional structural support, Brand recognition, Engineering and design fees, Condition of existing electrical system, Need for additional wiring / switching, Condition of existing duct system, Need for controls and / or zoning, Condition of existing gas line, Electrical infrastructure upgrades, Site assessment, Ceiling height, Coil upgrades | 3 | 38 | 0 | 2023 | 0
127 | 2023 | Residential | Envelope | Skylight |  |  | Skylight | 2023$ |  |  | 0 | 0 | 0 | N/A | N/A | 0 | 0 | 0 | 0 | 0 | 0 | 0 | N/A | N/A | 0 | 0 | 0 | 0 | 238.6 | 807.5 | 1790.2 | 1 |  |  | 238.6 | 807.5 | 1790.2 | 1 | 1 | 696 | 987 | 934.6 | 1503.5 | 2486.2 | 1225.6 | 1794.5 | 2777.2 | 2023 | Advanced | 20 | Prevailing local wages, Drive time, Local code requirements, Access, Incentive programs, Existing construction and materials, Need for additional structural support, Brand recognition, Engineering and design fees, Condition of existing electrical system, Need for additional wiring / switching, Condition of existing duct system, Need for controls and / or zoning, Condition of existing gas line, Electrical infrastructure upgrades, Site assessment, Ceiling height, Coil upgrades | 3 | 38 | 0 | 2023 | 0
127 | 2023 | Residential | Envelope | Skylight |  |  | Skylight | 2023$ |  |  | 0 | 0 | 0 | N/A | N/A | 0 | 0 | 0 | 0 | 0 | 0 | 0 | N/A | N/A | 0 | 0 | 0 | 0 | 238.6 | 807.5 | 1790.2 | 1 |  |  | 238.6 | 807.5 | 1790.2 | 1 | 1 | 696 | 987 | 934.6 | 1503.5 | 2486.2 | 1225.6 | 1794.5 | 2777.2 | 2030 | Advanced | 20 | Prevailing local wages, Drive time, Local code requirements, Access, Incentive programs, Existing construction and materials, Need for additional structural support, Brand recognition, Engineering and design fees, Condition of existing electrical system, Need for additional wiring / switching, Condition of existing duct system, Need for controls and / or zoning, Condition of existing gas line, Electrical infrastructure upgrades, Site assessment, Ceiling height, Coil upgrades | 3 | 38 | 0 | 2023 | 0
127 | 2023 | Residential | Envelope | Skylight |  |  | Skylight | 2023$ |  |  | 0 | 0 | 0 | N/A | N/A | 0 | 0 | 0 | 0 | 0 | 0 | 0 | N/A | N/A | 0 | 0 | 0 | 0 | 238.6 | 807.5 | 1790.2 | 1 |  |  | 238.6 | 807.5 | 1790.2 | 1 | 1 | 696 | 987 | 934.6 | 1503.5 | 2486.2 | 1225.6 | 1794.5 | 2777.2 | 2035 | Advanced | 20 | Prevailing local wages, Drive time, Local code requirements, Access, Incentive programs, Existing construction and materials, Need for additional structural support, Brand recognition, Engineering and design fees, Condition of existing electrical system, Need for additional wiring / switching, Condition of existing duct system, Need for controls and / or zoning, Condition of existing gas line, Electrical infrastructure upgrades, Site assessment, Ceiling height, Coil upgrades | 3 | 38 | 0 | 2023 | 0
127 | 2023 | Residential | Envelope | Skylight |  |  | Skylight | 2023$ |  |  | 0 | 0 | 0 | N/A | N/A | 0 | 0 | 0 | 0 | 0 | 0 | 0 | N/A | N/A | 0 | 0 | 0 | 0 | 238.6 | 807.5 | 1790.2 | 1 |  |  | 238.6 | 807.5 | 1790.2 | 1 | 1 | 696 | 987 | 934.6 | 1503.5 | 2486.2 | 1225.6 | 1794.5 | 2777.2 | 2040 | Advanced | 20 | Prevailing local wages, Drive time, Local code requirements, Access, Incentive programs, Existing construction and materials, Need for additional structural support, Brand recognition, Engineering and design fees, Condition of existing electrical system, Need for additional wiring / switching, Condition of existing duct system, Need for controls and / or zoning, Condition of existing gas line, Electrical infrastructure upgrades, Site assessment, Ceiling height, Coil upgrades | 3 | 38 | 0 | 2023 | 0
127 | 2023 | Residential | Envelope | Skylight |  |  | Skylight | 2023$ |  |  | 0 | 0 | 0 | N/A | N/A | 0 | 0 | 0 | 0 | 0 | 0 | 0 | N/A | N/A | 0 | 0 | 0 | 0 | 238.6 | 807.5 | 1790.2 | 1 |  |  | 238.6 | 807.5 | 1790.2 | 1 | 1 | 696 | 987 | 934.6 | 1503.5 | 2486.2 | 1225.6 | 1794.5 | 2777.2 | 2045 | Advanced | 20 | Prevailing local wages, Drive time, Local code requirements, Access, Incentive programs, Existing construction and materials, Need for additional structural support, Brand recognition, Engineering and design fees, Condition of existing electrical system, Need for additional wiring / switching, Condition of existing duct system, Need for controls and / or zoning, Condition of existing gas line, Electrical infrastructure upgrades, Site assessment, Ceiling height, Coil upgrades | 3 | 38 | 0 | 2023 | 0
127 | 2023 | Residential | Envelope | Skylight |  |  | Skylight | 2023$ |  |  | 0 | 0 | 0 | N/A | N/A | 0 | 0 | 0 | 0 | 0 | 0 | 0 | N/A | N/A | 0 | 0 | 0 | 0 | 238.6 | 807.5 | 1790.2 | 1 |  |  | 238.6 | 807.5 | 1790.2 | 1 | 1 | 696 | 987 | 934.6 | 1503.5 | 2486.2 | 1225.6 | 1794.5 | 2777.2 | 2050 | Advanced | 20 | Prevailing local wages, Drive time, Local code requirements, Access, Incentive programs, Existing construction and materials, Need for additional structural support, Brand recognition, Engineering and design fees, Condition of existing electrical system, Need for additional wiring / switching, Condition of existing duct system, Need for controls and / or zoning, Condition of existing gas line, Electrical infrastructure upgrades, Site assessment, Ceiling height, Coil upgrades | 3 | 38 | 0 | 2023 | 0
128 | 2023 | Residential | Envelope | Slab | Rigid Foam (EPS) |  | Slab Rigid Foam (EPS) | 2023$/sqft | Slab Rigid Foam (EPS) |  | 0.068808 | 0.13143 | 0.29179 | R-value | ft2*degF*h/Btu | 1.44 | 6 | 10 | 10 | 0 | 0 | 0 | Square Feet | ft2 | 0 | 900 | 0 | 0 | 0.13047 | 0.072906 | 0.042857 | 900 | Square Feet | ft2 | 488.9898 | 775.3266 | 1614.2103 | 1 | 1 | 0.455 | 0.525 | 898.4898 | 1184.8266 | 2023.7103 | 961.4898 | 1247.8266 | 2086.7103 | 2023 | Reference | 999 | Prevailing local wages, Drive time, Local code requirements, Access, Presence/condition/type of existing insulation, Existing construction and materials, Moisture issues present, Adequacy of existing ventilation, Presence of hazardous materials, Extent of preparation, Perimeter excavation needs | 3 | 40 | 0.1958 | 2023 | Assumes for the reference case that raw material prices will increase over the coming decades. Assumed for the advanced case that energy dependency will move away from oil and gas causing a higher supply of raw materials used to make insulation which will lower the material costs. Typical costs assume a wall area of 900 sq ft as an example based on average sqft of a house to be 2,025, though wall areas and insulation amounts vary greatly by building.
128 | 2023 | Residential | Envelope | Slab | Rigid Foam (EPS) |  | Slab Rigid Foam (EPS) | 2023$/sqft | Slab Rigid Foam (EPS) |  | 0.075689 | 0.14457 | 0.32096 | R-value | ft2*degF*h/Btu | 1.44 | 6 | 10 | 10 | 0 | 0 | 0 | Square Feet | ft2 | 0 | 900 | 0 | 0 | 0.14352 | 0.080197 | 0.047143 | 900 | Square Feet | ft2 | 537.8888 | 852.8593 | 1775.6313 | 1 | 1 | 0.455 | 0.525 | 947.3888 | 1262.3593 | 2185.1313 | 1010.3888 | 1325.3593 | 2248.1313 | 2030 | Reference | 999 | Prevailing local wages, Drive time, Local code requirements, Access, Presence/condition/type of existing insulation, Existing construction and materials, Moisture issues present, Adequacy of existing ventilation, Presence of hazardous materials, Extent of preparation, Perimeter excavation needs | 3 | 40 | 0.1958 | 2023 | Assumes for the reference case that raw material prices will increase over the coming decades. Assumed for the advanced case that energy dependency will move away from oil and gas causing a higher supply of raw materials used to make insulation which will lower the material costs. Typical costs assume a wall area of 900 sq ft as an example based on average sqft of a house to be 2,025, though wall areas and insulation amounts vary greatly by building.
128 | 2023 | Residential | Envelope | Slab | Rigid Foam (EPS) |  | Slab Rigid Foam (EPS) | 2023$/sqft | Slab Rigid Foam (EPS) |  | 0.079473 | 0.1518 | 0.33701 | R-value | ft2*degF*h/Btu | 1.44 | 6 | 10 | 10 | 0 | 0 | 0 | Square Feet | ft2 | 0 | 900 | 0 | 0 | 0.1507 | 0.084206 | 0.0495 | 900 | Square Feet | ft2 | 564.7832 | 895.5022 | 1864.4129 | 1 | 1 | 0.455 | 0.525 | 974.2832 | 1305.0022 | 2273.9129 | 1037.2832 | 1368.0022 | 2336.9129 | 2035 | Reference | 999 | Prevailing local wages, Drive time, Local code requirements, Access, Presence/condition/type of existing insulation, Existing construction and materials, Moisture issues present, Adequacy of existing ventilation, Presence of hazardous materials, Extent of preparation, Perimeter excavation needs | 3 | 40 | 0.1958 | 2023 | Assumes for the reference case that raw material prices will increase over the coming decades. Assumed for the advanced case that energy dependency will move away from oil and gas causing a higher supply of raw materials used to make insulation which will lower the material costs. Typical costs assume a wall area of 900 sq ft as an example based on average sqft of a house to be 2,025, though wall areas and insulation amounts vary greatly by building.
128 | 2023 | Residential | Envelope | Slab | Rigid Foam (EPS) |  | Slab Rigid Foam (EPS) | 2023$/sqft | Slab Rigid Foam (EPS) |  | 0.083258 | 0.15903 | 0.35306 | R-value | ft2*degF*h/Btu | 1.44 | 6 | 10 | 10 | 0 | 0 | 0 | Square Feet | ft2 | 0 | 900 | 0 | 0 | 0.15787 | 0.088216 | 0.051857 | 900 | Square Feet | ft2 | 591.6777 | 938.1452 | 1953.1945 | 1 | 1 | 0.455 | 0.525 | 1001.1777 | 1347.6452 | 2362.6945 | 1064.1777 | 1410.6452 | 2425.6945 | 2040 | Reference | 999 | Prevailing local wages, Drive time, Local code requirements, Access, Presence/condition/type of existing insulation, Existing construction and materials, Moisture issues present, Adequacy of existing ventilation, Presence of hazardous materials, Extent of preparation, Perimeter excavation needs | 3 | 40 | 0.1958 | 2023 | Assumes for the reference case that raw material prices will increase over the coming decades. Assumed for the advanced case that energy dependency will move away from oil and gas causing a higher supply of raw materials used to make insulation which will lower the material costs. Typical costs assume a wall area of 900 sq ft as an example based on average sqft of a house to be 2,025, though wall areas and insulation amounts vary greatly by building.
128 | 2023 | Residential | Envelope | Slab | Rigid Foam (EPS) |  | Slab Rigid Foam (EPS) | 2023$/sqft | Slab Rigid Foam (EPS) |  | 0.085064 | 0.16248 | 0.36072 | R-value | ft2*degF*h/Btu | 1.44 | 6 | 10 | 10 | 0 | 0 | 0 | Square Feet | ft2 | 0 | 900 | 0 | 0 | 0.1613 | 0.09013 | 0.052982 | 900 | Square Feet | ft2 | 604.5136 | 958.4975 | 1995.5675 | 1 | 1 | 0.455 | 0.525 | 1014.0136 | 1367.9975 | 2405.0675 | 1077.0136 | 1430.9975 | 2468.0675 | 2045 | Reference | 999 | Prevailing local wages, Drive time, Local code requirements, Access, Presence/condition/type of existing insulation, Existing construction and materials, Moisture issues present, Adequacy of existing ventilation, Presence of hazardous materials, Extent of preparation, Perimeter excavation needs | 3 | 40 | 0.1958 | 2023 | Assumes for the reference case that raw material prices will increase over the coming decades. Assumed for the advanced case that energy dependency will move away from oil and gas causing a higher supply of raw materials used to make insulation which will lower the material costs. Typical costs assume a wall area of 900 sq ft as an example based on average sqft of a house to be 2,025, though wall areas and insulation amounts vary greatly by building.
128 | 2023 | Residential | Envelope | Slab | Rigid Foam (EPS) |  | Slab Rigid Foam (EPS) | 2023$/sqft | Slab Rigid Foam (EPS) |  | 0.08687 | 0.16593 | 0.36838 | R-value | ft2*degF*h/Btu | 1.44 | 6 | 10 | 10 | 0 | 0 | 0 | Square Feet | ft2 | 0 | 900 | 0 | 0 | 0.16472 | 0.092044 | 0.054107 | 900 | Square Feet | ft2 | 617.3496 | 978.8498 | 2037.9405 | 1 | 1 | 0.455 | 0.525 | 1026.8496 | 1388.3498 | 2447.4405 | 1089.8496 | 1451.3498 | 2510.4405 | 2050 | Reference | 999 | Prevailing local wages, Drive time, Local code requirements, Access, Presence/condition/type of existing insulation, Existing construction and materials, Moisture issues present, Adequacy of existing ventilation, Presence of hazardous materials, Extent of preparation, Perimeter excavation needs | 3 | 40 | 0.1958 | 2023 | Assumes for the reference case that raw material prices will increase over the coming decades. Assumed for the advanced case that energy dependency will move away from oil and gas causing a higher supply of raw materials used to make insulation which will lower the material costs. Typical costs assume a wall area of 900 sq ft as an example based on average sqft of a house to be 2,025, though wall areas and insulation amounts vary greatly by building.
128 | 2023 | Residential | Envelope | Slab | Rigid Foam (EPS) |  | Slab Rigid Foam (EPS) | 2023$/sqft | Slab Rigid Foam (EPS) |  | 0.068808 | 0.13143 | 0.29179 | R-value | ft2*degF*h/Btu | 1.44 | 6 | 10 | 10 | 0 | 0 | 0 | Square Feet | ft2 | 0 | 900 | 0 | 0 | 0.13047 | 0.072906 | 0.042857 | 900 | Square Feet | ft2 | 488.9898 | 775.3266 | 1614.2103 | 1 | 1 | 0.455 | 0.525 | 898.4898 | 1184.8266 | 2023.7103 | 961.4898 | 1247.8266 | 2086.7103 | 2023 | Intermediate | 999 | Prevailing local wages, Drive time, Local code requirements, Access, Presence/condition/type of existing insulation, Existing construction and materials, Moisture issues present, Adequacy of existing ventilation, Presence of hazardous materials, Extent of preparation, Perimeter excavation needs | 3 | 40 | 0.1958 | 2023 | Assumes for the reference case that raw material prices will increase over the coming decades. Assumed for the advanced case that energy dependency will move away from oil and gas causing a higher supply of raw materials used to make insulation which will lower the material costs. Typical costs assume a wall area of 900 sq ft as an example based on average sqft of a house to be 2,025, though wall areas and insulation amounts vary greatly by building.
128 | 2023 | Residential | Envelope | Slab | Rigid Foam (EPS) |  | Slab Rigid Foam (EPS) | 2023$/sqft | Slab Rigid Foam (EPS) |  | 0.068808 | 0.13143 | 0.29179 | R-value | ft2*degF*h/Btu | 1.44 | 6 | 10 | 10 | 0 | 0 | 0 | Square Feet | ft2 | 0 | 900 | 0 | 0 | 0.13047 | 0.072906 | 0.042857 | 900 | Square Feet | ft2 | 488.9898 | 775.3266 | 1614.2103 | 1 | 1 | 0.455 | 0.525 | 898.4898 | 1184.8266 | 2023.7103 | 961.4898 | 1247.8266 | 2086.7103 | 2030 | Intermediate | 999 | Prevailing local wages, Drive time, Local code requirements, Access, Presence/condition/type of existing insulation, Existing construction and materials, Moisture issues present, Adequacy of existing ventilation, Presence of hazardous materials, Extent of preparation, Perimeter excavation needs | 3 | 40 | 0.1958 | 2023 | Assumes for the reference case that raw material prices will increase over the coming decades. Assumed for the advanced case that energy dependency will move away from oil and gas causing a higher supply of raw materials used to make insulation which will lower the material costs. Typical costs assume a wall area of 900 sq ft as an example based on average sqft of a house to be 2,025, though wall areas and insulation amounts vary greatly by building.
128 | 2023 | Residential | Envelope | Slab | Rigid Foam (EPS) |  | Slab Rigid Foam (EPS) | 2023$/sqft | Slab Rigid Foam (EPS) |  | 0.069152 | 0.13209 | 0.29324 | R-value | ft2*degF*h/Btu | 1.44 | 6 | 10 | 10 | 0 | 0 | 0 | Square Feet | ft2 | 0 | 900 | 0 | 0 | 0.13113 | 0.073271 | 0.043071 | 900 | Square Feet | ft2 | 491.4347 | 779.2032 | 1622.2814 | 1 | 1 | 0.455 | 0.525 | 900.9347 | 1188.7032 | 2031.7814 | 963.9347 | 1251.7032 | 2094.7814 | 2035 | Intermediate | 999 | Prevailing local wages, Drive time, Local code requirements, Access, Presence/condition/type of existing insulation, Existing construction and materials, Moisture issues present, Adequacy of existing ventilation, Presence of hazardous materials, Extent of preparation, Perimeter excavation needs | 3 | 40 | 0.1958 | 2023 | Assumes for the reference case that raw material prices will increase over the coming decades. Assumed for the advanced case that energy dependency will move away from oil and gas causing a higher supply of raw materials used to make insulation which will lower the material costs. Typical costs assume a wall area of 900 sq ft as an example based on average sqft of a house to be 2,025, though wall areas and insulation amounts vary greatly by building.
128 | 2023 | Residential | Envelope | Slab | Rigid Foam (EPS) |  | Slab Rigid Foam (EPS) | 2023$/sqft | Slab Rigid Foam (EPS) |  | 0.069496 | 0.13274 | 0.2947 | R-value | ft2*degF*h/Btu | 1.44 | 6 | 10 | 10 | 0 | 0 | 0 | Square Feet | ft2 | 0 | 900 | 0 | 0 | 0.13178 | 0.073635 | 0.043286 | 900 | Square Feet | ft2 | 493.8797 | 783.0799 | 1630.3524 | 1 | 1 | 0.455 | 0.525 | 903.3797 | 1192.5799 | 2039.8524 | 966.3797 | 1255.5799 | 2102.8524 | 2040 | Intermediate | 999 | Prevailing local wages, Drive time, Local code requirements, Access, Presence/condition/type of existing insulation, Existing construction and materials, Moisture issues present, Adequacy of existing ventilation, Presence of hazardous materials, Extent of preparation, Perimeter excavation needs | 3 | 40 | 0.1958 | 2023 | Assumes for the reference case that raw material prices will increase over the coming decades. Assumed for the advanced case that energy dependency will move away from oil and gas causing a higher supply of raw materials used to make insulation which will lower the material costs. Typical costs assume a wall area of 900 sq ft as an example based on average sqft of a house to be 2,025, though wall areas and insulation amounts vary greatly by building.
128 | 2023 | Residential | Envelope | Slab | Rigid Foam (EPS) |  | Slab Rigid Foam (EPS) | 2023$/sqft | Slab Rigid Foam (EPS) |  | 0.069006 | 0.13181 | 0.29262 | R-value | ft2*degF*h/Btu | 1.44 | 6 | 10 | 10 | 0 | 0 | 0 | Square Feet | ft2 | 0 | 900 | 0 | 0 | 0.13085 | 0.073116 | 0.04298 | 900 | Square Feet | ft2 | 490.3956 | 777.5557 | 1618.8512 | 1 | 1 | 0.455 | 0.525 | 899.8956 | 1187.0557 | 2028.3512 | 962.8956 | 1250.0557 | 2091.3512 | 2045 | Intermediate | 999 | Prevailing local wages, Drive time, Local code requirements, Access, Presence/condition/type of existing insulation, Existing construction and materials, Moisture issues present, Adequacy of existing ventilation, Presence of hazardous materials, Extent of preparation, Perimeter excavation needs | 3 | 40 | 0.1958 | 2023 | Assumes for the reference case that raw material prices will increase over the coming decades. Assumed for the advanced case that energy dependency will move away from oil and gas causing a higher supply of raw materials used to make insulation which will lower the material costs. Typical costs assume a wall area of 900 sq ft as an example based on average sqft of a house to be 2,025, though wall areas and insulation amounts vary greatly by building.
128 | 2023 | Residential | Envelope | Slab | Rigid Foam (EPS) |  | Slab Rigid Foam (EPS) | 2023$/sqft | Slab Rigid Foam (EPS) |  | 0.068516 | 0.13087 | 0.29054 | R-value | ft2*degF*h/Btu | 1.44 | 6 | 10 | 10 | 0 | 0 | 0 | Square Feet | ft2 | 0 | 900 | 0 | 0 | 0.12992 | 0.072596 | 0.042675 | 900 | Square Feet | ft2 | 486.9116 | 772.0315 | 1607.3499 | 1 | 1 | 0.455 | 0.525 | 896.4116 | 1181.5315 | 2016.8499 | 959.4116 | 1244.5315 | 2079.8499 | 2050 | Intermediate | 999 | Prevailing local wages, Drive time, Local code requirements, Access, Presence/condition/type of existing insulation, Existing construction and materials, Moisture issues present, Adequacy of existing ventilation, Presence of hazardous materials, Extent of preparation, Perimeter excavation needs | 3 | 40 | 0.1958 | 2023 | Assumes for the reference case that raw material prices will increase over the coming decades. Assumed for the advanced case that energy dependency will move away from oil and gas causing a higher supply of raw materials used to make insulation which will lower the material costs. Typical costs assume a wall area of 900 sq ft as an example based on average sqft of a house to be 2,025, though wall areas and insulation amounts vary greatly by building.
128 | 2023 | Residential | Envelope | Slab | Rigid Foam (EPS) |  | Slab Rigid Foam (EPS) | 2023$/sqft | Slab Rigid Foam (EPS) |  | 0.068808 | 0.13143 | 0.29179 | R-value | ft2*degF*h/Btu | 1.44 | 6 | 10 | 10 | 0 | 0 | 0 | Square Feet | ft2 | 0 | 900 | 0 | 0 | 0.13047 | 0.072906 | 0.042857 | 900 | Square Feet | ft2 | 488.9898 | 775.3266 | 1614.2103 | 1 | 1 | 0.455 | 0.525 | 898.4898 | 1184.8266 | 2023.7103 | 961.4898 | 1247.8266 | 2086.7103 | 2023 | Advanced | 999 | Prevailing local wages, Drive time, Local code requirements, Access, Presence/condition/type of existing insulation, Existing construction and materials, Moisture issues present, Adequacy of existing ventilation, Presence of hazardous materials, Extent of preparation, Perimeter excavation needs | 3 | 40 | 0.1958 | 2023 | Assumes for the reference case that raw material prices will increase over the coming decades. Assumed for the advanced case that energy dependency will move away from oil and gas causing a higher supply of raw materials used to make insulation which will lower the material costs. Typical costs assume a wall area of 900 sq ft as an example based on average sqft of a house to be 2,025, though wall areas and insulation amounts vary greatly by building.
128 | 2023 | Residential | Envelope | Slab | Rigid Foam (EPS) |  | Slab Rigid Foam (EPS) | 2023$/sqft | Slab Rigid Foam (EPS) |  | 0.061927 | 0.11829 | 0.26261 | R-value | ft2*degF*h/Btu | 1.44 | 6 | 10 | 10 | 0 | 0 | 0 | Square Feet | ft2 | 0 | 900 | 0 | 0 | 0.11743 | 0.065615 | 0.038571 | 900 | Square Feet | ft2 | 440.0908 | 697.7939 | 1452.7893 | 1 | 1 | 0.455 | 0.525 | 849.5908 | 1107.2939 | 1862.2893 | 912.5908 | 1170.2939 | 1925.2893 | 2030 | Advanced | 999 | Prevailing local wages, Drive time, Local code requirements, Access, Presence/condition/type of existing insulation, Existing construction and materials, Moisture issues present, Adequacy of existing ventilation, Presence of hazardous materials, Extent of preparation, Perimeter excavation needs | 3 | 40 | 0.1958 | 2023 | Assumes for the reference case that raw material prices will increase over the coming decades. Assumed for the advanced case that energy dependency will move away from oil and gas causing a higher supply of raw materials used to make insulation which will lower the material costs. Typical costs assume a wall area of 900 sq ft as an example based on average sqft of a house to be 2,025, though wall areas and insulation amounts vary greatly by building.
128 | 2023 | Residential | Envelope | Slab | Rigid Foam (EPS) |  | Slab Rigid Foam (EPS) | 2023$/sqft | Slab Rigid Foam (EPS) |  | 0.058831 | 0.11237 | 0.24948 | R-value | ft2*degF*h/Btu | 1.44 | 6 | 10 | 10 | 0 | 0 | 0 | Square Feet | ft2 | 0 | 900 | 0 | 0 | 0.11156 | 0.062335 | 0.036643 | 900 | Square Feet | ft2 | 418.0863 | 662.9042 | 1380.1498 | 1 | 1 | 0.455 | 0.525 | 827.5863 | 1072.4042 | 1789.6498 | 890.5863 | 1135.4042 | 1852.6498 | 2035 | Advanced | 999 | Prevailing local wages, Drive time, Local code requirements, Access, Presence/condition/type of existing insulation, Existing construction and materials, Moisture issues present, Adequacy of existing ventilation, Presence of hazardous materials, Extent of preparation, Perimeter excavation needs | 3 | 40 | 0.1958 | 2023 | Assumes for the reference case that raw material prices will increase over the coming decades. Assumed for the advanced case that energy dependency will move away from oil and gas causing a higher supply of raw materials used to make insulation which will lower the material costs. Typical costs assume a wall area of 900 sq ft as an example based on average sqft of a house to be 2,025, though wall areas and insulation amounts vary greatly by building.
128 | 2023 | Residential | Envelope | Slab | Rigid Foam (EPS) |  | Slab Rigid Foam (EPS) | 2023$/sqft | Slab Rigid Foam (EPS) |  | 0.055734 | 0.10646 | 0.23635 | R-value | ft2*degF*h/Btu | 1.44 | 6 | 10 | 10 | 0 | 0 | 0 | Square Feet | ft2 | 0 | 900 | 0 | 0 | 0.10568 | 0.059054 | 0.034714 | 900 | Square Feet | ft2 | 396.0817 | 628.0145 | 1307.5103 | 1 | 1 | 0.455 | 0.525 | 805.5817 | 1037.5145 | 1717.0103 | 868.5817 | 1100.5145 | 1780.0103 | 2040 | Advanced | 999 | Prevailing local wages, Drive time, Local code requirements, Access, Presence/condition/type of existing insulation, Existing construction and materials, Moisture issues present, Adequacy of existing ventilation, Presence of hazardous materials, Extent of preparation, Perimeter excavation needs | 3 | 40 | 0.1958 | 2023 | Assumes for the reference case that raw material prices will increase over the coming decades. Assumed for the advanced case that energy dependency will move away from oil and gas causing a higher supply of raw materials used to make insulation which will lower the material costs. Typical costs assume a wall area of 900 sq ft as an example based on average sqft of a house to be 2,025, though wall areas and insulation amounts vary greatly by building.
128 | 2023 | Residential | Envelope | Slab | Rigid Foam (EPS) |  | Slab Rigid Foam (EPS) | 2023$/sqft | Slab Rigid Foam (EPS) |  | 0.052948 | 0.10113 | 0.22453 | R-value | ft2*degF*h/Btu | 1.44 | 6 | 10 | 10 | 0 | 0 | 0 | Square Feet | ft2 | 0 | 900 | 0 | 0 | 0.1004 | 0.056101 | 0.032978 | 900 | Square Feet | ft2 | 376.2777 | 596.6138 | 1242.1348 | 1 | 1 | 0.455 | 0.525 | 785.7777 | 1006.1138 | 1651.6348 | 848.7777 | 1069.1138 | 1714.6348 | 2045 | Advanced | 999 | Prevailing local wages, Drive time, Local code requirements, Access, Presence/condition/type of existing insulation, Existing construction and materials, Moisture issues present, Adequacy of existing ventilation, Presence of hazardous materials, Extent of preparation, Perimeter excavation needs | 3 | 40 | 0.1958 | 2023 | Assumes for the reference case that raw material prices will increase over the coming decades. Assumed for the advanced case that energy dependency will move away from oil and gas causing a higher supply of raw materials used to make insulation which will lower the material costs. Typical costs assume a wall area of 900 sq ft as an example based on average sqft of a house to be 2,025, though wall areas and insulation amounts vary greatly by building.
128 | 2023 | Residential | Envelope | Slab | Rigid Foam (EPS) |  | Slab Rigid Foam (EPS) | 2023$/sqft | Slab Rigid Foam (EPS) |  | 0.050161 | 0.095811 | 0.21271 | R-value | ft2*degF*h/Btu | 1.44 | 6 | 10 | 10 | 0 | 0 | 0 | Square Feet | ft2 | 0 | 900 | 0 | 0 | 0.095116 | 0.053148 | 0.031243 | 900 | Square Feet | ft2 | 356.4736 | 565.2131 | 1176.7593 | 1 | 1 | 0.455 | 0.525 | 765.9736 | 974.7131 | 1586.2593 | 828.9736 | 1037.7131 | 1649.2593 | 2050 | Advanced | 999 | Prevailing local wages, Drive time, Local code requirements, Access, Presence/condition/type of existing insulation, Existing construction and materials, Moisture issues present, Adequacy of existing ventilation, Presence of hazardous materials, Extent of preparation, Perimeter excavation needs | 3 | 40 | 0.1958 | 2023 | Assumes for the reference case that raw material prices will increase over the coming decades. Assumed for the advanced case that energy dependency will move away from oil and gas causing a higher supply of raw materials used to make insulation which will lower the material costs. Typical costs assume a wall area of 900 sq ft as an example based on average sqft of a house to be 2,025, though wall areas and insulation amounts vary greatly by building.
129 | 2023 | Residential | Envelope | Slab | Rigid Foam (ISO) |  | Slab Rigid Foam (ISO) | 2023$/sqft | Slab Rigid Foam (ISO) |  | 0.026871 | 0.10174 | 0.14459 | R-value | ft2*degF*h/Btu | 2.7 | 6 | 31 | 31 | 0 | 0 | 0 | Square Feet | ft2 | 0 | 900 | 0 | 0 | 0.53651 | 0.49099 | 0.67024 | 900 | Square Feet | ft2 | 627.9651 | 991.2825 | 1383.9921 | 1 | 1 | 0.40875 | 0.47875 | 995.8401 | 1359.1575 | 1751.8671 | 1058.8401 | 1422.1575 | 1814.8671 | 2023 | Reference | 999 | Prevailing local wages, Drive time, Local code requirements, Access, Presence/condition/type of existing insulation, Existing construction and materials, Moisture issues present, Adequacy of existing ventilation, Presence of hazardous materials, Extent of preparation, Perimeter excavation needs | 3 | 36 | 0.4695 | 2023 | Assumes for the reference case that raw material prices will increase over the coming decades. Assumed for the advanced case that energy dependency will move away from oil and gas causing a higher supply of raw materials used to make insulation which will lower the material costs. Typical costs assume a wall area of 900 sq ft as an example based on average sqft of a house to be 2,025, though wall areas and insulation amounts vary greatly by building.
129 | 2023 | Residential | Envelope | Slab | Rigid Foam (ISO) |  | Slab Rigid Foam (ISO) | 2023$/sqft | Slab Rigid Foam (ISO) |  | 0.029558 | 0.11191 | 0.15905 | R-value | ft2*degF*h/Btu | 2.7 | 6 | 31 | 31 | 0 | 0 | 0 | Square Feet | ft2 | 0 | 900 | 0 | 0 | 0.59016 | 0.54009 | 0.73726 | 900 | Square Feet | ft2 | 690.7616 | 1090.4108 | 1522.3913 | 1 | 1 | 0.40875 | 0.47875 | 1058.6366 | 1458.2858 | 1890.2663 | 1121.6366 | 1521.2858 | 1953.2663 | 2030 | Reference | 999 | Prevailing local wages, Drive time, Local code requirements, Access, Presence/condition/type of existing insulation, Existing construction and materials, Moisture issues present, Adequacy of existing ventilation, Presence of hazardous materials, Extent of preparation, Perimeter excavation needs | 3 | 36 | 0.4695 | 2023 | Assumes for the reference case that raw material prices will increase over the coming decades. Assumed for the advanced case that energy dependency will move away from oil and gas causing a higher supply of raw materials used to make insulation which will lower the material costs. Typical costs assume a wall area of 900 sq ft as an example based on average sqft of a house to be 2,025, though wall areas and insulation amounts vary greatly by building.
129 | 2023 | Residential | Envelope | Slab | Rigid Foam (ISO) |  | Slab Rigid Foam (ISO) | 2023$/sqft | Slab Rigid Foam (ISO) |  | 0.031036 | 0.11751 | 0.167 | R-value | ft2*degF*h/Btu | 2.7 | 6 | 31 | 31 | 0 | 0 | 0 | Square Feet | ft2 | 0 | 900 | 0 | 0 | 0.61967 | 0.56709 | 0.77412 | 900 | Square Feet | ft2 | 725.2997 | 1144.9313 | 1598.5109 | 1 | 1 | 0.40875 | 0.47875 | 1093.1747 | 1512.8063 | 1966.3859 | 1156.1747 | 1575.8063 | 2029.3859 | 2035 | Reference | 999 | Prevailing local wages, Drive time, Local code requirements, Access, Presence/condition/type of existing insulation, Existing construction and materials, Moisture issues present, Adequacy of existing ventilation, Presence of hazardous materials, Extent of preparation, Perimeter excavation needs | 3 | 36 | 0.4695 | 2023 | Assumes for the reference case that raw material prices will increase over the coming decades. Assumed for the advanced case that energy dependency will move away from oil and gas causing a higher supply of raw materials used to make insulation which will lower the material costs. Typical costs assume a wall area of 900 sq ft as an example based on average sqft of a house to be 2,025, though wall areas and insulation amounts vary greatly by building.
129 | 2023 | Residential | Envelope | Slab | Rigid Foam (ISO) |  | Slab Rigid Foam (ISO) | 2023$/sqft | Slab Rigid Foam (ISO) |  | 0.032514 | 0.1231 | 0.17495 | R-value | ft2*degF*h/Btu | 2.7 | 6 | 31 | 31 | 0 | 0 | 0 | Square Feet | ft2 | 0 | 900 | 0 | 0 | 0.64918 | 0.5941 | 0.81098 | 900 | Square Feet | ft2 | 759.8378 | 1199.4518 | 1674.6304 | 1 | 1 | 0.40875 | 0.47875 | 1127.7128 | 1567.3268 | 2042.5054 | 1190.7128 | 1630.3268 | 2105.5054 | 2040 | Reference | 999 | Prevailing local wages, Drive time, Local code requirements, Access, Presence/condition/type of existing insulation, Existing construction and materials, Moisture issues present, Adequacy of existing ventilation, Presence of hazardous materials, Extent of preparation, Perimeter excavation needs | 3 | 36 | 0.4695 | 2023 | Assumes for the reference case that raw material prices will increase over the coming decades. Assumed for the advanced case that energy dependency will move away from oil and gas causing a higher supply of raw materials used to make insulation which will lower the material costs. Typical costs assume a wall area of 900 sq ft as an example based on average sqft of a house to be 2,025, though wall areas and insulation amounts vary greatly by building.
129 | 2023 | Residential | Envelope | Slab | Rigid Foam (ISO) |  | Slab Rigid Foam (ISO) | 2023$/sqft | Slab Rigid Foam (ISO) |  | 0.033219 | 0.12577 | 0.17875 | R-value | ft2*degF*h/Btu | 2.7 | 6 | 31 | 31 | 0 | 0 | 0 | Square Feet | ft2 | 0 | 900 | 0 | 0 | 0.66326 | 0.60699 | 0.82858 | 900 | Square Feet | ft2 | 776.3219 | 1225.473 | 1710.9602 | 1 | 1 | 0.40875 | 0.47875 | 1144.1969 | 1593.348 | 2078.8352 | 1207.1969 | 1656.348 | 2141.8352 | 2045 | Reference | 999 | Prevailing local wages, Drive time, Local code requirements, Access, Presence/condition/type of existing insulation, Existing construction and materials, Moisture issues present, Adequacy of existing ventilation, Presence of hazardous materials, Extent of preparation, Perimeter excavation needs | 3 | 36 | 0.4695 | 2023 | Assumes for the reference case that raw material prices will increase over the coming decades. Assumed for the advanced case that energy dependency will move away from oil and gas causing a higher supply of raw materials used to make insulation which will lower the material costs. Typical costs assume a wall area of 900 sq ft as an example based on average sqft of a house to be 2,025, though wall areas and insulation amounts vary greatly by building.
129 | 2023 | Residential | Envelope | Slab | Rigid Foam (ISO) |  | Slab Rigid Foam (ISO) | 2023$/sqft | Slab Rigid Foam (ISO) |  | 0.033925 | 0.12845 | 0.18254 | R-value | ft2*degF*h/Btu | 2.7 | 6 | 31 | 31 | 0 | 0 | 0 | Square Feet | ft2 | 0 | 900 | 0 | 0 | 0.67735 | 0.61988 | 0.84617 | 900 | Square Feet | ft2 | 792.8059 | 1251.4942 | 1747.29 | 1 | 1 | 0.40875 | 0.47875 | 1160.6809 | 1619.3692 | 2115.165 | 1223.6809 | 1682.3692 | 2178.165 | 2050 | Reference | 999 | Prevailing local wages, Drive time, Local code requirements, Access, Presence/condition/type of existing insulation, Existing construction and materials, Moisture issues present, Adequacy of existing ventilation, Presence of hazardous materials, Extent of preparation, Perimeter excavation needs | 3 | 36 | 0.4695 | 2023 | Assumes for the reference case that raw material prices will increase over the coming decades. Assumed for the advanced case that energy dependency will move away from oil and gas causing a higher supply of raw materials used to make insulation which will lower the material costs. Typical costs assume a wall area of 900 sq ft as an example based on average sqft of a house to be 2,025, though wall areas and insulation amounts vary greatly by building.
129 | 2023 | Residential | Envelope | Slab | Rigid Foam (ISO) |  | Slab Rigid Foam (ISO) | 2023$/sqft | Slab Rigid Foam (ISO) |  | 0.026871 | 0.10174 | 0.14459 | R-value | ft2*degF*h/Btu | 2.7 | 6 | 31 | 31 | 0 | 0 | 0 | Square Feet | ft2 | 0 | 900 | 0 | 0 | 0.53651 | 0.49099 | 0.67024 | 900 | Square Feet | ft2 | 627.9651 | 991.2825 | 1383.9921 | 1 | 1 | 0.40875 | 0.47875 | 995.8401 | 1359.1575 | 1751.8671 | 1058.8401 | 1422.1575 | 1814.8671 | 2023 | Intermediate | 999 | Prevailing local wages, Drive time, Local code requirements, Access, Presence/condition/type of existing insulation, Existing construction and materials, Moisture issues present, Adequacy of existing ventilation, Presence of hazardous materials, Extent of preparation, Perimeter excavation needs | 3 | 36 | 0.4695 | 2023 | Assumes for the reference case that raw material prices will increase over the coming decades. Assumed for the advanced case that energy dependency will move away from oil and gas causing a higher supply of raw materials used to make insulation which will lower the material costs. Typical costs assume a wall area of 900 sq ft as an example based on average sqft of a house to be 2,025, though wall areas and insulation amounts vary greatly by building.
129 | 2023 | Residential | Envelope | Slab | Rigid Foam (ISO) |  | Slab Rigid Foam (ISO) | 2023$/sqft | Slab Rigid Foam (ISO) |  | 0.026871 | 0.10174 | 0.14459 | R-value | ft2*degF*h/Btu | 2.7 | 6 | 31 | 31 | 0 | 0 | 0 | Square Feet | ft2 | 0 | 900 | 0 | 0 | 0.53651 | 0.49099 | 0.67024 | 900 | Square Feet | ft2 | 627.9651 | 991.2825 | 1383.9921 | 1 | 1 | 0.40875 | 0.47875 | 995.8401 | 1359.1575 | 1751.8671 | 1058.8401 | 1422.1575 | 1814.8671 | 2030 | Intermediate | 999 | Prevailing local wages, Drive time, Local code requirements, Access, Presence/condition/type of existing insulation, Existing construction and materials, Moisture issues present, Adequacy of existing ventilation, Presence of hazardous materials, Extent of preparation, Perimeter excavation needs | 3 | 36 | 0.4695 | 2023 | Assumes for the reference case that raw material prices will increase over the coming decades. Assumed for the advanced case that energy dependency will move away from oil and gas causing a higher supply of raw materials used to make insulation which will lower the material costs. Typical costs assume a wall area of 900 sq ft as an example based on average sqft of a house to be 2,025, though wall areas and insulation amounts vary greatly by building.
129 | 2023 | Residential | Envelope | Slab | Rigid Foam (ISO) |  | Slab Rigid Foam (ISO) | 2023$/sqft | Slab Rigid Foam (ISO) |  | 0.027005 | 0.10225 | 0.14531 | R-value | ft2*degF*h/Btu | 2.7 | 6 | 31 | 31 | 0 | 0 | 0 | Square Feet | ft2 | 0 | 900 | 0 | 0 | 0.5392 | 0.49345 | 0.67359 | 900 | Square Feet | ft2 | 631.1049 | 996.2389 | 1390.9121 | 1 | 1 | 0.40875 | 0.47875 | 998.9799 | 1364.1139 | 1758.7871 | 1061.9799 | 1427.1139 | 1821.7871 | 2035 | Intermediate | 999 | Prevailing local wages, Drive time, Local code requirements, Access, Presence/condition/type of existing insulation, Existing construction and materials, Moisture issues present, Adequacy of existing ventilation, Presence of hazardous materials, Extent of preparation, Perimeter excavation needs | 3 | 36 | 0.4695 | 2023 | Assumes for the reference case that raw material prices will increase over the coming decades. Assumed for the advanced case that energy dependency will move away from oil and gas causing a higher supply of raw materials used to make insulation which will lower the material costs. Typical costs assume a wall area of 900 sq ft as an example based on average sqft of a house to be 2,025, though wall areas and insulation amounts vary greatly by building.
129 | 2023 | Residential | Envelope | Slab | Rigid Foam (ISO) |  | Slab Rigid Foam (ISO) | 2023$/sqft | Slab Rigid Foam (ISO) |  | 0.02714 | 0.10276 | 0.14603 | R-value | ft2*degF*h/Btu | 2.7 | 6 | 31 | 31 | 0 | 0 | 0 | Square Feet | ft2 | 0 | 900 | 0 | 0 | 0.54188 | 0.4959 | 0.67694 | 900 | Square Feet | ft2 | 634.2448 | 1001.1953 | 1397.832 | 1 | 1 | 0.40875 | 0.47875 | 1002.1198 | 1369.0703 | 1765.707 | 1065.1198 | 1432.0703 | 1828.707 | 2040 | Intermediate | 999 | Prevailing local wages, Drive time, Local code requirements, Access, Presence/condition/type of existing insulation, Existing construction and materials, Moisture issues present, Adequacy of existing ventilation, Presence of hazardous materials, Extent of preparation, Perimeter excavation needs | 3 | 36 | 0.4695 | 2023 | Assumes for the reference case that raw material prices will increase over the coming decades. Assumed for the advanced case that energy dependency will move away from oil and gas causing a higher supply of raw materials used to make insulation which will lower the material costs. Typical costs assume a wall area of 900 sq ft as an example based on average sqft of a house to be 2,025, though wall areas and insulation amounts vary greatly by building.
129 | 2023 | Residential | Envelope | Slab | Rigid Foam (ISO) |  | Slab Rigid Foam (ISO) | 2023$/sqft | Slab Rigid Foam (ISO) |  | 0.026948 | 0.10203 | 0.145 | R-value | ft2*degF*h/Btu | 2.7 | 6 | 31 | 31 | 0 | 0 | 0 | Square Feet | ft2 | 0 | 900 | 0 | 0 | 0.53806 | 0.4924 | 0.67216 | 900 | Square Feet | ft2 | 629.7705 | 994.1324 | 1387.9711 | 1 | 1 | 0.40875 | 0.47875 | 997.6455 | 1362.0074 | 1755.8461 | 1060.6455 | 1425.0074 | 1818.8461 | 2045 | Intermediate | 999 | Prevailing local wages, Drive time, Local code requirements, Access, Presence/condition/type of existing insulation, Existing construction and materials, Moisture issues present, Adequacy of existing ventilation, Presence of hazardous materials, Extent of preparation, Perimeter excavation needs | 3 | 36 | 0.4695 | 2023 | Assumes for the reference case that raw material prices will increase over the coming decades. Assumed for the advanced case that energy dependency will move away from oil and gas causing a higher supply of raw materials used to make insulation which will lower the material costs. Typical costs assume a wall area of 900 sq ft as an example based on average sqft of a house to be 2,025, though wall areas and insulation amounts vary greatly by building.
129 | 2023 | Residential | Envelope | Slab | Rigid Foam (ISO) |  | Slab Rigid Foam (ISO) | 2023$/sqft | Slab Rigid Foam (ISO) |  | 0.026757 | 0.10131 | 0.14397 | R-value | ft2*degF*h/Btu | 2.7 | 6 | 31 | 31 | 0 | 0 | 0 | Square Feet | ft2 | 0 | 900 | 0 | 0 | 0.53423 | 0.4889 | 0.66739 | 900 | Square Feet | ft2 | 625.2962 | 987.0695 | 1378.1101 | 1 | 1 | 0.40875 | 0.47875 | 993.1712 | 1354.9445 | 1745.9851 | 1056.1712 | 1417.9445 | 1808.9851 | 2050 | Intermediate | 999 | Prevailing local wages, Drive time, Local code requirements, Access, Presence/condition/type of existing insulation, Existing construction and materials, Moisture issues present, Adequacy of existing ventilation, Presence of hazardous materials, Extent of preparation, Perimeter excavation needs | 3 | 36 | 0.4695 | 2023 | Assumes for the reference case that raw material prices will increase over the coming decades. Assumed for the advanced case that energy dependency will move away from oil and gas causing a higher supply of raw materials used to make insulation which will lower the material costs. Typical costs assume a wall area of 900 sq ft as an example based on average sqft of a house to be 2,025, though wall areas and insulation amounts vary greatly by building.
129 | 2023 | Residential | Envelope | Slab | Rigid Foam (ISO) |  | Slab Rigid Foam (ISO) | 2023$/sqft | Slab Rigid Foam (ISO) |  | 0.026871 | 0.10174 | 0.14459 | R-value | ft2*degF*h/Btu | 2.7 | 6 | 31 | 31 | 0 | 0 | 0 | Square Feet | ft2 | 0 | 900 | 0 | 0 | 0.53651 | 0.49099 | 0.67024 | 900 | Square Feet | ft2 | 627.9651 | 991.2825 | 1383.9921 | 1 | 1 | 0.40875 | 0.47875 | 995.8401 | 1359.1575 | 1751.8671 | 1058.8401 | 1422.1575 | 1814.8671 | 2023 | Advanced | 999 | Prevailing local wages, Drive time, Local code requirements, Access, Presence/condition/type of existing insulation, Existing construction and materials, Moisture issues present, Adequacy of existing ventilation, Presence of hazardous materials, Extent of preparation, Perimeter excavation needs | 3 | 36 | 0.4695 | 2023 | Assumes for the reference case that raw material prices will increase over the coming decades. Assumed for the advanced case that energy dependency will move away from oil and gas causing a higher supply of raw materials used to make insulation which will lower the material costs. Typical costs assume a wall area of 900 sq ft as an example based on average sqft of a house to be 2,025, though wall areas and insulation amounts vary greatly by building.
129 | 2023 | Residential | Envelope | Slab | Rigid Foam (ISO) |  | Slab Rigid Foam (ISO) | 2023$/sqft | Slab Rigid Foam (ISO) |  | 0.024184 | 0.091565 | 0.13013 | R-value | ft2*degF*h/Btu | 2.7 | 6 | 31 | 31 | 0 | 0 | 0 | Square Feet | ft2 | 0 | 900 | 0 | 0 | 0.48286 | 0.44189 | 0.60321 | 900 | Square Feet | ft2 | 565.1686 | 892.1542 | 1245.5929 | 1 | 1 | 0.40875 | 0.47875 | 933.0436 | 1260.0293 | 1613.4679 | 996.0436 | 1323.0293 | 1676.4679 | 2030 | Advanced | 999 | Prevailing local wages, Drive time, Local code requirements, Access, Presence/condition/type of existing insulation, Existing construction and materials, Moisture issues present, Adequacy of existing ventilation, Presence of hazardous materials, Extent of preparation, Perimeter excavation needs | 3 | 36 | 0.4695 | 2023 | Assumes for the reference case that raw material prices will increase over the coming decades. Assumed for the advanced case that energy dependency will move away from oil and gas causing a higher supply of raw materials used to make insulation which will lower the material costs. Typical costs assume a wall area of 900 sq ft as an example based on average sqft of a house to be 2,025, though wall areas and insulation amounts vary greatly by building.
129 | 2023 | Residential | Envelope | Slab | Rigid Foam (ISO) |  | Slab Rigid Foam (ISO) | 2023$/sqft | Slab Rigid Foam (ISO) |  | 0.022975 | 0.086987 | 0.12362 | R-value | ft2*degF*h/Btu | 2.7 | 6 | 31 | 31 | 0 | 0 | 0 | Square Feet | ft2 | 0 | 900 | 0 | 0 | 0.45872 | 0.4198 | 0.57305 | 900 | Square Feet | ft2 | 536.9102 | 847.5465 | 1183.3132 | 1 | 1 | 0.40875 | 0.47875 | 904.7852 | 1215.4215 | 1551.1882 | 967.7852 | 1278.4215 | 1614.1882 | 2035 | Advanced | 999 | Prevailing local wages, Drive time, Local code requirements, Access, Presence/condition/type of existing insulation, Existing construction and materials, Moisture issues present, Adequacy of existing ventilation, Presence of hazardous materials, Extent of preparation, Perimeter excavation needs | 3 | 36 | 0.4695 | 2023 | Assumes for the reference case that raw material prices will increase over the coming decades. Assumed for the advanced case that energy dependency will move away from oil and gas causing a higher supply of raw materials used to make insulation which will lower the material costs. Typical costs assume a wall area of 900 sq ft as an example based on average sqft of a house to be 2,025, though wall areas and insulation amounts vary greatly by building.
129 | 2023 | Residential | Envelope | Slab | Rigid Foam (ISO) |  | Slab Rigid Foam (ISO) | 2023$/sqft | Slab Rigid Foam (ISO) |  | 0.021766 | 0.082409 | 0.11712 | R-value | ft2*degF*h/Btu | 2.7 | 6 | 31 | 31 | 0 | 0 | 0 | Square Feet | ft2 | 0 | 900 | 0 | 0 | 0.43458 | 0.3977 | 0.54289 | 900 | Square Feet | ft2 | 508.6517 | 802.9388 | 1121.0336 | 1 | 1 | 0.40875 | 0.47875 | 876.5267 | 1170.8138 | 1488.9086 | 939.5267 | 1233.8138 | 1551.9086 | 2040 | Advanced | 999 | Prevailing local wages, Drive time, Local code requirements, Access, Presence/condition/type of existing insulation, Existing construction and materials, Moisture issues present, Adequacy of existing ventilation, Presence of hazardous materials, Extent of preparation, Perimeter excavation needs | 3 | 36 | 0.4695 | 2023 | Assumes for the reference case that raw material prices will increase over the coming decades. Assumed for the advanced case that energy dependency will move away from oil and gas causing a higher supply of raw materials used to make insulation which will lower the material costs. Typical costs assume a wall area of 900 sq ft as an example based on average sqft of a house to be 2,025, though wall areas and insulation amounts vary greatly by building.
129 | 2023 | Residential | Envelope | Slab | Rigid Foam (ISO) |  | Slab Rigid Foam (ISO) | 2023$/sqft | Slab Rigid Foam (ISO) |  | 0.020677 | 0.078288 | 0.11126 | R-value | ft2*degF*h/Btu | 2.7 | 6 | 31 | 31 | 0 | 0 | 0 | Square Feet | ft2 | 0 | 900 | 0 | 0 | 0.41285 | 0.37782 | 0.51575 | 900 | Square Feet | ft2 | 483.2191 | 762.7919 | 1064.9819 | 1 | 1 | 0.40875 | 0.47875 | 851.0941 | 1130.6669 | 1432.8569 | 914.0941 | 1193.6669 | 1495.8569 | 2045 | Advanced | 999 | Prevailing local wages, Drive time, Local code requirements, Access, Presence/condition/type of existing insulation, Existing construction and materials, Moisture issues present, Adequacy of existing ventilation, Presence of hazardous materials, Extent of preparation, Perimeter excavation needs | 3 | 36 | 0.4695 | 2023 | Assumes for the reference case that raw material prices will increase over the coming decades. Assumed for the advanced case that energy dependency will move away from oil and gas causing a higher supply of raw materials used to make insulation which will lower the material costs. Typical costs assume a wall area of 900 sq ft as an example based on average sqft of a house to be 2,025, though wall areas and insulation amounts vary greatly by building.
129 | 2023 | Residential | Envelope | Slab | Rigid Foam (ISO) |  | Slab Rigid Foam (ISO) | 2023$/sqft | Slab Rigid Foam (ISO) |  | 0.019589 | 0.074168 | 0.10541 | R-value | ft2*degF*h/Btu | 2.7 | 6 | 31 | 31 | 0 | 0 | 0 | Square Feet | ft2 | 0 | 900 | 0 | 0 | 0.39112 | 0.35793 | 0.4886 | 900 | Square Feet | ft2 | 457.7866 | 722.6449 | 1008.9302 | 1 | 1 | 0.40875 | 0.47875 | 825.6616 | 1090.5199 | 1376.8052 | 888.6616 | 1153.5199 | 1439.8052 | 2050 | Advanced | 999 | Prevailing local wages, Drive time, Local code requirements, Access, Presence/condition/type of existing insulation, Existing construction and materials, Moisture issues present, Adequacy of existing ventilation, Presence of hazardous materials, Extent of preparation, Perimeter excavation needs | 3 | 36 | 0.4695 | 2023 | Assumes for the reference case that raw material prices will increase over the coming decades. Assumed for the advanced case that energy dependency will move away from oil and gas causing a higher supply of raw materials used to make insulation which will lower the material costs. Typical costs assume a wall area of 900 sq ft as an example based on average sqft of a house to be 2,025, though wall areas and insulation amounts vary greatly by building.
130 | 2023 | Residential | Envelope | Slab | Rigid Foam (XPS) |  | Slab Rigid Foam (XPS) | 2023$/sqft | Slab Rigid Foam (XPS) |  | 0.12372 | 0.1755 | 0.2285 | R-value | ft2*degF*h/Btu | 1 | 6 | 20 | 20 | 0 | 0 | 0 | Square Feet | ft2 | 0 | 900 | 0 | 0 | 0.065725 | 0.10125 | 2.7075 | 900 | Square Feet | ft2 | 727.2243 | 1038.8268 | 3670.65 | 1 | 1 | 0.455 | 0.525 | 1136.7243 | 1448.3268 | 4080.15 | 1199.7243 | 1511.3268 | 4143.15 | 2023 | Reference | 999 | Prevailing local wages, Drive time, Local code requirements, Access, Presence/condition/type of existing insulation, Existing construction and materials, Moisture issues present, Adequacy of existing ventilation, Presence of hazardous materials, Extent of preparation, Perimeter excavation needs | 3 | 75 | 0.2668 | 2023 | Assumes for the reference case that raw material prices will increase over the coming decades. Assumed for the advanced case that energy dependency will move away from oil and gas causing a higher supply of raw materials used to make insulation which will lower the material costs. Typical costs assume a wall area of 900 sq ft as an example based on average sqft of a house to be 2,025, though wall areas and insulation amounts vary greatly by building.
130 | 2023 | Residential | Envelope | Slab | Rigid Foam (XPS) |  | Slab Rigid Foam (XPS) | 2023$/sqft | Slab Rigid Foam (XPS) |  | 0.13609 | 0.19305 | 0.25135 | R-value | ft2*degF*h/Btu | 1 | 6 | 20 | 20 | 0 | 0 | 0 | Square Feet | ft2 | 0 | 900 | 0 | 0 | 0.072298 | 0.11138 | 2.9783 | 900 | Square Feet | ft2 | 799.9467 | 1142.7095 | 4037.715 | 1 | 1 | 0.455 | 0.525 | 1209.4467 | 1552.2095 | 4447.215 | 1272.4467 | 1615.2095 | 4510.215 | 2030 | Reference | 999 | Prevailing local wages, Drive time, Local code requirements, Access, Presence/condition/type of existing insulation, Existing construction and materials, Moisture issues present, Adequacy of existing ventilation, Presence of hazardous materials, Extent of preparation, Perimeter excavation needs | 3 | 75 | 0.2668 | 2023 | Assumes for the reference case that raw material prices will increase over the coming decades. Assumed for the advanced case that energy dependency will move away from oil and gas causing a higher supply of raw materials used to make insulation which will lower the material costs. Typical costs assume a wall area of 900 sq ft as an example based on average sqft of a house to be 2,025, though wall areas and insulation amounts vary greatly by building.
130 | 2023 | Residential | Envelope | Slab | Rigid Foam (XPS) |  | Slab Rigid Foam (XPS) | 2023$/sqft | Slab Rigid Foam (XPS) |  | 0.14289 | 0.2027 | 0.26392 | R-value | ft2*degF*h/Btu | 1 | 6 | 20 | 20 | 0 | 0 | 0 | Square Feet | ft2 | 0 | 900 | 0 | 0 | 0.075912 | 0.11695 | 3.1272 | 900 | Square Feet | ft2 | 839.9441 | 1199.845 | 4239.6008 | 1 | 1 | 0.455 | 0.525 | 1249.4441 | 1609.345 | 4649.1008 | 1312.4441 | 1672.345 | 4712.1008 | 2035 | Reference | 999 | Prevailing local wages, Drive time, Local code requirements, Access, Presence/condition/type of existing insulation, Existing construction and materials, Moisture issues present, Adequacy of existing ventilation, Presence of hazardous materials, Extent of preparation, Perimeter excavation needs | 3 | 75 | 0.2668 | 2023 | Assumes for the reference case that raw material prices will increase over the coming decades. Assumed for the advanced case that energy dependency will move away from oil and gas causing a higher supply of raw materials used to make insulation which will lower the material costs. Typical costs assume a wall area of 900 sq ft as an example based on average sqft of a house to be 2,025, though wall areas and insulation amounts vary greatly by building.
130 | 2023 | Residential | Envelope | Slab | Rigid Foam (XPS) |  | Slab Rigid Foam (XPS) | 2023$/sqft | Slab Rigid Foam (XPS) |  | 0.1497 | 0.21236 | 0.27649 | R-value | ft2*degF*h/Btu | 1 | 6 | 20 | 20 | 0 | 0 | 0 | Square Feet | ft2 | 0 | 900 | 0 | 0 | 0.079527 | 0.12251 | 3.2761 | 900 | Square Feet | ft2 | 879.9414 | 1256.9804 | 4441.4865 | 1 | 1 | 0.455 | 0.525 | 1289.4414 | 1666.4804 | 4850.9865 | 1352.4414 | 1729.4804 | 4913.9865 | 2040 | Reference | 999 | Prevailing local wages, Drive time, Local code requirements, Access, Presence/condition/type of existing insulation, Existing construction and materials, Moisture issues present, Adequacy of existing ventilation, Presence of hazardous materials, Extent of preparation, Perimeter excavation needs | 3 | 75 | 0.2668 | 2023 | Assumes for the reference case that raw material prices will increase over the coming decades. Assumed for the advanced case that energy dependency will move away from oil and gas causing a higher supply of raw materials used to make insulation which will lower the material costs. Typical costs assume a wall area of 900 sq ft as an example based on average sqft of a house to be 2,025, though wall areas and insulation amounts vary greatly by building.
130 | 2023 | Residential | Envelope | Slab | Rigid Foam (XPS) |  | Slab Rigid Foam (XPS) | 2023$/sqft | Slab Rigid Foam (XPS) |  | 0.15295 | 0.21696 | 0.28248 | R-value | ft2*degF*h/Btu | 1 | 6 | 20 | 20 | 0 | 0 | 0 | Square Feet | ft2 | 0 | 900 | 0 | 0 | 0.081253 | 0.12517 | 3.3471 | 900 | Square Feet | ft2 | 899.031 | 1284.2496 | 4537.8411 | 1 | 1 | 0.455 | 0.525 | 1308.531 | 1693.7496 | 4947.3411 | 1371.531 | 1756.7496 | 5010.3411 | 2045 | Reference | 999 | Prevailing local wages, Drive time, Local code requirements, Access, Presence/condition/type of existing insulation, Existing construction and materials, Moisture issues present, Adequacy of existing ventilation, Presence of hazardous materials, Extent of preparation, Perimeter excavation needs | 3 | 75 | 0.2668 | 2023 | Assumes for the reference case that raw material prices will increase over the coming decades. Assumed for the advanced case that energy dependency will move away from oil and gas causing a higher supply of raw materials used to make insulation which will lower the material costs. Typical costs assume a wall area of 900 sq ft as an example based on average sqft of a house to be 2,025, though wall areas and insulation amounts vary greatly by building.
130 | 2023 | Residential | Envelope | Slab | Rigid Foam (XPS) |  | Slab Rigid Foam (XPS) | 2023$/sqft | Slab Rigid Foam (XPS) |  | 0.15619 | 0.22157 | 0.28848 | R-value | ft2*degF*h/Btu | 1 | 6 | 20 | 20 | 0 | 0 | 0 | Square Feet | ft2 | 0 | 900 | 0 | 0 | 0.082978 | 0.12783 | 3.4182 | 900 | Square Feet | ft2 | 918.1207 | 1311.5188 | 4634.1956 | 1 | 1 | 0.455 | 0.525 | 1327.6207 | 1721.0188 | 5043.6956 | 1390.6207 | 1784.0188 | 5106.6956 | 2050 | Reference | 999 | Prevailing local wages, Drive time, Local code requirements, Access, Presence/condition/type of existing insulation, Existing construction and materials, Moisture issues present, Adequacy of existing ventilation, Presence of hazardous materials, Extent of preparation, Perimeter excavation needs | 3 | 75 | 0.2668 | 2023 | Assumes for the reference case that raw material prices will increase over the coming decades. Assumed for the advanced case that energy dependency will move away from oil and gas causing a higher supply of raw materials used to make insulation which will lower the material costs. Typical costs assume a wall area of 900 sq ft as an example based on average sqft of a house to be 2,025, though wall areas and insulation amounts vary greatly by building.
130 | 2023 | Residential | Envelope | Slab | Rigid Foam (XPS) |  | Slab Rigid Foam (XPS) | 2023$/sqft | Slab Rigid Foam (XPS) |  | 0.12372 | 0.1755 | 0.2285 | R-value | ft2*degF*h/Btu | 1 | 6 | 20 | 20 | 0 | 0 | 0 | Square Feet | ft2 | 0 | 900 | 0 | 0 | 0.065725 | 0.10125 | 2.7075 | 900 | Square Feet | ft2 | 727.2243 | 1038.8268 | 3670.65 | 1 | 1 | 0.455 | 0.525 | 1136.7243 | 1448.3268 | 4080.15 | 1199.7243 | 1511.3268 | 4143.15 | 2023 | Intermediate | 999 | Prevailing local wages, Drive time, Local code requirements, Access, Presence/condition/type of existing insulation, Existing construction and materials, Moisture issues present, Adequacy of existing ventilation, Presence of hazardous materials, Extent of preparation, Perimeter excavation needs | 3 | 75 | 0.2668 | 2023 | Assumes for the reference case that raw material prices will increase over the coming decades. Assumed for the advanced case that energy dependency will move away from oil and gas causing a higher supply of raw materials used to make insulation which will lower the material costs. Typical costs assume a wall area of 900 sq ft as an example based on average sqft of a house to be 2,025, though wall areas and insulation amounts vary greatly by building.
130 | 2023 | Residential | Envelope | Slab | Rigid Foam (XPS) |  | Slab Rigid Foam (XPS) | 2023$/sqft | Slab Rigid Foam (XPS) |  | 0.12372 | 0.1755 | 0.2285 | R-value | ft2*degF*h/Btu | 1 | 6 | 20 | 20 | 0 | 0 | 0 | Square Feet | ft2 | 0 | 900 | 0 | 0 | 0.065725 | 0.10125 | 2.7075 | 900 | Square Feet | ft2 | 727.2243 | 1038.8268 | 3670.65 | 1 | 1 | 0.455 | 0.525 | 1136.7243 | 1448.3268 | 4080.15 | 1199.7243 | 1511.3268 | 4143.15 | 2030 | Intermediate | 999 | Prevailing local wages, Drive time, Local code requirements, Access, Presence/condition/type of existing insulation, Existing construction and materials, Moisture issues present, Adequacy of existing ventilation, Presence of hazardous materials, Extent of preparation, Perimeter excavation needs | 3 | 75 | 0.2668 | 2023 | Assumes for the reference case that raw material prices will increase over the coming decades. Assumed for the advanced case that energy dependency will move away from oil and gas causing a higher supply of raw materials used to make insulation which will lower the material costs. Typical costs assume a wall area of 900 sq ft as an example based on average sqft of a house to be 2,025, though wall areas and insulation amounts vary greatly by building.
130 | 2023 | Residential | Envelope | Slab | Rigid Foam (XPS) |  | Slab Rigid Foam (XPS) | 2023$/sqft | Slab Rigid Foam (XPS) |  | 0.12434 | 0.17638 | 0.22964 | R-value | ft2*degF*h/Btu | 1 | 6 | 20 | 20 | 0 | 0 | 0 | Square Feet | ft2 | 0 | 900 | 0 | 0 | 0.066054 | 0.10176 | 2.721 | 900 | Square Feet | ft2 | 730.8604 | 1044.0209 | 3689.0033 | 1 | 1 | 0.455 | 0.525 | 1140.3604 | 1453.5209 | 4098.5033 | 1203.3604 | 1516.5209 | 4161.5033 | 2035 | Intermediate | 999 | Prevailing local wages, Drive time, Local code requirements, Access, Presence/condition/type of existing insulation, Existing construction and materials, Moisture issues present, Adequacy of existing ventilation, Presence of hazardous materials, Extent of preparation, Perimeter excavation needs | 3 | 75 | 0.2668 | 2023 | Assumes for the reference case that raw material prices will increase over the coming decades. Assumed for the advanced case that energy dependency will move away from oil and gas causing a higher supply of raw materials used to make insulation which will lower the material costs. Typical costs assume a wall area of 900 sq ft as an example based on average sqft of a house to be 2,025, though wall areas and insulation amounts vary greatly by building.
130 | 2023 | Residential | Envelope | Slab | Rigid Foam (XPS) |  | Slab Rigid Foam (XPS) | 2023$/sqft | Slab Rigid Foam (XPS) |  | 0.12495 | 0.17725 | 0.23079 | R-value | ft2*degF*h/Btu | 1 | 6 | 20 | 20 | 0 | 0 | 0 | Square Feet | ft2 | 0 | 900 | 0 | 0 | 0.066382 | 0.10226 | 2.7346 | 900 | Square Feet | ft2 | 734.4965 | 1049.2151 | 3707.3565 | 1 | 1 | 0.455 | 0.525 | 1143.9965 | 1458.7151 | 4116.8565 | 1206.9965 | 1521.7151 | 4179.8565 | 2040 | Intermediate | 999 | Prevailing local wages, Drive time, Local code requirements, Access, Presence/condition/type of existing insulation, Existing construction and materials, Moisture issues present, Adequacy of existing ventilation, Presence of hazardous materials, Extent of preparation, Perimeter excavation needs | 3 | 75 | 0.2668 | 2023 | Assumes for the reference case that raw material prices will increase over the coming decades. Assumed for the advanced case that energy dependency will move away from oil and gas causing a higher supply of raw materials used to make insulation which will lower the material costs. Typical costs assume a wall area of 900 sq ft as an example based on average sqft of a house to be 2,025, though wall areas and insulation amounts vary greatly by building.
130 | 2023 | Residential | Envelope | Slab | Rigid Foam (XPS) |  | Slab Rigid Foam (XPS) | 2023$/sqft | Slab Rigid Foam (XPS) |  | 0.12407 | 0.176 | 0.22916 | R-value | ft2*degF*h/Btu | 1 | 6 | 20 | 20 | 0 | 0 | 0 | Square Feet | ft2 | 0 | 900 | 0 | 0 | 0.065914 | 0.10154 | 2.7153 | 900 | Square Feet | ft2 | 729.3151 | 1041.8134 | 3681.2031 | 1 | 1 | 0.455 | 0.525 | 1138.8151 | 1451.3134 | 4090.7031 | 1201.8151 | 1514.3134 | 4153.7031 | 2045 | Intermediate | 999 | Prevailing local wages, Drive time, Local code requirements, Access, Presence/condition/type of existing insulation, Existing construction and materials, Moisture issues present, Adequacy of existing ventilation, Presence of hazardous materials, Extent of preparation, Perimeter excavation needs | 3 | 75 | 0.2668 | 2023 | Assumes for the reference case that raw material prices will increase over the coming decades. Assumed for the advanced case that energy dependency will move away from oil and gas causing a higher supply of raw materials used to make insulation which will lower the material costs. Typical costs assume a wall area of 900 sq ft as an example based on average sqft of a house to be 2,025, though wall areas and insulation amounts vary greatly by building.
130 | 2023 | Residential | Envelope | Slab | Rigid Foam (XPS) |  | Slab Rigid Foam (XPS) | 2023$/sqft | Slab Rigid Foam (XPS) |  | 0.12319 | 0.17475 | 0.22753 | R-value | ft2*degF*h/Btu | 1 | 6 | 20 | 20 | 0 | 0 | 0 | Square Feet | ft2 | 0 | 900 | 0 | 0 | 0.065446 | 0.10082 | 2.696 | 900 | Square Feet | ft2 | 724.1336 | 1034.4118 | 3655.0497 | 1 | 1 | 0.455 | 0.525 | 1133.6336 | 1443.9118 | 4064.5497 | 1196.6336 | 1506.9118 | 4127.5497 | 2050 | Intermediate | 999 | Prevailing local wages, Drive time, Local code requirements, Access, Presence/condition/type of existing insulation, Existing construction and materials, Moisture issues present, Adequacy of existing ventilation, Presence of hazardous materials, Extent of preparation, Perimeter excavation needs | 3 | 75 | 0.2668 | 2023 | Assumes for the reference case that raw material prices will increase over the coming decades. Assumed for the advanced case that energy dependency will move away from oil and gas causing a higher supply of raw materials used to make insulation which will lower the material costs. Typical costs assume a wall area of 900 sq ft as an example based on average sqft of a house to be 2,025, though wall areas and insulation amounts vary greatly by building.
130 | 2023 | Residential | Envelope | Slab | Rigid Foam (XPS) |  | Slab Rigid Foam (XPS) | 2023$/sqft | Slab Rigid Foam (XPS) |  | 0.12372 | 0.1755 | 0.2285 | R-value | ft2*degF*h/Btu | 1 | 6 | 20 | 20 | 0 | 0 | 0 | Square Feet | ft2 | 0 | 900 | 0 | 0 | 0.065725 | 0.10125 | 2.7075 | 900 | Square Feet | ft2 | 727.2243 | 1038.8268 | 3670.65 | 1 | 1 | 0.455 | 0.525 | 1136.7243 | 1448.3268 | 4080.15 | 1199.7243 | 1511.3268 | 4143.15 | 2023 | Advanced | 999 | Prevailing local wages, Drive time, Local code requirements, Access, Presence/condition/type of existing insulation, Existing construction and materials, Moisture issues present, Adequacy of existing ventilation, Presence of hazardous materials, Extent of preparation, Perimeter excavation needs | 3 | 75 | 0.2668 | 2023 | Assumes for the reference case that raw material prices will increase over the coming decades. Assumed for the advanced case that energy dependency will move away from oil and gas causing a higher supply of raw materials used to make insulation which will lower the material costs. Typical costs assume a wall area of 900 sq ft as an example based on average sqft of a house to be 2,025, though wall areas and insulation amounts vary greatly by building.
130 | 2023 | Residential | Envelope | Slab | Rigid Foam (XPS) |  | Slab Rigid Foam (XPS) | 2023$/sqft | Slab Rigid Foam (XPS) |  | 0.11135 | 0.15795 | 0.20565 | R-value | ft2*degF*h/Btu | 1 | 6 | 20 | 20 | 0 | 0 | 0 | Square Feet | ft2 | 0 | 900 | 0 | 0 | 0.059153 | 0.091127 | 2.4367 | 900 | Square Feet | ft2 | 654.5019 | 934.9441 | 3303.585 | 1 | 1 | 0.455 | 0.525 | 1064.0019 | 1344.4441 | 3713.085 | 1127.0019 | 1407.4441 | 3776.085 | 2030 | Advanced | 999 | Prevailing local wages, Drive time, Local code requirements, Access, Presence/condition/type of existing insulation, Existing construction and materials, Moisture issues present, Adequacy of existing ventilation, Presence of hazardous materials, Extent of preparation, Perimeter excavation needs | 3 | 75 | 0.2668 | 2023 | Assumes for the reference case that raw material prices will increase over the coming decades. Assumed for the advanced case that energy dependency will move away from oil and gas causing a higher supply of raw materials used to make insulation which will lower the material costs. Typical costs assume a wall area of 900 sq ft as an example based on average sqft of a house to be 2,025, though wall areas and insulation amounts vary greatly by building.
130 | 2023 | Residential | Envelope | Slab | Rigid Foam (XPS) |  | Slab Rigid Foam (XPS) | 2023$/sqft | Slab Rigid Foam (XPS) |  | 0.10578 | 0.15005 | 0.19537 | R-value | ft2*degF*h/Btu | 1 | 6 | 20 | 20 | 0 | 0 | 0 | Square Feet | ft2 | 0 | 900 | 0 | 0 | 0.056195 | 0.08657 | 2.3149 | 900 | Square Feet | ft2 | 621.7768 | 888.1969 | 3138.4057 | 1 | 1 | 0.455 | 0.525 | 1031.2768 | 1297.6969 | 3547.9057 | 1094.2768 | 1360.6969 | 3610.9057 | 2035 | Advanced | 999 | Prevailing local wages, Drive time, Local code requirements, Access, Presence/condition/type of existing insulation, Existing construction and materials, Moisture issues present, Adequacy of existing ventilation, Presence of hazardous materials, Extent of preparation, Perimeter excavation needs | 3 | 75 | 0.2668 | 2023 | Assumes for the reference case that raw material prices will increase over the coming decades. Assumed for the advanced case that energy dependency will move away from oil and gas causing a higher supply of raw materials used to make insulation which will lower the material costs. Typical costs assume a wall area of 900 sq ft as an example based on average sqft of a house to be 2,025, though wall areas and insulation amounts vary greatly by building.
130 | 2023 | Residential | Envelope | Slab | Rigid Foam (XPS) |  | Slab Rigid Foam (XPS) | 2023$/sqft | Slab Rigid Foam (XPS) |  | 0.10021 | 0.14215 | 0.18508 | R-value | ft2*degF*h/Btu | 1 | 6 | 20 | 20 | 0 | 0 | 0 | Square Feet | ft2 | 0 | 900 | 0 | 0 | 0.053237 | 0.082014 | 2.1931 | 900 | Square Feet | ft2 | 589.0517 | 841.4497 | 2973.2265 | 1 | 1 | 0.455 | 0.525 | 998.5517 | 1250.9497 | 3382.7265 | 1061.5517 | 1313.9497 | 3445.7265 | 2040 | Advanced | 999 | Prevailing local wages, Drive time, Local code requirements, Access, Presence/condition/type of existing insulation, Existing construction and materials, Moisture issues present, Adequacy of existing ventilation, Presence of hazardous materials, Extent of preparation, Perimeter excavation needs | 3 | 75 | 0.2668 | 2023 | Assumes for the reference case that raw material prices will increase over the coming decades. Assumed for the advanced case that energy dependency will move away from oil and gas causing a higher supply of raw materials used to make insulation which will lower the material costs. Typical costs assume a wall area of 900 sq ft as an example based on average sqft of a house to be 2,025, though wall areas and insulation amounts vary greatly by building.
130 | 2023 | Residential | Envelope | Slab | Rigid Foam (XPS) |  | Slab Rigid Foam (XPS) | 2023$/sqft | Slab Rigid Foam (XPS) |  | 0.0952 | 0.13505 | 0.17583 | R-value | ft2*degF*h/Btu | 1 | 6 | 20 | 20 | 0 | 0 | 0 | Square Feet | ft2 | 0 | 900 | 0 | 0 | 0.050575 | 0.077913 | 2.0834 | 900 | Square Feet | ft2 | 559.5991 | 799.3772 | 2824.5652 | 1 | 1 | 0.455 | 0.525 | 969.0991 | 1208.8772 | 3234.0652 | 1032.0991 | 1271.8772 | 3297.0652 | 2045 | Advanced | 999 | Prevailing local wages, Drive time, Local code requirements, Access, Presence/condition/type of existing insulation, Existing construction and materials, Moisture issues present, Adequacy of existing ventilation, Presence of hazardous materials, Extent of preparation, Perimeter excavation needs | 3 | 75 | 0.2668 | 2023 | Assumes for the reference case that raw material prices will increase over the coming decades. Assumed for the advanced case that energy dependency will move away from oil and gas causing a higher supply of raw materials used to make insulation which will lower the material costs. Typical costs assume a wall area of 900 sq ft as an example based on average sqft of a house to be 2,025, though wall areas and insulation amounts vary greatly by building.
130 | 2023 | Residential | Envelope | Slab | Rigid Foam (XPS) |  | Slab Rigid Foam (XPS) | 2023$/sqft | Slab Rigid Foam (XPS) |  | 0.09019 | 0.12794 | 0.16658 | R-value | ft2*degF*h/Btu | 1 | 6 | 20 | 20 | 0 | 0 | 0 | Square Feet | ft2 | 0 | 900 | 0 | 0 | 0.047914 | 0.073813 | 1.9738 | 900 | Square Feet | ft2 | 530.1465 | 757.3047 | 2675.9039 | 1 | 1 | 0.455 | 0.525 | 939.6465 | 1166.8047 | 3085.4039 | 1002.6465 | 1229.8047 | 3148.4039 | 2050 | Advanced | 999 | Prevailing local wages, Drive time, Local code requirements, Access, Presence/condition/type of existing insulation, Existing construction and materials, Moisture issues present, Adequacy of existing ventilation, Presence of hazardous materials, Extent of preparation, Perimeter excavation needs | 3 | 75 | 0.2668 | 2023 | Assumes for the reference case that raw material prices will increase over the coming decades. Assumed for the advanced case that energy dependency will move away from oil and gas causing a higher supply of raw materials used to make insulation which will lower the material costs. Typical costs assume a wall area of 900 sq ft as an example based on average sqft of a house to be 2,025, though wall areas and insulation amounts vary greatly by building.
131 | 2023 | Residential | Controls | Smart Hub |  | Electricity | Smart Hub | 2023$ |  |  | 0 | 0 | 0 | N/A | N/A | 0 | 0 | 0 | 0 | 0 | 0 | 0 | N/A | N/A | 0 | 0 | 0 | 0 | 25 | 117.378 | 50 | 1 |  |  | 25 | 117.378 | 50 | 1 | 1 | 0 | 0 | 25 | 117.378 | 50 | 25 | 117.378 | 50 | 2023 | Reference | 15 | Prevailing local wages, Drive time, Local code requirements, Condition of existing electrical system, Need for additional wiring/switching, Type of equipment | 2 | 5 | 0 | 2020
131 | 2023 | Residential | Controls | Smart Hub |  | Electricity | Smart Hub | 2023$ |  |  | 0 | 0 | 0 | N/A | N/A | 0 | 0 | 0 | 0 | 0 | 0 | 0 | N/A | N/A | 0 | 0 | 0 | 0 | 25 | 117.378 | 50 | 1 |  |  | 25 | 117.378 | 50 | 1 | 1 | 0 | 0 | 25 | 117.378 | 50 | 25 | 117.378 | 50 | 2030 | Reference | 15 | Prevailing local wages, Drive time, Local code requirements, Condition of existing electrical system, Need for additional wiring/switching, Type of equipment | 2 | 5 | 0 | 2020 | 0
131 | 2023 | Residential | Controls | Smart Hub |  | Electricity | Smart Hub | 2023$ |  |  | 0 | 0 | 0 | N/A | N/A | 0 | 0 | 0 | 0 | 0 | 0 | 0 | N/A | N/A | 0 | 0 | 0 | 0 | 25 | 117.378 | 50 | 1 |  |  | 25 | 117.378 | 50 | 1 | 1 | 0 | 0 | 25 | 117.378 | 50 | 25 | 117.378 | 50 | 2035 | Reference | 15 | Prevailing local wages, Drive time, Local code requirements, Condition of existing electrical system, Need for additional wiring/switching, Type of equipment | 2 | 5 | 0 | 2020 | 0
131 | 2023 | Residential | Controls | Smart Hub |  | Electricity | Smart Hub | 2023$ |  |  | 0 | 0 | 0 | N/A | N/A | 0 | 0 | 0 | 0 | 0 | 0 | 0 | N/A | N/A | 0 | 0 | 0 | 0 | 25 | 117.378 | 50 | 1 |  |  | 25 | 117.378 | 50 | 1 | 1 | 0 | 0 | 25 | 117.378 | 50 | 25 | 117.378 | 50 | 2040 | Reference | 15 | Prevailing local wages, Drive time, Local code requirements, Condition of existing electrical system, Need for additional wiring/switching, Type of equipment | 2 | 5 | 0 | 2020 | 0
131 | 2023 | Residential | Controls | Smart Hub |  | Electricity | Smart Hub | 2023$ |  |  | 0 | 0 | 0 | N/A | N/A | 0 | 0 | 0 | 0 | 0 | 0 | 0 | N/A | N/A | 0 | 0 | 0 | 0 | 25 | 117.378 | 50 | 1 |  |  | 25 | 117.378 | 50 | 1 | 1 | 0 | 0 | 25 | 117.378 | 50 | 25 | 117.378 | 50 | 2045 | Reference | 15 | Prevailing local wages, Drive time, Local code requirements, Condition of existing electrical system, Need for additional wiring/switching, Type of equipment | 2 | 5 | 0 | 2020 | 0
131 | 2023 | Residential | Controls | Smart Hub |  | Electricity | Smart Hub | 2023$ |  |  | 0 | 0 | 0 | N/A | N/A | 0 | 0 | 0 | 0 | 0 | 0 | 0 | N/A | N/A | 0 | 0 | 0 | 0 | 25 | 117.378 | 50 | 1 |  |  | 25 | 117.378 | 50 | 1 | 1 | 0 | 0 | 25 | 117.378 | 50 | 25 | 117.378 | 50 | 2050 | Reference | 15 | Prevailing local wages, Drive time, Local code requirements, Condition of existing electrical system, Need for additional wiring/switching, Type of equipment | 2 | 5 | 0 | 2020 | 0
131 | 2023 | Residential | Controls | Smart Hub |  | Electricity | Smart Hub | 2023$ |  |  | 0 | 0 | 0 | N/A | N/A | 0 | 0 | 0 | 0 | 0 | 0 | 0 | N/A | N/A | 0 | 0 | 0 | 0 | 25 | 117.378 | 50 | 1 |  |  | 25 | 117.378 | 50 | 1 | 1 | 0 | 0 | 25 | 117.378 | 50 | 25 | 117.378 | 50 | 2023 | Intermediate | 15 | Prevailing local wages, Drive time, Local code requirements, Condition of existing electrical system, Need for additional wiring/switching, Type of equipment | 2 | 5 | 0 | 2020 | 0
131 | 2023 | Residential | Controls | Smart Hub |  | Electricity | Smart Hub | 2023$ |  |  | 0 | 0 | 0 | N/A | N/A | 0 | 0 | 0 | 0 | 0 | 0 | 0 | N/A | N/A | 0 | 0 | 0 | 0 | 25 | 117.378 | 50 | 1 |  |  | 25 | 117.378 | 50 | 1 | 1 | 0 | 0 | 25 | 117.378 | 50 | 25 | 117.378 | 50 | 2030 | Intermediate | 15 | Prevailing local wages, Drive time, Local code requirements, Condition of existing electrical system, Need for additional wiring/switching, Type of equipment | 2 | 5 | 0 | 2020 | 0
131 | 2023 | Residential | Controls | Smart Hub |  | Electricity | Smart Hub | 2023$ |  |  | 0 | 0 | 0 | N/A | N/A | 0 | 0 | 0 | 0 | 0 | 0 | 0 | N/A | N/A | 0 | 0 | 0 | 0 | 25 | 117.378 | 50 | 1 |  |  | 25 | 117.378 | 50 | 1 | 1 | 0 | 0 | 25 | 117.378 | 50 | 25 | 117.378 | 50 | 2035 | Intermediate | 15 | Prevailing local wages, Drive time, Local code requirements, Condition of existing electrical system, Need for additional wiring/switching, Type of equipment | 2 | 5 | 0 | 2020 | 0
131 | 2023 | Residential | Controls | Smart Hub |  | Electricity | Smart Hub | 2023$ |  |  | 0 | 0 | 0 | N/A | N/A | 0 | 0 | 0 | 0 | 0 | 0 | 0 | N/A | N/A | 0 | 0 | 0 | 0 | 25 | 117.378 | 50 | 1 |  |  | 25 | 117.378 | 50 | 1 | 1 | 0 | 0 | 25 | 117.378 | 50 | 25 | 117.378 | 50 | 2040 | Intermediate | 15 | Prevailing local wages, Drive time, Local code requirements, Condition of existing electrical system, Need for additional wiring/switching, Type of equipment | 2 | 5 | 0 | 2020 | 0
131 | 2023 | Residential | Controls | Smart Hub |  | Electricity | Smart Hub | 2023$ |  |  | 0 | 0 | 0 | N/A | N/A | 0 | 0 | 0 | 0 | 0 | 0 | 0 | N/A | N/A | 0 | 0 | 0 | 0 | 25 | 117.378 | 50 | 1 |  |  | 25 | 117.378 | 50 | 1 | 1 | 0 | 0 | 25 | 117.378 | 50 | 25 | 117.378 | 50 | 2045 | Intermediate | 15 | Prevailing local wages, Drive time, Local code requirements, Condition of existing electrical system, Need for additional wiring/switching, Type of equipment | 2 | 5 | 0 | 2020 | 0
131 | 2023 | Residential | Controls | Smart Hub |  | Electricity | Smart Hub | 2023$ |  |  | 0 | 0 | 0 | N/A | N/A | 0 | 0 | 0 | 0 | 0 | 0 | 0 | N/A | N/A | 0 | 0 | 0 | 0 | 25 | 117.378 | 50 | 1 |  |  | 25 | 117.378 | 50 | 1 | 1 | 0 | 0 | 25 | 117.378 | 50 | 25 | 117.378 | 50 | 2050 | Intermediate | 15 | Prevailing local wages, Drive time, Local code requirements, Condition of existing electrical system, Need for additional wiring/switching, Type of equipment | 2 | 5 | 0 | 2020 | 0
131 | 2023 | Residential | Controls | Smart Hub |  | Electricity | Smart Hub | 2023$ |  |  | 0 | 0 | 0 | N/A | N/A | 0 | 0 | 0 | 0 | 0 | 0 | 0 | N/A | N/A | 0 | 0 | 0 | 0 | 25 | 117.378 | 50 | 1 |  |  | 25 | 117.378 | 50 | 1 | 1 | 0 | 0 | 25 | 117.378 | 50 | 25 | 117.378 | 50 | 2023 | Advanced | 15 | Prevailing local wages, Drive time, Local code requirements, Condition of existing electrical system, Need for additional wiring/switching, Type of equipment | 2 | 5 | 0 | 2020 | 0
131 | 2023 | Residential | Controls | Smart Hub |  | Electricity | Smart Hub | 2023$ |  |  | 0 | 0 | 0 | N/A | N/A | 0 | 0 | 0 | 0 | 0 | 0 | 0 | N/A | N/A | 0 | 0 | 0 | 0 | 25 | 117.378 | 50 | 1 |  |  | 25 | 117.378 | 50 | 1 | 1 | 0 | 0 | 25 | 117.378 | 50 | 25 | 117.378 | 50 | 2030 | Advanced | 15 | Prevailing local wages, Drive time, Local code requirements, Condition of existing electrical system, Need for additional wiring/switching, Type of equipment | 2 | 5 | 0 | 2020 | 0
131 | 2023 | Residential | Controls | Smart Hub |  | Electricity | Smart Hub | 2023$ |  |  | 0 | 0 | 0 | N/A | N/A | 0 | 0 | 0 | 0 | 0 | 0 | 0 | N/A | N/A | 0 | 0 | 0 | 0 | 25 | 117.378 | 50 | 1 |  |  | 25 | 117.378 | 50 | 1 | 1 | 0 | 0 | 25 | 117.378 | 50 | 25 | 117.378 | 50 | 2035 | Advanced | 15 | Prevailing local wages, Drive time, Local code requirements, Condition of existing electrical system, Need for additional wiring/switching, Type of equipment | 2 | 5 | 0 | 2020 | 0
131 | 2023 | Residential | Controls | Smart Hub |  | Electricity | Smart Hub | 2023$ |  |  | 0 | 0 | 0 | N/A | N/A | 0 | 0 | 0 | 0 | 0 | 0 | 0 | N/A | N/A | 0 | 0 | 0 | 0 | 25 | 117.378 | 50 | 1 |  |  | 25 | 117.378 | 50 | 1 | 1 | 0 | 0 | 25 | 117.378 | 50 | 25 | 117.378 | 50 | 2040 | Advanced | 15 | Prevailing local wages, Drive time, Local code requirements, Condition of existing electrical system, Need for additional wiring/switching, Type of equipment | 2 | 5 | 0 | 2020 | 0
131 | 2023 | Residential | Controls | Smart Hub |  | Electricity | Smart Hub | 2023$ |  |  | 0 | 0 | 0 | N/A | N/A | 0 | 0 | 0 | 0 | 0 | 0 | 0 | N/A | N/A | 0 | 0 | 0 | 0 | 25 | 117.378 | 50 | 1 |  |  | 25 | 117.378 | 50 | 1 | 1 | 0 | 0 | 25 | 117.378 | 50 | 25 | 117.378 | 50 | 2045 | Advanced | 15 | Prevailing local wages, Drive time, Local code requirements, Condition of existing electrical system, Need for additional wiring/switching, Type of equipment | 2 | 5 | 0 | 2020 | 0
131 | 2023 | Residential | Controls | Smart Hub |  | Electricity | Smart Hub | 2023$ |  |  | 0 | 0 | 0 | N/A | N/A | 0 | 0 | 0 | 0 | 0 | 0 | 0 | N/A | N/A | 0 | 0 | 0 | 0 | 25 | 117.378 | 50 | 1 |  |  | 25 | 117.378 | 50 | 1 | 1 | 0 | 0 | 25 | 117.378 | 50 | 25 | 117.378 | 50 | 2050 | Advanced | 15 | Prevailing local wages, Drive time, Local code requirements, Condition of existing electrical system, Need for additional wiring/switching, Type of equipment | 2 | 5 | 0 | 2020 | 0
132 | 2023 | Residential | Controls | Smart Outlet |  | Electricity | Smart Outlet | 2023$ |  |  | 0 | 0 | 0 | N/A | N/A | 0 | 0 | 0 | 0 | 0 | 0 | 0 | N/A | N/A | 0 | 0 | 0 | 0 | 25 | 16.335 | 50 | 1 |  |  | 25 | 16.335 | 50 | 1 | 1 | 0 | 0 | 25 | 16.335 | 50 | 25 | 16.335 | 50 | 2023 | Reference | 9 | Prevailing local wages, Drive time, Local code requirements, Condition of existing electrical system, Need for additional wiring/switching, Type of equipment | 1 | 5 | 0 | 2020 | 1) Prices are based on 1 outlet, which are the most common type of smart outlets
132 | 2023 | Residential | Controls | Smart Outlet |  | Electricity | Smart Outlet | 2023$ |  |  | 0 | 0 | 0 | N/A | N/A | 0 | 0 | 0 | 0 | 0 | 0 | 0 | N/A | N/A | 0 | 0 | 0 | 0 | 25 | 16.335 | 50 | 1 |  |  | 25 | 16.335 | 50 | 1 | 1 | 0 | 0 | 25 | 16.335 | 50 | 25 | 16.335 | 50 | 2030 | Reference | 9 | Prevailing local wages, Drive time, Local code requirements, Condition of existing electrical system, Need for additional wiring/switching, Type of equipment | 1 | 5 | 0 | 2020 | 1) Prices are based on 1 outlet, which are the most common type of smart outlets
132 | 2023 | Residential | Controls | Smart Outlet |  | Electricity | Smart Outlet | 2023$ |  |  | 0 | 0 | 0 | N/A | N/A | 0 | 0 | 0 | 0 | 0 | 0 | 0 | N/A | N/A | 0 | 0 | 0 | 0 | 25 | 16.335 | 50 | 1 |  |  | 25 | 16.335 | 50 | 1 | 1 | 0 | 0 | 25 | 16.335 | 50 | 25 | 16.335 | 50 | 2035 | Reference | 9 | Prevailing local wages, Drive time, Local code requirements, Condition of existing electrical system, Need for additional wiring/switching, Type of equipment | 1 | 5 | 0 | 2020 | 1) Prices are based on 1 outlet, which are the most common type of smart outlets
132 | 2023 | Residential | Controls | Smart Outlet |  | Electricity | Smart Outlet | 2023$ |  |  | 0 | 0 | 0 | N/A | N/A | 0 | 0 | 0 | 0 | 0 | 0 | 0 | N/A | N/A | 0 | 0 | 0 | 0 | 25 | 16.335 | 50 | 1 |  |  | 25 | 16.335 | 50 | 1 | 1 | 0 | 0 | 25 | 16.335 | 50 | 25 | 16.335 | 50 | 2040 | Reference | 9 | Prevailing local wages, Drive time, Local code requirements, Condition of existing electrical system, Need for additional wiring/switching, Type of equipment | 1 | 5 | 0 | 2020 | 1) Prices are based on 1 outlet, which are the most common type of smart outlets
132 | 2023 | Residential | Controls | Smart Outlet |  | Electricity | Smart Outlet | 2023$ |  |  | 0 | 0 | 0 | N/A | N/A | 0 | 0 | 0 | 0 | 0 | 0 | 0 | N/A | N/A | 0 | 0 | 0 | 0 | 25 | 16.335 | 50 | 1 |  |  | 25 | 16.335 | 50 | 1 | 1 | 0 | 0 | 25 | 16.335 | 50 | 25 | 16.335 | 50 | 2045 | Reference | 9 | Prevailing local wages, Drive time, Local code requirements, Condition of existing electrical system, Need for additional wiring/switching, Type of equipment | 1 | 5 | 0 | 2020 | 1) Prices are based on 1 outlet, which are the most common type of smart outlets
132 | 2023 | Residential | Controls | Smart Outlet |  | Electricity | Smart Outlet | 2023$ |  |  | 0 | 0 | 0 | N/A | N/A | 0 | 0 | 0 | 0 | 0 | 0 | 0 | N/A | N/A | 0 | 0 | 0 | 0 | 25 | 16.335 | 50 | 1 |  |  | 25 | 16.335 | 50 | 1 | 1 | 0 | 0 | 25 | 16.335 | 50 | 25 | 16.335 | 50 | 2050 | Reference | 9 | Prevailing local wages, Drive time, Local code requirements, Condition of existing electrical system, Need for additional wiring/switching, Type of equipment | 1 | 5 | 0 | 2020 | 1) Prices are based on 1 outlet, which are the most common type of smart outlets
132 | 2023 | Residential | Controls | Smart Outlet |  | Electricity | Smart Outlet | 2023$ |  |  | 0 | 0 | 0 | N/A | N/A | 0 | 0 | 0 | 0 | 0 | 0 | 0 | N/A | N/A | 0 | 0 | 0 | 0 | 25 | 16.335 | 50 | 1 |  |  | 25 | 16.335 | 50 | 1 | 1 | 0 | 0 | 25 | 16.335 | 50 | 25 | 16.335 | 50 | 2023 | Intermediate | 9 | Prevailing local wages, Drive time, Local code requirements, Condition of existing electrical system, Need for additional wiring/switching, Type of equipment | 1 | 5 | 0 | 2020 | 1) Prices are based on 1 outlet, which are the most common type of smart outlets
132 | 2023 | Residential | Controls | Smart Outlet |  | Electricity | Smart Outlet | 2023$ |  |  | 0 | 0 | 0 | N/A | N/A | 0 | 0 | 0 | 0 | 0 | 0 | 0 | N/A | N/A | 0 | 0 | 0 | 0 | 25 | 16.335 | 50 | 1 |  |  | 25 | 16.335 | 50 | 1 | 1 | 0 | 0 | 25 | 16.335 | 50 | 25 | 16.335 | 50 | 2030 | Intermediate | 9 | Prevailing local wages, Drive time, Local code requirements, Condition of existing electrical system, Need for additional wiring/switching, Type of equipment | 1 | 5 | 0 | 2020 | 1) Prices are based on 1 outlet, which are the most common type of smart outlets
132 | 2023 | Residential | Controls | Smart Outlet |  | Electricity | Smart Outlet | 2023$ |  |  | 0 | 0 | 0 | N/A | N/A | 0 | 0 | 0 | 0 | 0 | 0 | 0 | N/A | N/A | 0 | 0 | 0 | 0 | 25 | 16.335 | 50 | 1 |  |  | 25 | 16.335 | 50 | 1 | 1 | 0 | 0 | 25 | 16.335 | 50 | 25 | 16.335 | 50 | 2035 | Intermediate | 9 | Prevailing local wages, Drive time, Local code requirements, Condition of existing electrical system, Need for additional wiring/switching, Type of equipment | 1 | 5 | 0 | 2020 | 1) Prices are based on 1 outlet, which are the most common type of smart outlets
132 | 2023 | Residential | Controls | Smart Outlet |  | Electricity | Smart Outlet | 2023$ |  |  | 0 | 0 | 0 | N/A | N/A | 0 | 0 | 0 | 0 | 0 | 0 | 0 | N/A | N/A | 0 | 0 | 0 | 0 | 25 | 16.335 | 50 | 1 |  |  | 25 | 16.335 | 50 | 1 | 1 | 0 | 0 | 25 | 16.335 | 50 | 25 | 16.335 | 50 | 2040 | Intermediate | 9 | Prevailing local wages, Drive time, Local code requirements, Condition of existing electrical system, Need for additional wiring/switching, Type of equipment | 1 | 5 | 0 | 2020 | 1) Prices are based on 1 outlet, which are the most common type of smart outlets
132 | 2023 | Residential | Controls | Smart Outlet |  | Electricity | Smart Outlet | 2023$ |  |  | 0 | 0 | 0 | N/A | N/A | 0 | 0 | 0 | 0 | 0 | 0 | 0 | N/A | N/A | 0 | 0 | 0 | 0 | 25 | 16.335 | 50 | 1 |  |  | 25 | 16.335 | 50 | 1 | 1 | 0 | 0 | 25 | 16.335 | 50 | 25 | 16.335 | 50 | 2045 | Intermediate | 9 | Prevailing local wages, Drive time, Local code requirements, Condition of existing electrical system, Need for additional wiring/switching, Type of equipment | 1 | 5 | 0 | 2020 | 1) Prices are based on 1 outlet, which are the most common type of smart outlets
132 | 2023 | Residential | Controls | Smart Outlet |  | Electricity | Smart Outlet | 2023$ |  |  | 0 | 0 | 0 | N/A | N/A | 0 | 0 | 0 | 0 | 0 | 0 | 0 | N/A | N/A | 0 | 0 | 0 | 0 | 25 | 16.335 | 50 | 1 |  |  | 25 | 16.335 | 50 | 1 | 1 | 0 | 0 | 25 | 16.335 | 50 | 25 | 16.335 | 50 | 2050 | Intermediate | 9 | Prevailing local wages, Drive time, Local code requirements, Condition of existing electrical system, Need for additional wiring/switching, Type of equipment | 1 | 5 | 0 | 2020 | 1) Prices are based on 1 outlet, which are the most common type of smart outlets
132 | 2023 | Residential | Controls | Smart Outlet |  | Electricity | Smart Outlet | 2023$ |  |  | 0 | 0 | 0 | N/A | N/A | 0 | 0 | 0 | 0 | 0 | 0 | 0 | N/A | N/A | 0 | 0 | 0 | 0 | 25 | 16.335 | 50 | 1 |  |  | 25 | 16.335 | 50 | 1 | 1 | 0 | 0 | 25 | 16.335 | 50 | 25 | 16.335 | 50 | 2023 | Advanced | 9 | Prevailing local wages, Drive time, Local code requirements, Condition of existing electrical system, Need for additional wiring/switching, Type of equipment | 1 | 5 | 0 | 2020 | 1) Prices are based on 1 outlet, which are the most common type of smart outlets
132 | 2023 | Residential | Controls | Smart Outlet |  | Electricity | Smart Outlet | 2023$ |  |  | 0 | 0 | 0 | N/A | N/A | 0 | 0 | 0 | 0 | 0 | 0 | 0 | N/A | N/A | 0 | 0 | 0 | 0 | 25 | 16.335 | 50 | 1 |  |  | 25 | 16.335 | 50 | 1 | 1 | 0 | 0 | 25 | 16.335 | 50 | 25 | 16.335 | 50 | 2030 | Advanced | 9 | Prevailing local wages, Drive time, Local code requirements, Condition of existing electrical system, Need for additional wiring/switching, Type of equipment | 1 | 5 | 0 | 2020 | 1) Prices are based on 1 outlet, which are the most common type of smart outlets
132 | 2023 | Residential | Controls | Smart Outlet |  | Electricity | Smart Outlet | 2023$ |  |  | 0 | 0 | 0 | N/A | N/A | 0 | 0 | 0 | 0 | 0 | 0 | 0 | N/A | N/A | 0 | 0 | 0 | 0 | 25 | 16.335 | 50 | 1 |  |  | 25 | 16.335 | 50 | 1 | 1 | 0 | 0 | 25 | 16.335 | 50 | 25 | 16.335 | 50 | 2035 | Advanced | 9 | Prevailing local wages, Drive time, Local code requirements, Condition of existing electrical system, Need for additional wiring/switching, Type of equipment | 1 | 5 | 0 | 2020 | 1) Prices are based on 1 outlet, which are the most common type of smart outlets
132 | 2023 | Residential | Controls | Smart Outlet |  | Electricity | Smart Outlet | 2023$ |  |  | 0 | 0 | 0 | N/A | N/A | 0 | 0 | 0 | 0 | 0 | 0 | 0 | N/A | N/A | 0 | 0 | 0 | 0 | 25 | 16.335 | 50 | 1 |  |  | 25 | 16.335 | 50 | 1 | 1 | 0 | 0 | 25 | 16.335 | 50 | 25 | 16.335 | 50 | 2040 | Advanced | 9 | Prevailing local wages, Drive time, Local code requirements, Condition of existing electrical system, Need for additional wiring/switching, Type of equipment | 1 | 5 | 0 | 2020 | 1) Prices are based on 1 outlet, which are the most common type of smart outlets
132 | 2023 | Residential | Controls | Smart Outlet |  | Electricity | Smart Outlet | 2023$ |  |  | 0 | 0 | 0 | N/A | N/A | 0 | 0 | 0 | 0 | 0 | 0 | 0 | N/A | N/A | 0 | 0 | 0 | 0 | 25 | 16.335 | 50 | 1 |  |  | 25 | 16.335 | 50 | 1 | 1 | 0 | 0 | 25 | 16.335 | 50 | 25 | 16.335 | 50 | 2045 | Advanced | 9 | Prevailing local wages, Drive time, Local code requirements, Condition of existing electrical system, Need for additional wiring/switching, Type of equipment | 1 | 5 | 0 | 2020 | 1) Prices are based on 1 outlet, which are the most common type of smart outlets
132 | 2023 | Residential | Controls | Smart Outlet |  | Electricity | Smart Outlet | 2023$ |  |  | 0 | 0 | 0 | N/A | N/A | 0 | 0 | 0 | 0 | 0 | 0 | 0 | N/A | N/A | 0 | 0 | 0 | 0 | 25 | 16.335 | 50 | 1 |  |  | 25 | 16.335 | 50 | 1 | 1 | 0 | 0 | 25 | 16.335 | 50 | 25 | 16.335 | 50 | 2050 | Advanced | 9 | Prevailing local wages, Drive time, Local code requirements, Condition of existing electrical system, Need for additional wiring/switching, Type of equipment | 1 | 5 | 0 | 2020 | 1) Prices are based on 1 outlet, which are the most common type of smart outlets
133 | 2023 | Residential | Generation | Solar PV |  | Electricity | Solar PV | 2023$/W | Solar PV |  | -1.8e-05 | -9.1e-05 | -0.000162 | Power | Wattage | 880 | 6000 | 14080 | 14080 | 0 | 0 | 0 | N/A | N/A | 0 | 0 | 0 | 0 | 1.1268 | 2.2 | 3.9233 | 6000 | Power | Wattage | 6112.812 | 9924.006 | 17707.902 | 2.022 | 2.022 | 0 | 0 | 12360.2913 | 20066.6411 | 35805.9149 | 12360.2913 | 20066.6411 | 35805.9149 | 2023 | Reference | 30 | Prevailing local wages, Drive time, Local code requirements, Access, Existing construction and materials, Condition of existing electrical system, Need for additional wiring/switching | 2 | 63 | 0.06176 | 2023
133 | 2023 | Residential | Generation | Solar PV |  | Electricity | Solar PV | 2023$/W | Solar PV |  | -1.8e-05 | -9.1e-05 | -0.000162 | Power | Wattage | 880 | 6000 | 14080 | 14080 | 0 | 0 | 0 | N/A | N/A | 0 | 0 | 0 | 0 | 1.1268 | 2.2 | 3.9233 | 6000 | Power | Wattage | 6112.812 | 9924.006 | 17707.902 | 2.022 | 2.022 | 0 | 0 | 12360.2913 | 20066.6411 | 35805.9149 | 12360.2913 | 20066.6411 | 35805.9149 | 2030 | Reference | 30 | Prevailing local wages, Drive time, Local code requirements, Access, Existing construction and materials, Condition of existing electrical system, Need for additional wiring/switching | 2 | 63 | 0.06176 | 2023 | 0
133 | 2023 | Residential | Generation | Solar PV |  | Electricity | Solar PV | 2023$/W | Solar PV |  | -1.8e-05 | -9.1e-05 | -0.000162 | Power | Wattage | 880 | 6000 | 14080 | 14080 | 0 | 0 | 0 | N/A | N/A | 0 | 0 | 0 | 0 | 1.1268 | 2.2 | 3.9233 | 6000 | Power | Wattage | 6112.812 | 9924.006 | 17707.902 | 2.022 | 2.022 | 0 | 0 | 12360.2913 | 20066.6411 | 35805.9149 | 12360.2913 | 20066.6411 | 35805.9149 | 2035 | Reference | 30 | Prevailing local wages, Drive time, Local code requirements, Access, Existing construction and materials, Condition of existing electrical system, Need for additional wiring/switching | 2 | 63 | 0.06176 | 2023 | 0
133 | 2023 | Residential | Generation | Solar PV |  | Electricity | Solar PV | 2023$/W | Solar PV |  | -1.8e-05 | -9.1e-05 | -0.000162 | Power | Wattage | 880 | 6000 | 14080 | 14080 | 0 | 0 | 0 | N/A | N/A | 0 | 0 | 0 | 0 | 1.1268 | 2.2 | 3.9233 | 6000 | Power | Wattage | 6112.812 | 9924.006 | 17707.902 | 2.022 | 2.022 | 0 | 0 | 12360.2913 | 20066.6411 | 35805.9149 | 12360.2913 | 20066.6411 | 35805.9149 | 2040 | Reference | 30 | Prevailing local wages, Drive time, Local code requirements, Access, Existing construction and materials, Condition of existing electrical system, Need for additional wiring/switching | 2 | 63 | 0.06176 | 2023 | 0
133 | 2023 | Residential | Generation | Solar PV |  | Electricity | Solar PV | 2023$/W | Solar PV |  | -1.8e-05 | -9.1e-05 | -0.000162 | Power | Wattage | 880 | 6000 | 14080 | 14080 | 0 | 0 | 0 | N/A | N/A | 0 | 0 | 0 | 0 | 1.1268 | 2.2 | 3.9233 | 6000 | Power | Wattage | 6112.812 | 9924.006 | 17707.902 | 2.022 | 2.022 | 0 | 0 | 12360.2913 | 20066.6411 | 35805.9149 | 12360.2913 | 20066.6411 | 35805.9149 | 2045 | Reference | 30 | Prevailing local wages, Drive time, Local code requirements, Access, Existing construction and materials, Condition of existing electrical system, Need for additional wiring/switching | 2 | 63 | 0.06176 | 2023 | 0
133 | 2023 | Residential | Generation | Solar PV |  | Electricity | Solar PV | 2023$/W | Solar PV |  | -1.8e-05 | -9.1e-05 | -0.000162 | Power | Wattage | 880 | 6000 | 14080 | 14080 | 0 | 0 | 0 | N/A | N/A | 0 | 0 | 0 | 0 | 1.1268 | 2.2 | 3.9233 | 6000 | Power | Wattage | 6112.812 | 9924.006 | 17707.902 | 2.022 | 2.022 | 0 | 0 | 12360.2913 | 20066.6411 | 35805.9149 | 12360.2913 | 20066.6411 | 35805.9149 | 2050 | Reference | 30 | Prevailing local wages, Drive time, Local code requirements, Access, Existing construction and materials, Condition of existing electrical system, Need for additional wiring/switching | 2 | 63 | 0.06176 | 2023 | 0
133 | 2023 | Residential | Generation | Solar PV |  | Electricity | Solar PV | 2023$/W | Solar PV |  | -1.8e-05 | -9.1e-05 | -0.000162 | Power | Wattage | 880 | 6000 | 14080 | 14080 | 0 | 0 | 0 | N/A | N/A | 0 | 0 | 0 | 0 | 1.1268 | 2.2 | 3.9233 | 6000 | Power | Wattage | 6112.812 | 9924.006 | 17707.902 | 2.022 | 2.022 | 0 | 0 | 12360.2913 | 20066.6411 | 35805.9149 | 12360.2913 | 20066.6411 | 35805.9149 | 2023 | Intermediate | 30 | Prevailing local wages, Drive time, Local code requirements, Access, Existing construction and materials, Condition of existing electrical system, Need for additional wiring/switching | 2 | 63 | 0.06176 | 2023 | 0
133 | 2023 | Residential | Generation | Solar PV |  | Electricity | Solar PV | 2023$/W | Solar PV |  | -1.7191e-05 | -8.6909e-05 | -0.00015472 | Power | Wattage | 880 | 6000 | 14080 | 14080 | 0 | 0 | 0 | N/A | N/A | 0 | 0 | 0 | 0 | 1.0761 | 2.1011 | 3.7469 | 6000 | Power | Wattage | 5837.9724 | 9477.8104 | 16911.7328 | 2.022 | 2.022 | 0 | 0 | 11804.5572 | 19164.42 | 34196.0366 | 11804.5572 | 19164.42 | 34196.0366 | 2030 | Intermediate | 30 | Prevailing local wages, Drive time, Local code requirements, Access, Existing construction and materials, Condition of existing electrical system, Need for additional wiring/switching | 2 | 63 | 0.06176 | 2023 | 0
133 | 2023 | Residential | Generation | Solar PV |  | Electricity | Solar PV | 2023$/W | Solar PV |  | -1.627e-05 | -8.2253e-05 | -0.00014643 | Power | Wattage | 880 | 6000 | 14080 | 14080 | 0 | 0 | 0 | N/A | N/A | 0 | 0 | 0 | 0 | 1.0185 | 1.9885 | 3.5462 | 6000 | Power | Wattage | 5525.2239 | 8970.0705 | 16005.7471 | 2.022 | 2.022 | 0 | 0 | 11172.1702 | 18137.7547 | 32364.106 | 11172.1702 | 18137.7547 | 32364.106 | 2035 | Intermediate | 30 | Prevailing local wages, Drive time, Local code requirements, Access, Existing construction and materials, Condition of existing electrical system, Need for additional wiring/switching | 2 | 63 | 0.06176 | 2023 | 0
133 | 2023 | Residential | Generation | Solar PV |  | Electricity | Solar PV | 2023$/W | Solar PV |  | -1.5349e-05 | -7.7597e-05 | -0.00013814 | Power | Wattage | 880 | 6000 | 14080 | 14080 | 0 | 0 | 0 | N/A | N/A | 0 | 0 | 0 | 0 | 0.96084 | 1.876 | 3.3455 | 6000 | Power | Wattage | 5212.4753 | 8462.3307 | 15099.7614 | 2.022 | 2.022 | 0 | 0 | 10539.7832 | 17111.0893 | 30532.1755 | 10539.7832 | 17111.0893 | 30532.1755 | 2040 | Intermediate | 30 | Prevailing local wages, Drive time, Local code requirements, Access, Existing construction and materials, Condition of existing electrical system, Need for additional wiring/switching | 2 | 63 | 0.06176 | 2023 | 0
133 | 2023 | Residential | Generation | Solar PV |  | Electricity | Solar PV | 2023$/W | Solar PV |  | -1.4428e-05 | -7.2941e-05 | -0.00012985 | Power | Wattage | 880 | 6000 | 14080 | 14080 | 0 | 0 | 0 | N/A | N/A | 0 | 0 | 0 | 0 | 0.90319 | 1.7634 | 3.1447 | 6000 | Power | Wattage | 4899.7268 | 7954.5909 | 14193.7757 | 2.022 | 2.022 | 0 | 0 | 9907.3963 | 16084.424 | 28700.245 | 9907.3963 | 16084.424 | 28700.245 | 2045 | Intermediate | 30 | Prevailing local wages, Drive time, Local code requirements, Access, Existing construction and materials, Condition of existing electrical system, Need for additional wiring/switching | 2 | 63 | 0.06176 | 2023 | 0
133 | 2023 | Residential | Generation | Solar PV |  | Electricity | Solar PV | 2023$/W | Solar PV |  | -1.3507e-05 | -6.8285e-05 | -0.00012156 | Power | Wattage | 880 | 6000 | 14080 | 14080 | 0 | 0 | 0 | N/A | N/A | 0 | 0 | 0 | 0 | 0.84554 | 1.6509 | 2.944 | 6000 | Power | Wattage | 4586.9783 | 7446.851 | 13287.79 | 2.022 | 2.022 | 0 | 0 | 9275.0093 | 15057.7586 | 26868.3144 | 9275.0093 | 15057.7586 | 26868.3144 | 2050 | Intermediate | 30 | Prevailing local wages, Drive time, Local code requirements, Access, Existing construction and materials, Condition of existing electrical system, Need for additional wiring/switching | 2 | 63 | 0.06176 | 2023 | 0
133 | 2023 | Residential | Generation | Solar PV |  | Electricity | Solar PV | 2023$/W | Solar PV |  | -1.8e-05 | -9.1e-05 | -0.000162 | Power | Wattage | 880 | 6000 | 14080 | 14080 | 0 | 0 | 0 | N/A | N/A | 0 | 0 | 0 | 0 | 1.1268 | 2.2 | 3.9233 | 6000 | Power | Wattage | 6112.812 | 9924.006 | 17707.902 | 2.022 | 2.022 | 0 | 0 | 12360.2913 | 20066.6411 | 35805.9149 | 12360.2913 | 20066.6411 | 35805.9149 | 2023 | Advanced | 30 | Prevailing local wages, Drive time, Local code requirements, Access, Existing construction and materials, Condition of existing electrical system, Need for additional wiring/switching | 2 | 63 | 0.06176 | 2023 | 0
133 | 2023 | Residential | Generation | Solar PV |  | Electricity | Solar PV | 2023$/W | Solar PV |  | -1.6381e-05 | -8.2817e-05 | -0.00014743 | Power | Wattage | 880 | 6000 | 14080 | 14080 | 0 | 0 | 0 | N/A | N/A | 0 | 0 | 0 | 0 | 1.0255 | 2.0022 | 3.5705 | 6000 | Power | Wattage | 5563.1328 | 9031.6148 | 16115.5635 | 2.022 | 2.022 | 0 | 0 | 11248.8232 | 18262.199 | 32586.1582 | 11248.8232 | 18262.199 | 32586.1582 | 2030 | Advanced | 30 | Prevailing local wages, Drive time, Local code requirements, Access, Existing construction and materials, Condition of existing electrical system, Need for additional wiring/switching | 2 | 63 | 0.06176 | 2023 | 0
133 | 2023 | Residential | Generation | Solar PV |  | Electricity | Solar PV | 2023$/W | Solar PV |  | -1.454e-05 | -7.3505e-05 | -0.00013086 | Power | Wattage | 880 | 6000 | 14080 | 14080 | 0 | 0 | 0 | N/A | N/A | 0 | 0 | 0 | 0 | 0.91018 | 1.7771 | 3.1691 | 6000 | Power | Wattage | 4937.6357 | 8016.1351 | 14303.5922 | 2.022 | 2.022 | 0 | 0 | 9984.0492 | 16208.8683 | 28922.2972 | 9984.0492 | 16208.8683 | 28922.2972 | 2035 | Advanced | 30 | Prevailing local wages, Drive time, Local code requirements, Access, Existing construction and materials, Condition of existing electrical system, Need for additional wiring/switching | 2 | 63 | 0.06176 | 2023 | 0
133 | 2023 | Residential | Generation | Solar PV |  | Electricity | Solar PV | 2023$/W | Solar PV |  | -1.2698e-05 | -6.4194e-05 | -0.00011428 | Power | Wattage | 880 | 6000 | 14080 | 14080 | 0 | 0 | 0 | N/A | N/A | 0 | 0 | 0 | 0 | 0.79488 | 1.5519 | 2.7676 | 6000 | Power | Wattage | 4312.1387 | 7000.6554 | 12491.6208 | 2.022 | 2.022 | 0 | 0 | 8719.2752 | 14155.5375 | 25258.4361 | 8719.2752 | 14155.5375 | 25258.4361 | 2040 | Advanced | 30 | Prevailing local wages, Drive time, Local code requirements, Access, Existing construction and materials, Condition of existing electrical system, Need for additional wiring/switching | 2 | 63 | 0.06176 | 2023 | 0
133 | 2023 | Residential | Generation | Solar PV |  | Electricity | Solar PV | 2023$/W | Solar PV |  | -1.0856e-05 | -5.4882e-05 | -9.7702e-05 | Power | Wattage | 880 | 6000 | 14080 | 14080 | 0 | 0 | 0 | N/A | N/A | 0 | 0 | 0 | 0 | 0.67958 | 1.3268 | 2.3662 | 6000 | Power | Wattage | 3686.6417 | 5985.1757 | 10679.6494 | 2.022 | 2.022 | 0 | 0 | 7454.5012 | 12102.2068 | 21594.575 | 7454.5012 | 12102.2068 | 21594.575 | 2045 | Advanced | 30 | Prevailing local wages, Drive time, Local code requirements, Access, Existing construction and materials, Condition of existing electrical system, Need for additional wiring/switching | 2 | 63 | 0.06176 | 2023 | 0
133 | 2023 | Residential | Generation | Solar PV |  | Electricity | Solar PV | 2023$/W | Solar PV |  | -9.014e-06 | -4.5571e-05 | -8.1126e-05 | Power | Wattage | 880 | 6000 | 14080 | 14080 | 0 | 0 | 0 | N/A | N/A | 0 | 0 | 0 | 0 | 0.56427 | 1.1017 | 1.9647 | 6000 | Power | Wattage | 3061.1446 | 4969.696 | 8867.6781 | 2.022 | 2.022 | 0 | 0 | 6189.7273 | 10048.8761 | 17930.714 | 6189.7273 | 10048.8761 | 17930.714 | 2050 | Advanced | 30 | Prevailing local wages, Drive time, Local code requirements, Access, Existing construction and materials, Condition of existing electrical system, Need for additional wiring/switching | 2 | 63 | 0.06176 | 2023 | 0
134 | 2023 | Residential | Envelope | Structural Insulated Panels |  |  | Structural Insulated Panels | 2023$/sqft | Structural Insulated Panels |  | 0.11 | 0.07375 | 0.061212 | R-Value | ft2*degF*h/Btu | 12 | 28 | 46 | 46 | 0 | 0 | 0 | Square Feet | ft2 | 0 | 900 | 0 | 0 | 3.07 | 7.96 | 8.5318 | 900 | Square Feet | ft2 | 5535.0027 | 9022.5018 | 9221.1777 | 1.11 | 1.11 | 0 | 0 | 6143.853 | 10014.977 | 10235.5072 | 6143.853 | 10014.977 | 10235.5072 | 2023 | Reference | 999 | Prevailing local wages, Drive time, Local code requirements, Access, Presence/condition/type of existing insulation, Existing construction and materials, Moisture issues present, Adequacy of existing ventilation, Presence of hazardous materials, Extent of preparation | 2 | 62 | 0.3099 | 2023 | Assumes for the reference case that raw material prices will increase over the coming decades. Assumed for the advanced case that energy dependency will move away from oil and gas causing a higher supply of raw materials used to make insulation which will lower the material costs. Typical costs assume a wall area of 900 sq ft as an example based on average sqft of a house to be 2,025, though wall areas and insulation amounts vary greatly by building. Retrofit and new construction are assumed equivalent due to lack of data and small installed base.
134 | 2023 | Residential | Envelope | Structural Insulated Panels |  |  | Structural Insulated Panels | 2023$/sqft | Structural Insulated Panels |  | 0.121 | 0.081125 | 0.067333 | R-Value | ft2*degF*h/Btu | 12 | 28 | 46 | 46 | 0 | 0 | 0 | Square Feet | ft2 | 0 | 900 | 0 | 0 | 3.377 | 8.756 | 9.385 | 900 | Square Feet | ft2 | 6088.503 | 9924.752 | 10143.2955 | 1.11 | 1.11 | 0 | 0 | 6758.2383 | 11016.4747 | 11259.058 | 6758.2383 | 11016.4747 | 11259.058 | 2030 | Reference | 999 | Prevailing local wages, Drive time, Local code requirements, Access, Presence/condition/type of existing insulation, Existing construction and materials, Moisture issues present, Adequacy of existing ventilation, Presence of hazardous materials, Extent of preparation | 2 | 62 | 0.3099 | 2023 | Assumes for the reference case that raw material prices will increase over the coming decades. Assumed for the advanced case that energy dependency will move away from oil and gas causing a higher supply of raw materials used to make insulation which will lower the material costs. Typical costs assume a wall area of 900 sq ft as an example based on average sqft of a house to be 2,025, though wall areas and insulation amounts vary greatly by building. Retrofit and new construction are assumed equivalent due to lack of data and small installed base.
134 | 2023 | Residential | Envelope | Structural Insulated Panels |  |  | Structural Insulated Panels | 2023$/sqft | Structural Insulated Panels |  | 0.12705 | 0.085181 | 0.0707 | R-Value | ft2*degF*h/Btu | 12 | 28 | 46 | 46 | 0 | 0 | 0 | Square Feet | ft2 | 0 | 900 | 0 | 0 | 3.5459 | 9.1938 | 9.8542 | 900 | Square Feet | ft2 | 6392.9281 | 10420.9896 | 10650.4602 | 1.11 | 1.11 | 0 | 0 | 7096.1502 | 11567.2984 | 11822.0109 | 7096.1502 | 11567.2984 | 11822.0109 | 2035 | Reference | 999 | Prevailing local wages, Drive time, Local code requirements, Access, Presence/condition/type of existing insulation, Existing construction and materials, Moisture issues present, Adequacy of existing ventilation, Presence of hazardous materials, Extent of preparation | 2 | 62 | 0.3099 | 2023 | Assumes for the reference case that raw material prices will increase over the coming decades. Assumed for the advanced case that energy dependency will move away from oil and gas causing a higher supply of raw materials used to make insulation which will lower the material costs. Typical costs assume a wall area of 900 sq ft as an example based on average sqft of a house to be 2,025, though wall areas and insulation amounts vary greatly by building. Retrofit and new construction are assumed equivalent due to lack of data and small installed base.
134 | 2023 | Residential | Envelope | Structural Insulated Panels |  |  | Structural Insulated Panels | 2023$/sqft | Structural Insulated Panels |  | 0.1331 | 0.089238 | 0.074067 | R-Value | ft2*degF*h/Btu | 12 | 28 | 46 | 46 | 0 | 0 | 0 | Square Feet | ft2 | 0 | 900 | 0 | 0 | 3.7147 | 9.6316 | 10.3235 | 900 | Square Feet | ft2 | 6697.3533 | 10917.2272 | 11157.625 | 1.11 | 1.11 | 0 | 0 | 7434.0621 | 12118.1222 | 12384.9638 | 7434.0621 | 12118.1222 | 12384.9638 | 2040 | Reference | 999 | Prevailing local wages, Drive time, Local code requirements, Access, Presence/condition/type of existing insulation, Existing construction and materials, Moisture issues present, Adequacy of existing ventilation, Presence of hazardous materials, Extent of preparation | 2 | 62 | 0.3099 | 2023 | Assumes for the reference case that raw material prices will increase over the coming decades. Assumed for the advanced case that energy dependency will move away from oil and gas causing a higher supply of raw materials used to make insulation which will lower the material costs. Typical costs assume a wall area of 900 sq ft as an example based on average sqft of a house to be 2,025, though wall areas and insulation amounts vary greatly by building. Retrofit and new construction are assumed equivalent due to lack of data and small installed base.
134 | 2023 | Residential | Envelope | Structural Insulated Panels |  |  | Structural Insulated Panels | 2023$/sqft | Structural Insulated Panels |  | 0.13599 | 0.091173 | 0.075673 | R-Value | ft2*degF*h/Btu | 12 | 28 | 46 | 46 | 0 | 0 | 0 | Square Feet | ft2 | 0 | 900 | 0 | 0 | 3.7953 | 9.8406 | 10.5475 | 900 | Square Feet | ft2 | 6842.6471 | 11154.0679 | 11399.6809 | 1.11 | 1.11 | 0 | 0 | 7595.3383 | 12381.0153 | 12653.6458 | 7595.3383 | 12381.0153 | 12653.6458 | 2045 | Reference | 999 | Prevailing local wages, Drive time, Local code requirements, Access, Presence/condition/type of existing insulation, Existing construction and materials, Moisture issues present, Adequacy of existing ventilation, Presence of hazardous materials, Extent of preparation | 2 | 62 | 0.3099 | 2023 | Assumes for the reference case that raw material prices will increase over the coming decades. Assumed for the advanced case that energy dependency will move away from oil and gas causing a higher supply of raw materials used to make insulation which will lower the material costs. Typical costs assume a wall area of 900 sq ft as an example based on average sqft of a house to be 2,025, though wall areas and insulation amounts vary greatly by building. Retrofit and new construction are assumed equivalent due to lack of data and small installed base.
134 | 2023 | Residential | Envelope | Structural Insulated Panels |  |  | Structural Insulated Panels | 2023$/sqft | Structural Insulated Panels |  | 0.13887 | 0.093109 | 0.07728 | R-Value | ft2*degF*h/Btu | 12 | 28 | 46 | 46 | 0 | 0 | 0 | Square Feet | ft2 | 0 | 900 | 0 | 0 | 3.8759 | 10.0495 | 10.7714 | 900 | Square Feet | ft2 | 6987.9409 | 11390.9085 | 11641.7368 | 1.11 | 1.11 | 0 | 0 | 7756.6144 | 12643.9085 | 12922.3279 | 7756.6144 | 12643.9085 | 12922.3279 | 2050 | Reference | 999 | Prevailing local wages, Drive time, Local code requirements, Access, Presence/condition/type of existing insulation, Existing construction and materials, Moisture issues present, Adequacy of existing ventilation, Presence of hazardous materials, Extent of preparation | 2 | 62 | 0.3099 | 2023 | Assumes for the reference case that raw material prices will increase over the coming decades. Assumed for the advanced case that energy dependency will move away from oil and gas causing a higher supply of raw materials used to make insulation which will lower the material costs. Typical costs assume a wall area of 900 sq ft as an example based on average sqft of a house to be 2,025, though wall areas and insulation amounts vary greatly by building. Retrofit and new construction are assumed equivalent due to lack of data and small installed base.
134 | 2023 | Residential | Envelope | Structural Insulated Panels |  |  | Structural Insulated Panels | 2023$/sqft | Structural Insulated Panels |  | 0.11 | 0.07375 | 0.061212 | R-Value | ft2*degF*h/Btu | 12 | 28 | 46 | 46 | 0 | 0 | 0 | Square Feet | ft2 | 0 | 900 | 0 | 0 | 3.07 | 7.96 | 8.5318 | 900 | Square Feet | ft2 | 5535.0027 | 9022.5018 | 9221.1777 | 1.11 | 1.11 | 0 | 0 | 6143.853 | 10014.977 | 10235.5072 | 6143.853 | 10014.977 | 10235.5072 | 2023 | Intermediate | 999 | Prevailing local wages, Drive time, Local code requirements, Access, Presence/condition/type of existing insulation, Existing construction and materials, Moisture issues present, Adequacy of existing ventilation, Presence of hazardous materials, Extent of preparation | 2 | 62 | 0.3099 | 2023 | Assumes for the reference case that raw material prices will increase over the coming decades. Assumed for the advanced case that energy dependency will move away from oil and gas causing a higher supply of raw materials used to make insulation which will lower the material costs. Typical costs assume a wall area of 900 sq ft as an example based on average sqft of a house to be 2,025, though wall areas and insulation amounts vary greatly by building. Retrofit and new construction are assumed equivalent due to lack of data and small installed base.
134 | 2023 | Residential | Envelope | Structural Insulated Panels |  |  | Structural Insulated Panels | 2023$/sqft | Structural Insulated Panels |  | 0.11 | 0.07375 | 0.061212 | R-Value | ft2*degF*h/Btu | 12 | 28 | 46 | 46 | 0 | 0 | 0 | Square Feet | ft2 | 0 | 900 | 0 | 0 | 3.07 | 7.96 | 8.5318 | 900 | Square Feet | ft2 | 5535.0027 | 9022.5018 | 9221.1777 | 1.11 | 1.11 | 0 | 0 | 6143.853 | 10014.977 | 10235.5072 | 6143.853 | 10014.977 | 10235.5072 | 2030 | Intermediate | 999 | Prevailing local wages, Drive time, Local code requirements, Access, Presence/condition/type of existing insulation, Existing construction and materials, Moisture issues present, Adequacy of existing ventilation, Presence of hazardous materials, Extent of preparation | 2 | 62 | 0.3099 | 2023 | Assumes for the reference case that raw material prices will increase over the coming decades. Assumed for the advanced case that energy dependency will move away from oil and gas causing a higher supply of raw materials used to make insulation which will lower the material costs. Typical costs assume a wall area of 900 sq ft as an example based on average sqft of a house to be 2,025, though wall areas and insulation amounts vary greatly by building. Retrofit and new construction are assumed equivalent due to lack of data and small installed base.
134 | 2023 | Residential | Envelope | Structural Insulated Panels |  |  | Structural Insulated Panels | 2023$/sqft | Structural Insulated Panels |  | 0.11055 | 0.074119 | 0.061518 | R-Value | ft2*degF*h/Btu | 12 | 28 | 46 | 46 | 0 | 0 | 0 | Square Feet | ft2 | 0 | 900 | 0 | 0 | 3.0854 | 7.9998 | 8.5745 | 900 | Square Feet | ft2 | 5562.6777 | 9067.6143 | 9267.2836 | 1.11 | 1.11 | 0 | 0 | 6174.5723 | 10065.0519 | 10286.6848 | 6174.5723 | 10065.0519 | 10286.6848 | 2035 | Intermediate | 999 | Prevailing local wages, Drive time, Local code requirements, Access, Presence/condition/type of existing insulation, Existing construction and materials, Moisture issues present, Adequacy of existing ventilation, Presence of hazardous materials, Extent of preparation | 2 | 62 | 0.3099 | 2023 | Assumes for the reference case that raw material prices will increase over the coming decades. Assumed for the advanced case that energy dependency will move away from oil and gas causing a higher supply of raw materials used to make insulation which will lower the material costs. Typical costs assume a wall area of 900 sq ft as an example based on average sqft of a house to be 2,025, though wall areas and insulation amounts vary greatly by building. Retrofit and new construction are assumed equivalent due to lack of data and small installed base.
134 | 2023 | Residential | Envelope | Structural Insulated Panels |  |  | Structural Insulated Panels | 2023$/sqft | Structural Insulated Panels |  | 0.1111 | 0.074487 | 0.061824 | R-Value | ft2*degF*h/Btu | 12 | 28 | 46 | 46 | 0 | 0 | 0 | Square Feet | ft2 | 0 | 900 | 0 | 0 | 3.1007 | 8.0396 | 8.6171 | 900 | Square Feet | ft2 | 5590.3527 | 9112.7268 | 9313.3895 | 1.11 | 1.11 | 0 | 0 | 6205.2915 | 10115.1268 | 10337.8623 | 6205.2915 | 10115.1268 | 10337.8623 | 2040 | Intermediate | 999 | Prevailing local wages, Drive time, Local code requirements, Access, Presence/condition/type of existing insulation, Existing construction and materials, Moisture issues present, Adequacy of existing ventilation, Presence of hazardous materials, Extent of preparation | 2 | 62 | 0.3099 | 2023 | Assumes for the reference case that raw material prices will increase over the coming decades. Assumed for the advanced case that energy dependency will move away from oil and gas causing a higher supply of raw materials used to make insulation which will lower the material costs. Typical costs assume a wall area of 900 sq ft as an example based on average sqft of a house to be 2,025, though wall areas and insulation amounts vary greatly by building. Retrofit and new construction are assumed equivalent due to lack of data and small installed base.
134 | 2023 | Residential | Envelope | Structural Insulated Panels |  |  | Structural Insulated Panels | 2023$/sqft | Structural Insulated Panels |  | 0.11032 | 0.073962 | 0.061388 | R-Value | ft2*degF*h/Btu | 12 | 28 | 46 | 46 | 0 | 0 | 0 | Square Feet | ft2 | 0 | 900 | 0 | 0 | 3.0788 | 7.9829 | 8.5563 | 900 | Square Feet | ft2 | 5550.9158 | 9048.4415 | 9247.6886 | 1.11 | 1.11 | 0 | 0 | 6161.5166 | 10043.7701 | 10264.9343 | 6161.5166 | 10043.7701 | 10264.9343 | 2045 | Intermediate | 999 | Prevailing local wages, Drive time, Local code requirements, Access, Presence/condition/type of existing insulation, Existing construction and materials, Moisture issues present, Adequacy of existing ventilation, Presence of hazardous materials, Extent of preparation | 2 | 62 | 0.3099 | 2023 | Assumes for the reference case that raw material prices will increase over the coming decades. Assumed for the advanced case that energy dependency will move away from oil and gas causing a higher supply of raw materials used to make insulation which will lower the material costs. Typical costs assume a wall area of 900 sq ft as an example based on average sqft of a house to be 2,025, though wall areas and insulation amounts vary greatly by building. Retrofit and new construction are assumed equivalent due to lack of data and small installed base.
134 | 2023 | Residential | Envelope | Structural Insulated Panels |  |  | Structural Insulated Panels | 2023$/sqft | Structural Insulated Panels |  | 0.10953 | 0.073437 | 0.060952 | R-Value | ft2*degF*h/Btu | 12 | 28 | 46 | 46 | 0 | 0 | 0 | Square Feet | ft2 | 0 | 900 | 0 | 0 | 3.057 | 7.9262 | 8.4956 | 900 | Square Feet | ft2 | 5511.4789 | 8984.1562 | 9181.9877 | 1.11 | 1.11 | 0 | 0 | 6117.7416 | 9972.4133 | 10192.0063 | 6117.7416 | 9972.4133 | 10192.0063 | 2050 | Intermediate | 999 | Prevailing local wages, Drive time, Local code requirements, Access, Presence/condition/type of existing insulation, Existing construction and materials, Moisture issues present, Adequacy of existing ventilation, Presence of hazardous materials, Extent of preparation | 2 | 62 | 0.3099 | 2023 | Assumes for the reference case that raw material prices will increase over the coming decades. Assumed for the advanced case that energy dependency will move away from oil and gas causing a higher supply of raw materials used to make insulation which will lower the material costs. Typical costs assume a wall area of 900 sq ft as an example based on average sqft of a house to be 2,025, though wall areas and insulation amounts vary greatly by building. Retrofit and new construction are assumed equivalent due to lack of data and small installed base.
134 | 2023 | Residential | Envelope | Structural Insulated Panels |  |  | Structural Insulated Panels | 2023$/sqft | Structural Insulated Panels |  | 0.11 | 0.07375 | 0.061212 | R-Value | ft2*degF*h/Btu | 12 | 28 | 46 | 46 | 0 | 0 | 0 | Square Feet | ft2 | 0 | 900 | 0 | 0 | 3.07 | 7.96 | 8.5318 | 900 | Square Feet | ft2 | 5535.0027 | 9022.5018 | 9221.1777 | 1.11 | 1.11 | 0 | 0 | 6143.853 | 10014.977 | 10235.5072 | 6143.853 | 10014.977 | 10235.5072 | 2023 | Advanced | 999 | Prevailing local wages, Drive time, Local code requirements, Access, Presence/condition/type of existing insulation, Existing construction and materials, Moisture issues present, Adequacy of existing ventilation, Presence of hazardous materials, Extent of preparation | 2 | 62 | 0.3099 | 2023 | Assumes for the reference case that raw material prices will increase over the coming decades. Assumed for the advanced case that energy dependency will move away from oil and gas causing a higher supply of raw materials used to make insulation which will lower the material costs. Typical costs assume a wall area of 900 sq ft as an example based on average sqft of a house to be 2,025, though wall areas and insulation amounts vary greatly by building. Retrofit and new construction are assumed equivalent due to lack of data and small installed base.
134 | 2023 | Residential | Envelope | Structural Insulated Panels |  |  | Structural Insulated Panels | 2023$/sqft | Structural Insulated Panels |  | 0.099 | 0.066375 | 0.055091 | R-Value | ft2*degF*h/Btu | 12 | 28 | 46 | 46 | 0 | 0 | 0 | Square Feet | ft2 | 0 | 900 | 0 | 0 | 2.763 | 7.164 | 7.6786 | 900 | Square Feet | ft2 | 4981.5024 | 8120.2516 | 8299.0599 | 1.11 | 1.11 | 0 | 0 | 5529.4677 | 9013.4793 | 9211.9565 | 5529.4677 | 9013.4793 | 9211.9565 | 2030 | Advanced | 999 | Prevailing local wages, Drive time, Local code requirements, Access, Presence/condition/type of existing insulation, Existing construction and materials, Moisture issues present, Adequacy of existing ventilation, Presence of hazardous materials, Extent of preparation | 2 | 62 | 0.3099 | 2023 | Assumes for the reference case that raw material prices will increase over the coming decades. Assumed for the advanced case that energy dependency will move away from oil and gas causing a higher supply of raw materials used to make insulation which will lower the material costs. Typical costs assume a wall area of 900 sq ft as an example based on average sqft of a house to be 2,025, though wall areas and insulation amounts vary greatly by building. Retrofit and new construction are assumed equivalent due to lack of data and small installed base.
134 | 2023 | Residential | Envelope | Structural Insulated Panels |  |  | Structural Insulated Panels | 2023$/sqft | Structural Insulated Panels |  | 0.09405 | 0.063056 | 0.052336 | R-Value | ft2*degF*h/Btu | 12 | 28 | 46 | 46 | 0 | 0 | 0 | Square Feet | ft2 | 0 | 900 | 0 | 0 | 2.6249 | 6.8058 | 7.2947 | 900 | Square Feet | ft2 | 4732.4273 | 7714.239 | 7884.1069 | 1.11 | 1.11 | 0 | 0 | 5252.9943 | 8562.8053 | 8751.3587 | 5252.9943 | 8562.8053 | 8751.3587 | 2035 | Advanced | 999 | Prevailing local wages, Drive time, Local code requirements, Access, Presence/condition/type of existing insulation, Existing construction and materials, Moisture issues present, Adequacy of existing ventilation, Presence of hazardous materials, Extent of preparation | 2 | 62 | 0.3099 | 2023 | Assumes for the reference case that raw material prices will increase over the coming decades. Assumed for the advanced case that energy dependency will move away from oil and gas causing a higher supply of raw materials used to make insulation which will lower the material costs. Typical costs assume a wall area of 900 sq ft as an example based on average sqft of a house to be 2,025, though wall areas and insulation amounts vary greatly by building. Retrofit and new construction are assumed equivalent due to lack of data and small installed base.
134 | 2023 | Residential | Envelope | Structural Insulated Panels |  |  | Structural Insulated Panels | 2023$/sqft | Structural Insulated Panels |  | 0.0891 | 0.059737 | 0.049582 | R-Value | ft2*degF*h/Btu | 12 | 28 | 46 | 46 | 0 | 0 | 0 | Square Feet | ft2 | 0 | 900 | 0 | 0 | 2.4867 | 6.4476 | 6.9108 | 900 | Square Feet | ft2 | 4483.3522 | 7308.2265 | 7469.1539 | 1.11 | 1.11 | 0 | 0 | 4976.5209 | 8112.1314 | 8290.7609 | 4976.5209 | 8112.1314 | 8290.7609 | 2040 | Advanced | 999 | Prevailing local wages, Drive time, Local code requirements, Access, Presence/condition/type of existing insulation, Existing construction and materials, Moisture issues present, Adequacy of existing ventilation, Presence of hazardous materials, Extent of preparation | 2 | 62 | 0.3099 | 2023 | Assumes for the reference case that raw material prices will increase over the coming decades. Assumed for the advanced case that energy dependency will move away from oil and gas causing a higher supply of raw materials used to make insulation which will lower the material costs. Typical costs assume a wall area of 900 sq ft as an example based on average sqft of a house to be 2,025, though wall areas and insulation amounts vary greatly by building. Retrofit and new construction are assumed equivalent due to lack of data and small installed base.
134 | 2023 | Residential | Envelope | Structural Insulated Panels |  |  | Structural Insulated Panels | 2023$/sqft | Structural Insulated Panels |  | 0.084645 | 0.056751 | 0.047103 | R-Value | ft2*degF*h/Btu | 12 | 28 | 46 | 46 | 0 | 0 | 0 | Square Feet | ft2 | 0 | 900 | 0 | 0 | 2.3624 | 6.1252 | 6.5652 | 900 | Square Feet | ft2 | 4259.1846 | 6942.8151 | 7095.6962 | 1.11 | 1.11 | 0 | 0 | 4727.6949 | 7706.5248 | 7876.2228 | 4727.6949 | 7706.5248 | 7876.2228 | 2045 | Advanced | 999 | Prevailing local wages, Drive time, Local code requirements, Access, Presence/condition/type of existing insulation, Existing construction and materials, Moisture issues present, Adequacy of existing ventilation, Presence of hazardous materials, Extent of preparation | 2 | 62 | 0.3099 | 2023 | Assumes for the reference case that raw material prices will increase over the coming decades. Assumed for the advanced case that energy dependency will move away from oil and gas causing a higher supply of raw materials used to make insulation which will lower the material costs. Typical costs assume a wall area of 900 sq ft as an example based on average sqft of a house to be 2,025, though wall areas and insulation amounts vary greatly by building. Retrofit and new construction are assumed equivalent due to lack of data and small installed base.
134 | 2023 | Residential | Envelope | Structural Insulated Panels |  |  | Structural Insulated Panels | 2023$/sqft | Structural Insulated Panels |  | 0.08019 | 0.053764 | 0.044624 | R-Value | ft2*degF*h/Btu | 12 | 28 | 46 | 46 | 0 | 0 | 0 | Square Feet | ft2 | 0 | 900 | 0 | 0 | 2.238 | 5.8028 | 6.2197 | 900 | Square Feet | ft2 | 4035.017 | 6577.4038 | 6722.2385 | 1.11 | 1.11 | 0 | 0 | 4478.8688 | 7300.9182 | 7461.6848 | 4478.8688 | 7300.9182 | 7461.6848 | 2050 | Advanced | 999 | Prevailing local wages, Drive time, Local code requirements, Access, Presence/condition/type of existing insulation, Existing construction and materials, Moisture issues present, Adequacy of existing ventilation, Presence of hazardous materials, Extent of preparation | 2 | 62 | 0.3099 | 2023 | Assumes for the reference case that raw material prices will increase over the coming decades. Assumed for the advanced case that energy dependency will move away from oil and gas causing a higher supply of raw materials used to make insulation which will lower the material costs. Typical costs assume a wall area of 900 sq ft as an example based on average sqft of a house to be 2,025, though wall areas and insulation amounts vary greatly by building. Retrofit and new construction are assumed equivalent due to lack of data and small installed base.
135 | 2023 | Residential | Controls | Thermostat | Digital-Non Programmable | Electricity | Thermostat Digital Non-Programmable | 2023$ | Thermostat Digital Non-Programmable |  | 0 | 0 | 0 | N/A | N/A | 0 | 0 | 0 | 0 | 0 | 0 | 0 | N/A | N/A | 0 | 0 | 0 | 0 | 21 | 44 | 115 | 1 |  |  | 21 | 44 | 115 | 2.21 | 2.23 | 0 | 0 | 46.41 | 97.24 | 254.15 | 46.83 | 98.12 | 256.45 | 2023 | Reference | 11 | Prevailing local wages, Drive time, Local code requirements, Need for additional wiring/switching, Type of equipment | 2 | 15 | 0 | 2023 | No regression ran. Low SS, Medium Source Diversity
135 | 2023 | Residential | Controls | Thermostat | Digital-Non Programmable | Electricity | Thermostat Digital Non-Programmable | 2023$ | Thermostat Digital Non-Programmable |  | 0 | 0 | 0 | N/A | N/A | 0 | 0 | 0 | 0 | 0 | 0 | 0 | N/A | N/A | 0 | 0 | 0 | 0 | 21 | 44 | 115 | 1 |  |  | 21 | 44 | 115 | 2.21 | 2.23 | 0 | 0 | 46.41 | 97.24 | 254.15 | 46.83 | 98.12 | 256.45 | 2030 | Reference | 11 | Prevailing local wages, Drive time, Local code requirements, Need for additional wiring/switching, Type of equipment | 2 | 15 | 0 | 2023 | No regression ran. Low SS, Medium Source Diversity
135 | 2023 | Residential | Controls | Thermostat | Digital-Non Programmable | Electricity | Thermostat Digital Non-Programmable | 2023$ | Thermostat Digital Non-Programmable |  | 0 | 0 | 0 | N/A | N/A | 0 | 0 | 0 | 0 | 0 | 0 | 0 | N/A | N/A | 0 | 0 | 0 | 0 | 21 | 44 | 115 | 1 |  |  | 21 | 44 | 115 | 2.21 | 2.23 | 0 | 0 | 46.41 | 97.24 | 254.15 | 46.83 | 98.12 | 256.45 | 2035 | Reference | 11 | Prevailing local wages, Drive time, Local code requirements, Need for additional wiring/switching, Type of equipment | 2 | 15 | 0 | 2023 | No regression ran. Low SS, Medium Source Diversity
135 | 2023 | Residential | Controls | Thermostat | Digital-Non Programmable | Electricity | Thermostat Digital Non-Programmable | 2023$ | Thermostat Digital Non-Programmable |  | 0 | 0 | 0 | N/A | N/A | 0 | 0 | 0 | 0 | 0 | 0 | 0 | N/A | N/A | 0 | 0 | 0 | 0 | 21 | 44 | 115 | 1 |  |  | 21 | 44 | 115 | 2.21 | 2.23 | 0 | 0 | 46.41 | 97.24 | 254.15 | 46.83 | 98.12 | 256.45 | 2040 | Reference | 11 | Prevailing local wages, Drive time, Local code requirements, Need for additional wiring/switching, Type of equipment | 2 | 15 | 0 | 2023 | No regression ran. Low SS, Medium Source Diversity
135 | 2023 | Residential | Controls | Thermostat | Digital-Non Programmable | Electricity | Thermostat Digital Non-Programmable | 2023$ | Thermostat Digital Non-Programmable |  | 0 | 0 | 0 | N/A | N/A | 0 | 0 | 0 | 0 | 0 | 0 | 0 | N/A | N/A | 0 | 0 | 0 | 0 | 21 | 44 | 115 | 1 |  |  | 21 | 44 | 115 | 2.21 | 2.23 | 0 | 0 | 46.41 | 97.24 | 254.15 | 46.83 | 98.12 | 256.45 | 2045 | Reference | 11 | Prevailing local wages, Drive time, Local code requirements, Need for additional wiring/switching, Type of equipment | 2 | 15 | 0 | 2023 | No regression ran. Low SS, Medium Source Diversity
135 | 2023 | Residential | Controls | Thermostat | Digital-Non Programmable | Electricity | Thermostat Digital Non-Programmable | 2023$ | Thermostat Digital Non-Programmable |  | 0 | 0 | 0 | N/A | N/A | 0 | 0 | 0 | 0 | 0 | 0 | 0 | N/A | N/A | 0 | 0 | 0 | 0 | 21 | 44 | 115 | 1 |  |  | 21 | 44 | 115 | 2.21 | 2.23 | 0 | 0 | 46.41 | 97.24 | 254.15 | 46.83 | 98.12 | 256.45 | 2050 | Reference | 11 | Prevailing local wages, Drive time, Local code requirements, Need for additional wiring/switching, Type of equipment | 2 | 15 | 0 | 2023 | No regression ran. Low SS, Medium Source Diversity
135 | 2023 | Residential | Controls | Thermostat | Digital-Non Programmable | Electricity | Thermostat Digital Non-Programmable | 2023$ | Thermostat Digital Non-Programmable |  | 0 | 0 | 0 | N/A | N/A | 0 | 0 | 0 | 0 | 0 | 0 | 0 | N/A | N/A | 0 | 0 | 0 | 0 | 21 | 44 | 115 | 1 |  |  | 21 | 44 | 115 | 2.21 | 2.23 | 0 | 0 | 46.41 | 97.24 | 254.15 | 46.83 | 98.12 | 256.45 | 2023 | Intermediate | 11 | Prevailing local wages, Drive time, Local code requirements, Need for additional wiring/switching, Type of equipment | 2 | 15 | 0 | 2023 | No regression ran. Low SS, Medium Source Diversity
135 | 2023 | Residential | Controls | Thermostat | Digital-Non Programmable | Electricity | Thermostat Digital Non-Programmable | 2023$ | Thermostat Digital Non-Programmable |  | 0 | 0 | 0 | N/A | N/A | 0 | 0 | 0 | 0 | 0 | 0 | 0 | N/A | N/A | 0 | 0 | 0 | 0 | 21 | 44 | 115 | 1 |  |  | 21 | 44 | 115 | 2.21 | 2.23 | 0 | 0 | 46.41 | 97.24 | 254.15 | 46.83 | 98.12 | 256.45 | 2030 | Intermediate | 11 | Prevailing local wages, Drive time, Local code requirements, Need for additional wiring/switching, Type of equipment | 2 | 15 | 0 | 2023 | No regression ran. Low SS, Medium Source Diversity
135 | 2023 | Residential | Controls | Thermostat | Digital-Non Programmable | Electricity | Thermostat Digital Non-Programmable | 2023$ | Thermostat Digital Non-Programmable |  | 0 | 0 | 0 | N/A | N/A | 0 | 0 | 0 | 0 | 0 | 0 | 0 | N/A | N/A | 0 | 0 | 0 | 0 | 21 | 44 | 115 | 1 |  |  | 21 | 44 | 115 | 2.21 | 2.23 | 0 | 0 | 46.41 | 97.24 | 254.15 | 46.83 | 98.12 | 256.45 | 2035 | Intermediate | 11 | Prevailing local wages, Drive time, Local code requirements, Need for additional wiring/switching, Type of equipment | 2 | 15 | 0 | 2023 | No regression ran. Low SS, Medium Source Diversity
135 | 2023 | Residential | Controls | Thermostat | Digital-Non Programmable | Electricity | Thermostat Digital Non-Programmable | 2023$ | Thermostat Digital Non-Programmable |  | 0 | 0 | 0 | N/A | N/A | 0 | 0 | 0 | 0 | 0 | 0 | 0 | N/A | N/A | 0 | 0 | 0 | 0 | 21 | 44 | 115 | 1 |  |  | 21 | 44 | 115 | 2.21 | 2.23 | 0 | 0 | 46.41 | 97.24 | 254.15 | 46.83 | 98.12 | 256.45 | 2040 | Intermediate | 11 | Prevailing local wages, Drive time, Local code requirements, Need for additional wiring/switching, Type of equipment | 2 | 15 | 0 | 2023 | No regression ran. Low SS, Medium Source Diversity
135 | 2023 | Residential | Controls | Thermostat | Digital-Non Programmable | Electricity | Thermostat Digital Non-Programmable | 2023$ | Thermostat Digital Non-Programmable |  | 0 | 0 | 0 | N/A | N/A | 0 | 0 | 0 | 0 | 0 | 0 | 0 | N/A | N/A | 0 | 0 | 0 | 0 | 21 | 44 | 115 | 1 |  |  | 21 | 44 | 115 | 2.21 | 2.23 | 0 | 0 | 46.41 | 97.24 | 254.15 | 46.83 | 98.12 | 256.45 | 2045 | Intermediate | 11 | Prevailing local wages, Drive time, Local code requirements, Need for additional wiring/switching, Type of equipment | 2 | 15 | 0 | 2023 | No regression ran. Low SS, Medium Source Diversity
135 | 2023 | Residential | Controls | Thermostat | Digital-Non Programmable | Electricity | Thermostat Digital Non-Programmable | 2023$ | Thermostat Digital Non-Programmable |  | 0 | 0 | 0 | N/A | N/A | 0 | 0 | 0 | 0 | 0 | 0 | 0 | N/A | N/A | 0 | 0 | 0 | 0 | 21 | 44 | 115 | 1 |  |  | 21 | 44 | 115 | 2.21 | 2.23 | 0 | 0 | 46.41 | 97.24 | 254.15 | 46.83 | 98.12 | 256.45 | 2050 | Intermediate | 11 | Prevailing local wages, Drive time, Local code requirements, Need for additional wiring/switching, Type of equipment | 2 | 15 | 0 | 2023 | No regression ran. Low SS, Medium Source Diversity
135 | 2023 | Residential | Controls | Thermostat | Digital-Non Programmable | Electricity | Thermostat Digital Non-Programmable | 2023$ | Thermostat Digital Non-Programmable |  | 0 | 0 | 0 | N/A | N/A | 0 | 0 | 0 | 0 | 0 | 0 | 0 | N/A | N/A | 0 | 0 | 0 | 0 | 21 | 44 | 115 | 1 |  |  | 21 | 44 | 115 | 2.21 | 2.23 | 0 | 0 | 46.41 | 97.24 | 254.15 | 46.83 | 98.12 | 256.45 | 2023 | Advanced | 11 | Prevailing local wages, Drive time, Local code requirements, Need for additional wiring/switching, Type of equipment | 2 | 15 | 0 | 2023 | No regression ran. Low SS, Medium Source Diversity
135 | 2023 | Residential | Controls | Thermostat | Digital-Non Programmable | Electricity | Thermostat Digital Non-Programmable | 2023$ | Thermostat Digital Non-Programmable |  | 0 | 0 | 0 | N/A | N/A | 0 | 0 | 0 | 0 | 0 | 0 | 0 | N/A | N/A | 0 | 0 | 0 | 0 | 21 | 44 | 115 | 1 |  |  | 21 | 44 | 115 | 2.21 | 2.23 | 0 | 0 | 46.41 | 97.24 | 254.15 | 46.83 | 98.12 | 256.45 | 2030 | Advanced | 11 | Prevailing local wages, Drive time, Local code requirements, Need for additional wiring/switching, Type of equipment | 2 | 15 | 0 | 2023 | No regression ran. Low SS, Medium Source Diversity
135 | 2023 | Residential | Controls | Thermostat | Digital-Non Programmable | Electricity | Thermostat Digital Non-Programmable | 2023$ | Thermostat Digital Non-Programmable |  | 0 | 0 | 0 | N/A | N/A | 0 | 0 | 0 | 0 | 0 | 0 | 0 | N/A | N/A | 0 | 0 | 0 | 0 | 21 | 44 | 115 | 1 |  |  | 21 | 44 | 115 | 2.21 | 2.23 | 0 | 0 | 46.41 | 97.24 | 254.15 | 46.83 | 98.12 | 256.45 | 2035 | Advanced | 11 | Prevailing local wages, Drive time, Local code requirements, Need for additional wiring/switching, Type of equipment | 2 | 15 | 0 | 2023 | No regression ran. Low SS, Medium Source Diversity
135 | 2023 | Residential | Controls | Thermostat | Digital-Non Programmable | Electricity | Thermostat Digital Non-Programmable | 2023$ | Thermostat Digital Non-Programmable |  | 0 | 0 | 0 | N/A | N/A | 0 | 0 | 0 | 0 | 0 | 0 | 0 | N/A | N/A | 0 | 0 | 0 | 0 | 21 | 44 | 115 | 1 |  |  | 21 | 44 | 115 | 2.21 | 2.23 | 0 | 0 | 46.41 | 97.24 | 254.15 | 46.83 | 98.12 | 256.45 | 2040 | Advanced | 11 | Prevailing local wages, Drive time, Local code requirements, Need for additional wiring/switching, Type of equipment | 2 | 15 | 0 | 2023 | No regression ran. Low SS, Medium Source Diversity
135 | 2023 | Residential | Controls | Thermostat | Digital-Non Programmable | Electricity | Thermostat Digital Non-Programmable | 2023$ | Thermostat Digital Non-Programmable |  | 0 | 0 | 0 | N/A | N/A | 0 | 0 | 0 | 0 | 0 | 0 | 0 | N/A | N/A | 0 | 0 | 0 | 0 | 21 | 44 | 115 | 1 |  |  | 21 | 44 | 115 | 2.21 | 2.23 | 0 | 0 | 46.41 | 97.24 | 254.15 | 46.83 | 98.12 | 256.45 | 2045 | Advanced | 11 | Prevailing local wages, Drive time, Local code requirements, Need for additional wiring/switching, Type of equipment | 2 | 15 | 0 | 2023 | No regression ran. Low SS, Medium Source Diversity
135 | 2023 | Residential | Controls | Thermostat | Digital-Non Programmable | Electricity | Thermostat Digital Non-Programmable | 2023$ | Thermostat Digital Non-Programmable |  | 0 | 0 | 0 | N/A | N/A | 0 | 0 | 0 | 0 | 0 | 0 | 0 | N/A | N/A | 0 | 0 | 0 | 0 | 21 | 44 | 115 | 1 |  |  | 21 | 44 | 115 | 2.21 | 2.23 | 0 | 0 | 46.41 | 97.24 | 254.15 | 46.83 | 98.12 | 256.45 | 2050 | Advanced | 11 | Prevailing local wages, Drive time, Local code requirements, Need for additional wiring/switching, Type of equipment | 2 | 15 | 0 | 2023 | No regression ran. Low SS, Medium Source Diversity
136 | 2023 | Residential | Controls | Thermostat | Digital Programmable | Electricity | Thermostat Digital Programmable | 2023$ | Thermostat Digital Programmable |  | 0 | 0 | 0 | N/A | N/A | 0 | 0 | 0 | 0 | 0 | 0 | 0 | N/A | N/A | 0 | 0 | 0 | 0 | 30 | 54 | 158.5 | 1 |  |  | 30 | 54 | 158.5 | 2.21 | 2.23 | 0 | 0 | 66.3 | 119.34 | 350.285 | 66.9 | 120.42 | 353.455 | 2023 | Reference | 11 | Prevailing local wages, Drive time, Local code requirements, Need for additional wiring/switching, Type of equipment | 2 | 20 | 0 | 2023 | No regression ran. Low SS, Medium Source Diversity
136 | 2023 | Residential | Controls | Thermostat | Digital Programmable | Electricity | Thermostat Digital Programmable | 2023$ | Thermostat Digital Programmable |  | 0 | 0 | 0 | N/A | N/A | 0 | 0 | 0 | 0 | 0 | 0 | 0 | N/A | N/A | 0 | 0 | 0 | 0 | 30 | 54 | 158.5 | 1 |  |  | 30 | 54 | 158.5 | 2.21 | 2.23 | 0 | 0 | 66.3 | 119.34 | 350.285 | 66.9 | 120.42 | 353.455 | 2030 | Reference | 11 | Prevailing local wages, Drive time, Local code requirements, Need for additional wiring/switching, Type of equipment | 2 | 20 | 0 | 2023 | No regression ran. Low SS, Medium Source Diversity
136 | 2023 | Residential | Controls | Thermostat | Digital Programmable | Electricity | Thermostat Digital Programmable | 2023$ | Thermostat Digital Programmable |  | 0 | 0 | 0 | N/A | N/A | 0 | 0 | 0 | 0 | 0 | 0 | 0 | N/A | N/A | 0 | 0 | 0 | 0 | 30 | 54 | 158.5 | 1 |  |  | 30 | 54 | 158.5 | 2.21 | 2.23 | 0 | 0 | 66.3 | 119.34 | 350.285 | 66.9 | 120.42 | 353.455 | 2035 | Reference | 11 | Prevailing local wages, Drive time, Local code requirements, Need for additional wiring/switching, Type of equipment | 2 | 20 | 0 | 2023 | No regression ran. Low SS, Medium Source Diversity
136 | 2023 | Residential | Controls | Thermostat | Digital Programmable | Electricity | Thermostat Digital Programmable | 2023$ | Thermostat Digital Programmable |  | 0 | 0 | 0 | N/A | N/A | 0 | 0 | 0 | 0 | 0 | 0 | 0 | N/A | N/A | 0 | 0 | 0 | 0 | 30 | 54 | 158.5 | 1 |  |  | 30 | 54 | 158.5 | 2.21 | 2.23 | 0 | 0 | 66.3 | 119.34 | 350.285 | 66.9 | 120.42 | 353.455 | 2040 | Reference | 11 | Prevailing local wages, Drive time, Local code requirements, Need for additional wiring/switching, Type of equipment | 2 | 20 | 0 | 2023 | No regression ran. Low SS, Medium Source Diversity
136 | 2023 | Residential | Controls | Thermostat | Digital Programmable | Electricity | Thermostat Digital Programmable | 2023$ | Thermostat Digital Programmable |  | 0 | 0 | 0 | N/A | N/A | 0 | 0 | 0 | 0 | 0 | 0 | 0 | N/A | N/A | 0 | 0 | 0 | 0 | 30 | 54 | 158.5 | 1 |  |  | 30 | 54 | 158.5 | 2.21 | 2.23 | 0 | 0 | 66.3 | 119.34 | 350.285 | 66.9 | 120.42 | 353.455 | 2045 | Reference | 11 | Prevailing local wages, Drive time, Local code requirements, Need for additional wiring/switching, Type of equipment | 2 | 20 | 0 | 2023 | No regression ran. Low SS, Medium Source Diversity
136 | 2023 | Residential | Controls | Thermostat | Digital Programmable | Electricity | Thermostat Digital Programmable | 2023$ | Thermostat Digital Programmable |  | 0 | 0 | 0 | N/A | N/A | 0 | 0 | 0 | 0 | 0 | 0 | 0 | N/A | N/A | 0 | 0 | 0 | 0 | 30 | 54 | 158.5 | 1 |  |  | 30 | 54 | 158.5 | 2.21 | 2.23 | 0 | 0 | 66.3 | 119.34 | 350.285 | 66.9 | 120.42 | 353.455 | 2050 | Reference | 11 | Prevailing local wages, Drive time, Local code requirements, Need for additional wiring/switching, Type of equipment | 2 | 20 | 0 | 2023 | No regression ran. Low SS, Medium Source Diversity
136 | 2023 | Residential | Controls | Thermostat | Digital Programmable | Electricity | Thermostat Digital Programmable | 2023$ | Thermostat Digital Programmable |  | 0 | 0 | 0 | N/A | N/A | 0 | 0 | 0 | 0 | 0 | 0 | 0 | N/A | N/A | 0 | 0 | 0 | 0 | 30 | 54 | 158.5 | 1 |  |  | 30 | 54 | 158.5 | 2.21 | 2.23 | 0 | 0 | 66.3 | 119.34 | 350.285 | 66.9 | 120.42 | 353.455 | 2023 | Intermediate | 11 | Prevailing local wages, Drive time, Local code requirements, Need for additional wiring/switching, Type of equipment | 2 | 20 | 0 | 2023 | No regression ran. Low SS, Medium Source Diversity
136 | 2023 | Residential | Controls | Thermostat | Digital Programmable | Electricity | Thermostat Digital Programmable | 2023$ | Thermostat Digital Programmable |  | 0 | 0 | 0 | N/A | N/A | 0 | 0 | 0 | 0 | 0 | 0 | 0 | N/A | N/A | 0 | 0 | 0 | 0 | 30 | 54 | 158.5 | 1 |  |  | 30 | 54 | 158.5 | 2.21 | 2.23 | 0 | 0 | 66.3 | 119.34 | 350.285 | 66.9 | 120.42 | 353.455 | 2030 | Intermediate | 11 | Prevailing local wages, Drive time, Local code requirements, Need for additional wiring/switching, Type of equipment | 2 | 20 | 0 | 2023 | No regression ran. Low SS, Medium Source Diversity
136 | 2023 | Residential | Controls | Thermostat | Digital Programmable | Electricity | Thermostat Digital Programmable | 2023$ | Thermostat Digital Programmable |  | 0 | 0 | 0 | N/A | N/A | 0 | 0 | 0 | 0 | 0 | 0 | 0 | N/A | N/A | 0 | 0 | 0 | 0 | 30 | 54 | 158.5 | 1 |  |  | 30 | 54 | 158.5 | 2.21 | 2.23 | 0 | 0 | 66.3 | 119.34 | 350.285 | 66.9 | 120.42 | 353.455 | 2035 | Intermediate | 11 | Prevailing local wages, Drive time, Local code requirements, Need for additional wiring/switching, Type of equipment | 2 | 20 | 0 | 2023 | No regression ran. Low SS, Medium Source Diversity
136 | 2023 | Residential | Controls | Thermostat | Digital Programmable | Electricity | Thermostat Digital Programmable | 2023$ | Thermostat Digital Programmable |  | 0 | 0 | 0 | N/A | N/A | 0 | 0 | 0 | 0 | 0 | 0 | 0 | N/A | N/A | 0 | 0 | 0 | 0 | 30 | 54 | 158.5 | 1 |  |  | 30 | 54 | 158.5 | 2.21 | 2.23 | 0 | 0 | 66.3 | 119.34 | 350.285 | 66.9 | 120.42 | 353.455 | 2040 | Intermediate | 11 | Prevailing local wages, Drive time, Local code requirements, Need for additional wiring/switching, Type of equipment | 2 | 20 | 0 | 2023 | No regression ran. Low SS, Medium Source Diversity
136 | 2023 | Residential | Controls | Thermostat | Digital Programmable | Electricity | Thermostat Digital Programmable | 2023$ | Thermostat Digital Programmable |  | 0 | 0 | 0 | N/A | N/A | 0 | 0 | 0 | 0 | 0 | 0 | 0 | N/A | N/A | 0 | 0 | 0 | 0 | 30 | 54 | 158.5 | 1 |  |  | 30 | 54 | 158.5 | 2.21 | 2.23 | 0 | 0 | 66.3 | 119.34 | 350.285 | 66.9 | 120.42 | 353.455 | 2045 | Intermediate | 11 | Prevailing local wages, Drive time, Local code requirements, Need for additional wiring/switching, Type of equipment | 2 | 20 | 0 | 2023 | No regression ran. Low SS, Medium Source Diversity
136 | 2023 | Residential | Controls | Thermostat | Digital Programmable | Electricity | Thermostat Digital Programmable | 2023$ | Thermostat Digital Programmable |  | 0 | 0 | 0 | N/A | N/A | 0 | 0 | 0 | 0 | 0 | 0 | 0 | N/A | N/A | 0 | 0 | 0 | 0 | 30 | 54 | 158.5 | 1 |  |  | 30 | 54 | 158.5 | 2.21 | 2.23 | 0 | 0 | 66.3 | 119.34 | 350.285 | 66.9 | 120.42 | 353.455 | 2050 | Intermediate | 11 | Prevailing local wages, Drive time, Local code requirements, Need for additional wiring/switching, Type of equipment | 2 | 20 | 0 | 2023 | No regression ran. Low SS, Medium Source Diversity
136 | 2023 | Residential | Controls | Thermostat | Digital Programmable | Electricity | Thermostat Digital Programmable | 2023$ | Thermostat Digital Programmable |  | 0 | 0 | 0 | N/A | N/A | 0 | 0 | 0 | 0 | 0 | 0 | 0 | N/A | N/A | 0 | 0 | 0 | 0 | 30 | 54 | 158.5 | 1 |  |  | 30 | 54 | 158.5 | 2.21 | 2.23 | 0 | 0 | 66.3 | 119.34 | 350.285 | 66.9 | 120.42 | 353.455 | 2023 | Advanced | 11 | Prevailing local wages, Drive time, Local code requirements, Need for additional wiring/switching, Type of equipment | 2 | 20 | 0 | 2023 | No regression ran. Low SS, Medium Source Diversity
136 | 2023 | Residential | Controls | Thermostat | Digital Programmable | Electricity | Thermostat Digital Programmable | 2023$ | Thermostat Digital Programmable |  | 0 | 0 | 0 | N/A | N/A | 0 | 0 | 0 | 0 | 0 | 0 | 0 | N/A | N/A | 0 | 0 | 0 | 0 | 30 | 54 | 158.5 | 1 |  |  | 30 | 54 | 158.5 | 2.21 | 2.23 | 0 | 0 | 66.3 | 119.34 | 350.285 | 66.9 | 120.42 | 353.455 | 2030 | Advanced | 11 | Prevailing local wages, Drive time, Local code requirements, Need for additional wiring/switching, Type of equipment | 2 | 20 | 0 | 2023 | No regression ran. Low SS, Medium Source Diversity
136 | 2023 | Residential | Controls | Thermostat | Digital Programmable | Electricity | Thermostat Digital Programmable | 2023$ | Thermostat Digital Programmable |  | 0 | 0 | 0 | N/A | N/A | 0 | 0 | 0 | 0 | 0 | 0 | 0 | N/A | N/A | 0 | 0 | 0 | 0 | 30 | 54 | 158.5 | 1 |  |  | 30 | 54 | 158.5 | 2.21 | 2.23 | 0 | 0 | 66.3 | 119.34 | 350.285 | 66.9 | 120.42 | 353.455 | 2035 | Advanced | 11 | Prevailing local wages, Drive time, Local code requirements, Need for additional wiring/switching, Type of equipment | 2 | 20 | 0 | 2023 | No regression ran. Low SS, Medium Source Diversity
136 | 2023 | Residential | Controls | Thermostat | Digital Programmable | Electricity | Thermostat Digital Programmable | 2023$ | Thermostat Digital Programmable |  | 0 | 0 | 0 | N/A | N/A | 0 | 0 | 0 | 0 | 0 | 0 | 0 | N/A | N/A | 0 | 0 | 0 | 0 | 30 | 54 | 158.5 | 1 |  |  | 30 | 54 | 158.5 | 2.21 | 2.23 | 0 | 0 | 66.3 | 119.34 | 350.285 | 66.9 | 120.42 | 353.455 | 2040 | Advanced | 11 | Prevailing local wages, Drive time, Local code requirements, Need for additional wiring/switching, Type of equipment | 2 | 20 | 0 | 2023 | No regression ran. Low SS, Medium Source Diversity
136 | 2023 | Residential | Controls | Thermostat | Digital Programmable | Electricity | Thermostat Digital Programmable | 2023$ | Thermostat Digital Programmable |  | 0 | 0 | 0 | N/A | N/A | 0 | 0 | 0 | 0 | 0 | 0 | 0 | N/A | N/A | 0 | 0 | 0 | 0 | 30 | 54 | 158.5 | 1 |  |  | 30 | 54 | 158.5 | 2.21 | 2.23 | 0 | 0 | 66.3 | 119.34 | 350.285 | 66.9 | 120.42 | 353.455 | 2045 | Advanced | 11 | Prevailing local wages, Drive time, Local code requirements, Need for additional wiring/switching, Type of equipment | 2 | 20 | 0 | 2023 | No regression ran. Low SS, Medium Source Diversity
136 | 2023 | Residential | Controls | Thermostat | Digital Programmable | Electricity | Thermostat Digital Programmable | 2023$ | Thermostat Digital Programmable |  | 0 | 0 | 0 | N/A | N/A | 0 | 0 | 0 | 0 | 0 | 0 | 0 | N/A | N/A | 0 | 0 | 0 | 0 | 30 | 54 | 158.5 | 1 |  |  | 30 | 54 | 158.5 | 2.21 | 2.23 | 0 | 0 | 66.3 | 119.34 | 350.285 | 66.9 | 120.42 | 353.455 | 2050 | Advanced | 11 | Prevailing local wages, Drive time, Local code requirements, Need for additional wiring/switching, Type of equipment | 2 | 20 | 0 | 2023 | No regression ran. Low SS, Medium Source Diversity
137 | 2023 | Residential | Controls | Thermostat | Manual | Electricity | Thermostat Manual | 2023$ | Thermostat Manual |  | 0 | 0 | 0 | N/A | N/A | 0 | 0 | 0 | 0 | 0 | 0 | 0 | N/A | N/A | 0 | 0 | 0 | 0 | 25 | 32 | 50 | 1 |  |  | 25 | 32 | 50 | 2.21 | 2.23 | 0 | 0 | 55.25 | 70.72 | 110.5 | 55.75 | 71.36 | 111.5 | 2023 | Reference | 11 | Prevailing local wages, Drive time, Access, Need for condensate line/drain, Condition of existing electrical system, Type of equipment | 2 | 19 | 0 | 2023
137 | 2023 | Residential | Controls | Thermostat | Manual | Electricity | Thermostat Manual | 2023$ | Thermostat Manual |  | 0 | 0 | 0 | N/A | N/A | 0 | 0 | 0 | 0 | 0 | 0 | 0 | N/A | N/A | 0 | 0 | 0 | 0 | 25 | 32 | 50 | 1 |  |  | 25 | 32 | 50 | 2.21 | 2.23 | 0 | 0 | 55.25 | 70.72 | 110.5 | 55.75 | 71.36 | 111.5 | 2030 | Reference | 11 | Prevailing local wages, Drive time, Access, Need for condensate line/drain, Condition of existing electrical system, Type of equipment | 2 | 19 | 0 | 2023 | 0
137 | 2023 | Residential | Controls | Thermostat | Manual | Electricity | Thermostat Manual | 2023$ | Thermostat Manual |  | 0 | 0 | 0 | N/A | N/A | 0 | 0 | 0 | 0 | 0 | 0 | 0 | N/A | N/A | 0 | 0 | 0 | 0 | 25 | 32 | 50 | 1 |  |  | 25 | 32 | 50 | 2.21 | 2.23 | 0 | 0 | 55.25 | 70.72 | 110.5 | 55.75 | 71.36 | 111.5 | 2035 | Reference | 11 | Prevailing local wages, Drive time, Access, Need for condensate line/drain, Condition of existing electrical system, Type of equipment | 2 | 19 | 0 | 2023 | 0
137 | 2023 | Residential | Controls | Thermostat | Manual | Electricity | Thermostat Manual | 2023$ | Thermostat Manual |  | 0 | 0 | 0 | N/A | N/A | 0 | 0 | 0 | 0 | 0 | 0 | 0 | N/A | N/A | 0 | 0 | 0 | 0 | 25 | 32 | 50 | 1 |  |  | 25 | 32 | 50 | 2.21 | 2.23 | 0 | 0 | 55.25 | 70.72 | 110.5 | 55.75 | 71.36 | 111.5 | 2040 | Reference | 11 | Prevailing local wages, Drive time, Access, Need for condensate line/drain, Condition of existing electrical system, Type of equipment | 2 | 19 | 0 | 2023 | 0
137 | 2023 | Residential | Controls | Thermostat | Manual | Electricity | Thermostat Manual | 2023$ | Thermostat Manual |  | 0 | 0 | 0 | N/A | N/A | 0 | 0 | 0 | 0 | 0 | 0 | 0 | N/A | N/A | 0 | 0 | 0 | 0 | 25 | 32 | 50 | 1 |  |  | 25 | 32 | 50 | 2.21 | 2.23 | 0 | 0 | 55.25 | 70.72 | 110.5 | 55.75 | 71.36 | 111.5 | 2045 | Reference | 11 | Prevailing local wages, Drive time, Access, Need for condensate line/drain, Condition of existing electrical system, Type of equipment | 2 | 19 | 0 | 2023 | 0
137 | 2023 | Residential | Controls | Thermostat | Manual | Electricity | Thermostat Manual | 2023$ | Thermostat Manual |  | 0 | 0 | 0 | N/A | N/A | 0 | 0 | 0 | 0 | 0 | 0 | 0 | N/A | N/A | 0 | 0 | 0 | 0 | 25 | 32 | 50 | 1 |  |  | 25 | 32 | 50 | 2.21 | 2.23 | 0 | 0 | 55.25 | 70.72 | 110.5 | 55.75 | 71.36 | 111.5 | 2050 | Reference | 11 | Prevailing local wages, Drive time, Access, Need for condensate line/drain, Condition of existing electrical system, Type of equipment | 2 | 19 | 0 | 2023 | 0
137 | 2023 | Residential | Controls | Thermostat | Manual | Electricity | Thermostat Manual | 2023$ | Thermostat Manual |  | 0 | 0 | 0 | N/A | N/A | 0 | 0 | 0 | 0 | 0 | 0 | 0 | N/A | N/A | 0 | 0 | 0 | 0 | 25 | 32 | 50 | 1 |  |  | 25 | 32 | 50 | 2.21 | 2.23 | 0 | 0 | 55.25 | 70.72 | 110.5 | 55.75 | 71.36 | 111.5 | 2023 | Intermediate | 11 | Prevailing local wages, Drive time, Access, Need for condensate line/drain, Condition of existing electrical system, Type of equipment | 2 | 19 | 0 | 2023 | 0
137 | 2023 | Residential | Controls | Thermostat | Manual | Electricity | Thermostat Manual | 2023$ | Thermostat Manual |  | 0 | 0 | 0 | N/A | N/A | 0 | 0 | 0 | 0 | 0 | 0 | 0 | N/A | N/A | 0 | 0 | 0 | 0 | 25 | 32 | 50 | 1 |  |  | 25 | 32 | 50 | 2.21 | 2.23 | 0 | 0 | 55.25 | 70.72 | 110.5 | 55.75 | 71.36 | 111.5 | 2030 | Intermediate | 11 | Prevailing local wages, Drive time, Access, Need for condensate line/drain, Condition of existing electrical system, Type of equipment | 2 | 19 | 0 | 2023 | 0
137 | 2023 | Residential | Controls | Thermostat | Manual | Electricity | Thermostat Manual | 2023$ | Thermostat Manual |  | 0 | 0 | 0 | N/A | N/A | 0 | 0 | 0 | 0 | 0 | 0 | 0 | N/A | N/A | 0 | 0 | 0 | 0 | 25 | 32 | 50 | 1 |  |  | 25 | 32 | 50 | 2.21 | 2.23 | 0 | 0 | 55.25 | 70.72 | 110.5 | 55.75 | 71.36 | 111.5 | 2035 | Intermediate | 11 | Prevailing local wages, Drive time, Access, Need for condensate line/drain, Condition of existing electrical system, Type of equipment | 2 | 19 | 0 | 2023 | 0
137 | 2023 | Residential | Controls | Thermostat | Manual | Electricity | Thermostat Manual | 2023$ | Thermostat Manual |  | 0 | 0 | 0 | N/A | N/A | 0 | 0 | 0 | 0 | 0 | 0 | 0 | N/A | N/A | 0 | 0 | 0 | 0 | 25 | 32 | 50 | 1 |  |  | 25 | 32 | 50 | 2.21 | 2.23 | 0 | 0 | 55.25 | 70.72 | 110.5 | 55.75 | 71.36 | 111.5 | 2040 | Intermediate | 11 | Prevailing local wages, Drive time, Access, Need for condensate line/drain, Condition of existing electrical system, Type of equipment | 2 | 19 | 0 | 2023 | 0
137 | 2023 | Residential | Controls | Thermostat | Manual | Electricity | Thermostat Manual | 2023$ | Thermostat Manual |  | 0 | 0 | 0 | N/A | N/A | 0 | 0 | 0 | 0 | 0 | 0 | 0 | N/A | N/A | 0 | 0 | 0 | 0 | 25 | 32 | 50 | 1 |  |  | 25 | 32 | 50 | 2.21 | 2.23 | 0 | 0 | 55.25 | 70.72 | 110.5 | 55.75 | 71.36 | 111.5 | 2045 | Intermediate | 11 | Prevailing local wages, Drive time, Access, Need for condensate line/drain, Condition of existing electrical system, Type of equipment | 2 | 19 | 0 | 2023 | 0
137 | 2023 | Residential | Controls | Thermostat | Manual | Electricity | Thermostat Manual | 2023$ | Thermostat Manual |  | 0 | 0 | 0 | N/A | N/A | 0 | 0 | 0 | 0 | 0 | 0 | 0 | N/A | N/A | 0 | 0 | 0 | 0 | 25 | 32 | 50 | 1 |  |  | 25 | 32 | 50 | 2.21 | 2.23 | 0 | 0 | 55.25 | 70.72 | 110.5 | 55.75 | 71.36 | 111.5 | 2050 | Intermediate | 11 | Prevailing local wages, Drive time, Access, Need for condensate line/drain, Condition of existing electrical system, Type of equipment | 2 | 19 | 0 | 2023 | 0
137 | 2023 | Residential | Controls | Thermostat | Manual | Electricity | Thermostat Manual | 2023$ | Thermostat Manual |  | 0 | 0 | 0 | N/A | N/A | 0 | 0 | 0 | 0 | 0 | 0 | 0 | N/A | N/A | 0 | 0 | 0 | 0 | 25 | 32 | 50 | 1 |  |  | 25 | 32 | 50 | 2.21 | 2.23 | 0 | 0 | 55.25 | 70.72 | 110.5 | 55.75 | 71.36 | 111.5 | 2023 | Advanced | 11 | Prevailing local wages, Drive time, Access, Need for condensate line/drain, Condition of existing electrical system, Type of equipment | 2 | 19 | 0 | 2023 | 0
137 | 2023 | Residential | Controls | Thermostat | Manual | Electricity | Thermostat Manual | 2023$ | Thermostat Manual |  | 0 | 0 | 0 | N/A | N/A | 0 | 0 | 0 | 0 | 0 | 0 | 0 | N/A | N/A | 0 | 0 | 0 | 0 | 25 | 32 | 50 | 1 |  |  | 25 | 32 | 50 | 2.21 | 2.23 | 0 | 0 | 55.25 | 70.72 | 110.5 | 55.75 | 71.36 | 111.5 | 2030 | Advanced | 11 | Prevailing local wages, Drive time, Access, Need for condensate line/drain, Condition of existing electrical system, Type of equipment | 2 | 19 | 0 | 2023 | 0
137 | 2023 | Residential | Controls | Thermostat | Manual | Electricity | Thermostat Manual | 2023$ | Thermostat Manual |  | 0 | 0 | 0 | N/A | N/A | 0 | 0 | 0 | 0 | 0 | 0 | 0 | N/A | N/A | 0 | 0 | 0 | 0 | 25 | 32 | 50 | 1 |  |  | 25 | 32 | 50 | 2.21 | 2.23 | 0 | 0 | 55.25 | 70.72 | 110.5 | 55.75 | 71.36 | 111.5 | 2035 | Advanced | 11 | Prevailing local wages, Drive time, Access, Need for condensate line/drain, Condition of existing electrical system, Type of equipment | 2 | 19 | 0 | 2023 | 0
137 | 2023 | Residential | Controls | Thermostat | Manual | Electricity | Thermostat Manual | 2023$ | Thermostat Manual |  | 0 | 0 | 0 | N/A | N/A | 0 | 0 | 0 | 0 | 0 | 0 | 0 | N/A | N/A | 0 | 0 | 0 | 0 | 25 | 32 | 50 | 1 |  |  | 25 | 32 | 50 | 2.21 | 2.23 | 0 | 0 | 55.25 | 70.72 | 110.5 | 55.75 | 71.36 | 111.5 | 2040 | Advanced | 11 | Prevailing local wages, Drive time, Access, Need for condensate line/drain, Condition of existing electrical system, Type of equipment | 2 | 19 | 0 | 2023 | 0
137 | 2023 | Residential | Controls | Thermostat | Manual | Electricity | Thermostat Manual | 2023$ | Thermostat Manual |  | 0 | 0 | 0 | N/A | N/A | 0 | 0 | 0 | 0 | 0 | 0 | 0 | N/A | N/A | 0 | 0 | 0 | 0 | 25 | 32 | 50 | 1 |  |  | 25 | 32 | 50 | 2.21 | 2.23 | 0 | 0 | 55.25 | 70.72 | 110.5 | 55.75 | 71.36 | 111.5 | 2045 | Advanced | 11 | Prevailing local wages, Drive time, Access, Need for condensate line/drain, Condition of existing electrical system, Type of equipment | 2 | 19 | 0 | 2023 | 0
137 | 2023 | Residential | Controls | Thermostat | Manual | Electricity | Thermostat Manual | 2023$ | Thermostat Manual |  | 0 | 0 | 0 | N/A | N/A | 0 | 0 | 0 | 0 | 0 | 0 | 0 | N/A | N/A | 0 | 0 | 0 | 0 | 25 | 32 | 50 | 1 |  |  | 25 | 32 | 50 | 2.21 | 2.23 | 0 | 0 | 55.25 | 70.72 | 110.5 | 55.75 | 71.36 | 111.5 | 2050 | Advanced | 11 | Prevailing local wages, Drive time, Access, Need for condensate line/drain, Condition of existing electrical system, Type of equipment | 2 | 19 | 0 | 2023 | 0
138 | 2023 | Residential | Controls | Thermostat | Smart | Electricity | Thermostat Smart | 2023$ | Thermostat Smart |  | 0 | 0 | 0 | Cooling Energy Savings Fraction | Unitless | 0.7 | 0.085 | 0.1 | 0.1 | 0 | 0 | 0 | Heating Energy Savings Fraction | Unitless | 0.06 | 0.07 | 0.08 | 0.08 | 100 | 150 | 252 | 1 |  |  | 100 | 150 | 252 | 2.21 | 2.23 | 0 | 0 | 221 | 331.5 | 556.92 | 223 | 334.5 | 561.96 | 2023 | Reference | 11 | Prevailing local wages, Drive time, Access, Need for condensate line/drain, Condition of existing electrical system, Type of equipment | 3 | 29 | 0 | 2023
138 | 2023 | Residential | Controls | Thermostat | Smart | Electricity | Thermostat Smart | 2023$ | Thermostat Smart |  | 0 | 0 | 0 | Cooling Energy Savings Fraction | Unitless | 0.7 | 0.085 | 0.1 | 0.1 | 0 | 0 | 0 | Heating Energy Savings Fraction | Unitless | 0.06 | 0.07 | 0.08 | 0.08 | 100 | 150 | 252 | 1 |  |  | 100 | 150 | 252 | 2.21 | 2.23 | 0 | 0 | 221 | 331.5 | 556.92 | 223 | 334.5 | 561.96 | 2030 | Reference | 11 | Prevailing local wages, Drive time, Access, Need for condensate line/drain, Condition of existing electrical system, Type of equipment | 3 | 29 | 0 | 2023 | 0
138 | 2023 | Residential | Controls | Thermostat | Smart | Electricity | Thermostat Smart | 2023$ | Thermostat Smart |  | 0 | 0 | 0 | Cooling Energy Savings Fraction | Unitless | 0.7 | 0.085 | 0.1 | 0.1 | 0 | 0 | 0 | Heating Energy Savings Fraction | Unitless | 0.06 | 0.07 | 0.08 | 0.08 | 100 | 150 | 252 | 1 |  |  | 100 | 150 | 252 | 2.21 | 2.23 | 0 | 0 | 221 | 331.5 | 556.92 | 223 | 334.5 | 561.96 | 2035 | Reference | 11 | Prevailing local wages, Drive time, Access, Need for condensate line/drain, Condition of existing electrical system, Type of equipment | 3 | 29 | 0 | 2023 | 0
138 | 2023 | Residential | Controls | Thermostat | Smart | Electricity | Thermostat Smart | 2023$ | Thermostat Smart |  | 0 | 0 | 0 | Cooling Energy Savings Fraction | Unitless | 0.7 | 0.085 | 0.1 | 0.1 | 0 | 0 | 0 | Heating Energy Savings Fraction | Unitless | 0.06 | 0.07 | 0.08 | 0.08 | 100 | 150 | 252 | 1 |  |  | 100 | 150 | 252 | 2.21 | 2.23 | 0 | 0 | 221 | 331.5 | 556.92 | 223 | 334.5 | 561.96 | 2040 | Reference | 11 | Prevailing local wages, Drive time, Access, Need for condensate line/drain, Condition of existing electrical system, Type of equipment | 3 | 29 | 0 | 2023 | 0
138 | 2023 | Residential | Controls | Thermostat | Smart | Electricity | Thermostat Smart | 2023$ | Thermostat Smart |  | 0 | 0 | 0 | Cooling Energy Savings Fraction | Unitless | 0.7 | 0.085 | 0.1 | 0.1 | 0 | 0 | 0 | Heating Energy Savings Fraction | Unitless | 0.06 | 0.07 | 0.08 | 0.08 | 100 | 150 | 252 | 1 |  |  | 100 | 150 | 252 | 2.21 | 2.23 | 0 | 0 | 221 | 331.5 | 556.92 | 223 | 334.5 | 561.96 | 2045 | Reference | 11 | Prevailing local wages, Drive time, Access, Need for condensate line/drain, Condition of existing electrical system, Type of equipment | 3 | 29 | 0 | 2023 | 0
138 | 2023 | Residential | Controls | Thermostat | Smart | Electricity | Thermostat Smart | 2023$ | Thermostat Smart |  | 0 | 0 | 0 | Cooling Energy Savings Fraction | Unitless | 0.7 | 0.085 | 0.1 | 0.1 | 0 | 0 | 0 | Heating Energy Savings Fraction | Unitless | 0.06 | 0.07 | 0.08 | 0.08 | 100 | 150 | 252 | 1 |  |  | 100 | 150 | 252 | 2.21 | 2.23 | 0 | 0 | 221 | 331.5 | 556.92 | 223 | 334.5 | 561.96 | 2050 | Reference | 11 | Prevailing local wages, Drive time, Access, Need for condensate line/drain, Condition of existing electrical system, Type of equipment | 3 | 29 | 0 | 2023 | 0
138 | 2023 | Residential | Controls | Thermostat | Smart | Electricity | Thermostat Smart | 2023$ | Thermostat Smart |  | 0 | 0 | 0 | Cooling Energy Savings Fraction | Unitless | 0.7 | 0.085 | 0.1 | 0.1 | 0 | 0 | 0 | Heating Energy Savings Fraction | Unitless | 0.06 | 0.07 | 0.08 | 0.08 | 100 | 150 | 252 | 1 |  |  | 100 | 150 | 252 | 2.21 | 2.23 | 0 | 0 | 221 | 331.5 | 556.92 | 223 | 334.5 | 561.96 | 2023 | Intermediate | 11 | Prevailing local wages, Drive time, Access, Need for condensate line/drain, Condition of existing electrical system, Type of equipment | 3 | 29 | 0 | 2023 | 0
138 | 2023 | Residential | Controls | Thermostat | Smart | Electricity | Thermostat Smart | 2023$ | Thermostat Smart |  | 0 | 0 | 0 | Cooling Energy Savings Fraction | Unitless | 0.7 | 0.085 | 0.1 | 0.1 | 0 | 0 | 0 | Heating Energy Savings Fraction | Unitless | 0.06 | 0.07 | 0.08 | 0.08 | 100 | 150 | 252 | 1 |  |  | 100 | 150 | 252 | 2.21 | 2.23 | 0 | 0 | 221 | 331.5 | 556.92 | 223 | 334.5 | 561.96 | 2030 | Intermediate | 11 | Prevailing local wages, Drive time, Access, Need for condensate line/drain, Condition of existing electrical system, Type of equipment | 3 | 29 | 0 | 2023 | 0
138 | 2023 | Residential | Controls | Thermostat | Smart | Electricity | Thermostat Smart | 2023$ | Thermostat Smart |  | 0 | 0 | 0 | Cooling Energy Savings Fraction | Unitless | 0.7 | 0.085 | 0.1 | 0.1 | 0 | 0 | 0 | Heating Energy Savings Fraction | Unitless | 0.06 | 0.07 | 0.08 | 0.08 | 100 | 150 | 252 | 1 |  |  | 100 | 150 | 252 | 2.21 | 2.23 | 0 | 0 | 221 | 331.5 | 556.92 | 223 | 334.5 | 561.96 | 2035 | Intermediate | 11 | Prevailing local wages, Drive time, Access, Need for condensate line/drain, Condition of existing electrical system, Type of equipment | 3 | 29 | 0 | 2023 | 0
138 | 2023 | Residential | Controls | Thermostat | Smart | Electricity | Thermostat Smart | 2023$ | Thermostat Smart |  | 0 | 0 | 0 | Cooling Energy Savings Fraction | Unitless | 0.7 | 0.085 | 0.1 | 0.1 | 0 | 0 | 0 | Heating Energy Savings Fraction | Unitless | 0.06 | 0.07 | 0.08 | 0.08 | 100 | 150 | 252 | 1 |  |  | 100 | 150 | 252 | 2.21 | 2.23 | 0 | 0 | 221 | 331.5 | 556.92 | 223 | 334.5 | 561.96 | 2040 | Intermediate | 11 | Prevailing local wages, Drive time, Access, Need for condensate line/drain, Condition of existing electrical system, Type of equipment | 3 | 29 | 0 | 2023 | 0
138 | 2023 | Residential | Controls | Thermostat | Smart | Electricity | Thermostat Smart | 2023$ | Thermostat Smart |  | 0 | 0 | 0 | Cooling Energy Savings Fraction | Unitless | 0.7 | 0.085 | 0.1 | 0.1 | 0 | 0 | 0 | Heating Energy Savings Fraction | Unitless | 0.06 | 0.07 | 0.08 | 0.08 | 100 | 150 | 252 | 1 |  |  | 100 | 150 | 252 | 2.21 | 2.23 | 0 | 0 | 221 | 331.5 | 556.92 | 223 | 334.5 | 561.96 | 2045 | Intermediate | 11 | Prevailing local wages, Drive time, Access, Need for condensate line/drain, Condition of existing electrical system, Type of equipment | 3 | 29 | 0 | 2023 | 0
138 | 2023 | Residential | Controls | Thermostat | Smart | Electricity | Thermostat Smart | 2023$ | Thermostat Smart |  | 0 | 0 | 0 | Cooling Energy Savings Fraction | Unitless | 0.7 | 0.085 | 0.1 | 0.1 | 0 | 0 | 0 | Heating Energy Savings Fraction | Unitless | 0.06 | 0.07 | 0.08 | 0.08 | 100 | 150 | 252 | 1 |  |  | 100 | 150 | 252 | 2.21 | 2.23 | 0 | 0 | 221 | 331.5 | 556.92 | 223 | 334.5 | 561.96 | 2050 | Intermediate | 11 | Prevailing local wages, Drive time, Access, Need for condensate line/drain, Condition of existing electrical system, Type of equipment | 3 | 29 | 0 | 2023 | 0
138 | 2023 | Residential | Controls | Thermostat | Smart | Electricity | Thermostat Smart | 2023$ | Thermostat Smart |  | 0 | 0 | 0 | Cooling Energy Savings Fraction | Unitless | 0.7 | 0.085 | 0.1 | 0.1 | 0 | 0 | 0 | Heating Energy Savings Fraction | Unitless | 0.06 | 0.07 | 0.08 | 0.08 | 100 | 150 | 252 | 1 |  |  | 100 | 150 | 252 | 2.21 | 2.23 | 0 | 0 | 221 | 331.5 | 556.92 | 223 | 334.5 | 561.96 | 2023 | Advanced | 11 | Prevailing local wages, Drive time, Access, Need for condensate line/drain, Condition of existing electrical system, Type of equipment | 3 | 29 | 0 | 2023 | 0
138 | 2023 | Residential | Controls | Thermostat | Smart | Electricity | Thermostat Smart | 2023$ | Thermostat Smart |  | 0 | 0 | 0 | Cooling Energy Savings Fraction | Unitless | 0.7 | 0.085 | 0.1 | 0.1 | 0 | 0 | 0 | Heating Energy Savings Fraction | Unitless | 0.06 | 0.07 | 0.08 | 0.08 | 100 | 150 | 252 | 1 |  |  | 100 | 150 | 252 | 2.21 | 2.23 | 0 | 0 | 221 | 331.5 | 556.92 | 223 | 334.5 | 561.96 | 2030 | Advanced | 11 | Prevailing local wages, Drive time, Access, Need for condensate line/drain, Condition of existing electrical system, Type of equipment | 3 | 29 | 0 | 2023 | 0
138 | 2023 | Residential | Controls | Thermostat | Smart | Electricity | Thermostat Smart | 2023$ | Thermostat Smart |  | 0 | 0 | 0 | Cooling Energy Savings Fraction | Unitless | 0.7 | 0.085 | 0.1 | 0.1 | 0 | 0 | 0 | Heating Energy Savings Fraction | Unitless | 0.06 | 0.07 | 0.08 | 0.08 | 100 | 150 | 252 | 1 |  |  | 100 | 150 | 252 | 2.21 | 2.23 | 0 | 0 | 221 | 331.5 | 556.92 | 223 | 334.5 | 561.96 | 2035 | Advanced | 11 | Prevailing local wages, Drive time, Access, Need for condensate line/drain, Condition of existing electrical system, Type of equipment | 3 | 29 | 0 | 2023 | 0
138 | 2023 | Residential | Controls | Thermostat | Smart | Electricity | Thermostat Smart | 2023$ | Thermostat Smart |  | 0 | 0 | 0 | Cooling Energy Savings Fraction | Unitless | 0.7 | 0.085 | 0.1 | 0.1 | 0 | 0 | 0 | Heating Energy Savings Fraction | Unitless | 0.06 | 0.07 | 0.08 | 0.08 | 100 | 150 | 252 | 1 |  |  | 100 | 150 | 252 | 2.21 | 2.23 | 0 | 0 | 221 | 331.5 | 556.92 | 223 | 334.5 | 561.96 | 2040 | Advanced | 11 | Prevailing local wages, Drive time, Access, Need for condensate line/drain, Condition of existing electrical system, Type of equipment | 3 | 29 | 0 | 2023 | 0
138 | 2023 | Residential | Controls | Thermostat | Smart | Electricity | Thermostat Smart | 2023$ | Thermostat Smart |  | 0 | 0 | 0 | Cooling Energy Savings Fraction | Unitless | 0.7 | 0.085 | 0.1 | 0.1 | 0 | 0 | 0 | Heating Energy Savings Fraction | Unitless | 0.06 | 0.07 | 0.08 | 0.08 | 100 | 150 | 252 | 1 |  |  | 100 | 150 | 252 | 2.21 | 2.23 | 0 | 0 | 221 | 331.5 | 556.92 | 223 | 334.5 | 561.96 | 2045 | Advanced | 11 | Prevailing local wages, Drive time, Access, Need for condensate line/drain, Condition of existing electrical system, Type of equipment | 3 | 29 | 0 | 2023 | 0
138 | 2023 | Residential | Controls | Thermostat | Smart | Electricity | Thermostat Smart | 2023$ | Thermostat Smart |  | 0 | 0 | 0 | Cooling Energy Savings Fraction | Unitless | 0.7 | 0.085 | 0.1 | 0.1 | 0 | 0 | 0 | Heating Energy Savings Fraction | Unitless | 0.06 | 0.07 | 0.08 | 0.08 | 100 | 150 | 252 | 1 |  |  | 100 | 150 | 252 | 2.21 | 2.23 | 0 | 0 | 221 | 331.5 | 556.92 | 223 | 334.5 | 561.96 | 2050 | Advanced | 11 | Prevailing local wages, Drive time, Access, Need for condensate line/drain, Condition of existing electrical system, Type of equipment | 3 | 29 | 0 | 2023 | 0
139 | 2023 | Residential | Controls | Power Strips | Tier 1 Advanced | Electricity | Tier 1 Advanced Power Strips | 2023$ |  |  | 0 | 0 | 0 | Outlets | Unitless | 3 | 3 | 4 | 4 | 0 | 0 | 0 | Energy Savings Fraction | Unitless | 0.18 | 0.215 | 0.25 | 0.25 | 27.592 | 34.49 | 41.388 | 1 |  |  | 27.592 | 34.49 | 41.388 | 1 | 1 | 0 | 0 | 27.592 | 34.49 | 41.388 | 27.592 | 34.49 | 41.388 | 2023 | Reference | 9 | Prevailing local wages, Drive time, Local code requirements, Condition of existing electrical system, Need for additional wiring/switching, Type of equipment | 1 | 2 | 0 | 2020
139 | 2023 | Residential | Controls | Power Strips | Tier 1 Advanced | Electricity | Tier 1 Advanced Power Strips | 2023$ |  |  | 0 | 0 | 0 | Outlets | Unitless | 3 | 3 | 4 | 4 | 0 | 0 | 0 | Energy Savings Fraction | Unitless | 0.18 | 0.215 | 0.25 | 0.25 | 27.592 | 34.49 | 41.388 | 1 |  |  | 27.592 | 34.49 | 41.388 | 1 | 1 | 0 | 0 | 27.592 | 34.49 | 41.388 | 27.592 | 34.49 | 41.388 | 2030 | Reference | 9 | Prevailing local wages, Drive time, Local code requirements, Condition of existing electrical system, Need for additional wiring/switching, Type of equipment | 1 | 2 | 0 | 2020 | 0
139 | 2023 | Residential | Controls | Power Strips | Tier 1 Advanced | Electricity | Tier 1 Advanced Power Strips | 2023$ |  |  | 0 | 0 | 0 | Outlets | Unitless | 3 | 3 | 4 | 4 | 0 | 0 | 0 | Energy Savings Fraction | Unitless | 0.18 | 0.215 | 0.25 | 0.25 | 27.592 | 34.49 | 41.388 | 1 |  |  | 27.592 | 34.49 | 41.388 | 1 | 1 | 0 | 0 | 27.592 | 34.49 | 41.388 | 27.592 | 34.49 | 41.388 | 2035 | Reference | 9 | Prevailing local wages, Drive time, Local code requirements, Condition of existing electrical system, Need for additional wiring/switching, Type of equipment | 1 | 2 | 0 | 2020 | 0
139 | 2023 | Residential | Controls | Power Strips | Tier 1 Advanced | Electricity | Tier 1 Advanced Power Strips | 2023$ |  |  | 0 | 0 | 0 | Outlets | Unitless | 3 | 3 | 4 | 4 | 0 | 0 | 0 | Energy Savings Fraction | Unitless | 0.18 | 0.215 | 0.25 | 0.25 | 27.592 | 34.49 | 41.388 | 1 |  |  | 27.592 | 34.49 | 41.388 | 1 | 1 | 0 | 0 | 27.592 | 34.49 | 41.388 | 27.592 | 34.49 | 41.388 | 2040 | Reference | 9 | Prevailing local wages, Drive time, Local code requirements, Condition of existing electrical system, Need for additional wiring/switching, Type of equipment | 1 | 2 | 0 | 2020 | 0
139 | 2023 | Residential | Controls | Power Strips | Tier 1 Advanced | Electricity | Tier 1 Advanced Power Strips | 2023$ |  |  | 0 | 0 | 0 | Outlets | Unitless | 3 | 3 | 4 | 4 | 0 | 0 | 0 | Energy Savings Fraction | Unitless | 0.18 | 0.215 | 0.25 | 0.25 | 27.592 | 34.49 | 41.388 | 1 |  |  | 27.592 | 34.49 | 41.388 | 1 | 1 | 0 | 0 | 27.592 | 34.49 | 41.388 | 27.592 | 34.49 | 41.388 | 2045 | Reference | 9 | Prevailing local wages, Drive time, Local code requirements, Condition of existing electrical system, Need for additional wiring/switching, Type of equipment | 1 | 2 | 0 | 2020 | 0
139 | 2023 | Residential | Controls | Power Strips | Tier 1 Advanced | Electricity | Tier 1 Advanced Power Strips | 2023$ |  |  | 0 | 0 | 0 | Outlets | Unitless | 3 | 3 | 4 | 4 | 0 | 0 | 0 | Energy Savings Fraction | Unitless | 0.18 | 0.215 | 0.25 | 0.25 | 27.592 | 34.49 | 41.388 | 1 |  |  | 27.592 | 34.49 | 41.388 | 1 | 1 | 0 | 0 | 27.592 | 34.49 | 41.388 | 27.592 | 34.49 | 41.388 | 2050 | Reference | 9 | Prevailing local wages, Drive time, Local code requirements, Condition of existing electrical system, Need for additional wiring/switching, Type of equipment | 1 | 2 | 0 | 2020 | 0
139 | 2023 | Residential | Controls | Power Strips | Tier 1 Advanced | Electricity | Tier 1 Advanced Power Strips | 2023$ |  |  | 0 | 0 | 0 | Outlets | Unitless | 3 | 3 | 4 | 4 | 0 | 0 | 0 | Energy Savings Fraction | Unitless | 0.18 | 0.215 | 0.25 | 0.25 | 27.592 | 34.49 | 41.388 | 1 |  |  | 27.592 | 34.49 | 41.388 | 1 | 1 | 0 | 0 | 27.592 | 34.49 | 41.388 | 27.592 | 34.49 | 41.388 | 2023 | Intermediate | 9 | Prevailing local wages, Drive time, Local code requirements, Condition of existing electrical system, Need for additional wiring/switching, Type of equipment | 1 | 2 | 0 | 2020 | 0
139 | 2023 | Residential | Controls | Power Strips | Tier 1 Advanced | Electricity | Tier 1 Advanced Power Strips | 2023$ |  |  | 0 | 0 | 0 | Outlets | Unitless | 3 | 3 | 4 | 4 | 0 | 0 | 0 | Energy Savings Fraction | Unitless | 0.18 | 0.215 | 0.25 | 0.25 | 27.592 | 34.49 | 41.388 | 1 |  |  | 27.592 | 34.49 | 41.388 | 1 | 1 | 0 | 0 | 27.592 | 34.49 | 41.388 | 27.592 | 34.49 | 41.388 | 2030 | Intermediate | 9 | Prevailing local wages, Drive time, Local code requirements, Condition of existing electrical system, Need for additional wiring/switching, Type of equipment | 1 | 2 | 0 | 2020 | 0
139 | 2023 | Residential | Controls | Power Strips | Tier 1 Advanced | Electricity | Tier 1 Advanced Power Strips | 2023$ |  |  | 0 | 0 | 0 | Outlets | Unitless | 3 | 3 | 4 | 4 | 0 | 0 | 0 | Energy Savings Fraction | Unitless | 0.18 | 0.215 | 0.25 | 0.25 | 27.592 | 34.49 | 41.388 | 1 |  |  | 27.592 | 34.49 | 41.388 | 1 | 1 | 0 | 0 | 27.592 | 34.49 | 41.388 | 27.592 | 34.49 | 41.388 | 2035 | Intermediate | 9 | Prevailing local wages, Drive time, Local code requirements, Condition of existing electrical system, Need for additional wiring/switching, Type of equipment | 1 | 2 | 0 | 2020 | 0
139 | 2023 | Residential | Controls | Power Strips | Tier 1 Advanced | Electricity | Tier 1 Advanced Power Strips | 2023$ |  |  | 0 | 0 | 0 | Outlets | Unitless | 3 | 3 | 4 | 4 | 0 | 0 | 0 | Energy Savings Fraction | Unitless | 0.18 | 0.215 | 0.25 | 0.25 | 27.592 | 34.49 | 41.388 | 1 |  |  | 27.592 | 34.49 | 41.388 | 1 | 1 | 0 | 0 | 27.592 | 34.49 | 41.388 | 27.592 | 34.49 | 41.388 | 2040 | Intermediate | 9 | Prevailing local wages, Drive time, Local code requirements, Condition of existing electrical system, Need for additional wiring/switching, Type of equipment | 1 | 2 | 0 | 2020 | 0
139 | 2023 | Residential | Controls | Power Strips | Tier 1 Advanced | Electricity | Tier 1 Advanced Power Strips | 2023$ |  |  | 0 | 0 | 0 | Outlets | Unitless | 3 | 3 | 4 | 4 | 0 | 0 | 0 | Energy Savings Fraction | Unitless | 0.18 | 0.215 | 0.25 | 0.25 | 27.592 | 34.49 | 41.388 | 1 |  |  | 27.592 | 34.49 | 41.388 | 1 | 1 | 0 | 0 | 27.592 | 34.49 | 41.388 | 27.592 | 34.49 | 41.388 | 2045 | Intermediate | 9 | Prevailing local wages, Drive time, Local code requirements, Condition of existing electrical system, Need for additional wiring/switching, Type of equipment | 1 | 2 | 0 | 2020 | 0
139 | 2023 | Residential | Controls | Power Strips | Tier 1 Advanced | Electricity | Tier 1 Advanced Power Strips | 2023$ |  |  | 0 | 0 | 0 | Outlets | Unitless | 3 | 3 | 4 | 4 | 0 | 0 | 0 | Energy Savings Fraction | Unitless | 0.18 | 0.215 | 0.25 | 0.25 | 27.592 | 34.49 | 41.388 | 1 |  |  | 27.592 | 34.49 | 41.388 | 1 | 1 | 0 | 0 | 27.592 | 34.49 | 41.388 | 27.592 | 34.49 | 41.388 | 2050 | Intermediate | 9 | Prevailing local wages, Drive time, Local code requirements, Condition of existing electrical system, Need for additional wiring/switching, Type of equipment | 1 | 2 | 0 | 2020 | 0
139 | 2023 | Residential | Controls | Power Strips | Tier 1 Advanced | Electricity | Tier 1 Advanced Power Strips | 2023$ |  |  | 0 | 0 | 0 | Outlets | Unitless | 3 | 3 | 4 | 4 | 0 | 0 | 0 | Energy Savings Fraction | Unitless | 0.18 | 0.215 | 0.25 | 0.25 | 27.592 | 34.49 | 41.388 | 1 |  |  | 27.592 | 34.49 | 41.388 | 1 | 1 | 0 | 0 | 27.592 | 34.49 | 41.388 | 27.592 | 34.49 | 41.388 | 2023 | Advanced | 9 | Prevailing local wages, Drive time, Local code requirements, Condition of existing electrical system, Need for additional wiring/switching, Type of equipment | 1 | 2 | 0 | 2020 | 0
139 | 2023 | Residential | Controls | Power Strips | Tier 1 Advanced | Electricity | Tier 1 Advanced Power Strips | 2023$ |  |  | 0 | 0 | 0 | Outlets | Unitless | 3 | 3 | 4 | 4 | 0 | 0 | 0 | Energy Savings Fraction | Unitless | 0.18 | 0.215 | 0.25 | 0.25 | 27.592 | 34.49 | 41.388 | 1 |  |  | 27.592 | 34.49 | 41.388 | 1 | 1 | 0 | 0 | 27.592 | 34.49 | 41.388 | 27.592 | 34.49 | 41.388 | 2030 | Advanced | 9 | Prevailing local wages, Drive time, Local code requirements, Condition of existing electrical system, Need for additional wiring/switching, Type of equipment | 1 | 2 | 0 | 2020 | 0
139 | 2023 | Residential | Controls | Power Strips | Tier 1 Advanced | Electricity | Tier 1 Advanced Power Strips | 2023$ |  |  | 0 | 0 | 0 | Outlets | Unitless | 3 | 3 | 4 | 4 | 0 | 0 | 0 | Energy Savings Fraction | Unitless | 0.18 | 0.215 | 0.25 | 0.25 | 27.592 | 34.49 | 41.388 | 1 |  |  | 27.592 | 34.49 | 41.388 | 1 | 1 | 0 | 0 | 27.592 | 34.49 | 41.388 | 27.592 | 34.49 | 41.388 | 2035 | Advanced | 9 | Prevailing local wages, Drive time, Local code requirements, Condition of existing electrical system, Need for additional wiring/switching, Type of equipment | 1 | 2 | 0 | 2020 | 0
139 | 2023 | Residential | Controls | Power Strips | Tier 1 Advanced | Electricity | Tier 1 Advanced Power Strips | 2023$ |  |  | 0 | 0 | 0 | Outlets | Unitless | 3 | 3 | 4 | 4 | 0 | 0 | 0 | Energy Savings Fraction | Unitless | 0.18 | 0.215 | 0.25 | 0.25 | 27.592 | 34.49 | 41.388 | 1 |  |  | 27.592 | 34.49 | 41.388 | 1 | 1 | 0 | 0 | 27.592 | 34.49 | 41.388 | 27.592 | 34.49 | 41.388 | 2040 | Advanced | 9 | Prevailing local wages, Drive time, Local code requirements, Condition of existing electrical system, Need for additional wiring/switching, Type of equipment | 1 | 2 | 0 | 2020 | 0
139 | 2023 | Residential | Controls | Power Strips | Tier 1 Advanced | Electricity | Tier 1 Advanced Power Strips | 2023$ |  |  | 0 | 0 | 0 | Outlets | Unitless | 3 | 3 | 4 | 4 | 0 | 0 | 0 | Energy Savings Fraction | Unitless | 0.18 | 0.215 | 0.25 | 0.25 | 27.592 | 34.49 | 41.388 | 1 |  |  | 27.592 | 34.49 | 41.388 | 1 | 1 | 0 | 0 | 27.592 | 34.49 | 41.388 | 27.592 | 34.49 | 41.388 | 2045 | Advanced | 9 | Prevailing local wages, Drive time, Local code requirements, Condition of existing electrical system, Need for additional wiring/switching, Type of equipment | 1 | 2 | 0 | 2020 | 0
139 | 2023 | Residential | Controls | Power Strips | Tier 1 Advanced | Electricity | Tier 1 Advanced Power Strips | 2023$ |  |  | 0 | 0 | 0 | Outlets | Unitless | 3 | 3 | 4 | 4 | 0 | 0 | 0 | Energy Savings Fraction | Unitless | 0.18 | 0.215 | 0.25 | 0.25 | 27.592 | 34.49 | 41.388 | 1 |  |  | 27.592 | 34.49 | 41.388 | 1 | 1 | 0 | 0 | 27.592 | 34.49 | 41.388 | 27.592 | 34.49 | 41.388 | 2050 | Advanced | 9 | Prevailing local wages, Drive time, Local code requirements, Condition of existing electrical system, Need for additional wiring/switching, Type of equipment | 1 | 2 | 0 | 2020 | 0
140 | 2023 | Residential | Controls | Power Strips | Tier 2 Advanced | Electricity | Tier 2 Advanced Power Strips | 2023$ |  |  | 0 | 0 | 0 | Outlets | Unitless | 5 | 5 | 6 | 6 | 0 | 0 | 0 | Energy Savings Fraction | Unitless | 0.19 | 0.19 | 0.49 | 0.49 | 70.184 | 87.73 | 105.276 | 1 |  |  | 70.184 | 87.73 | 105.276 | 1 | 1 | 0 | 0 | 70.184 | 87.73 | 105.276 | 70.184 | 87.73 | 105.276 | 2023 | Reference | 9 | Prevailing local wages, Drive time, Local code requirements, Condition of existing electrical system, Need for additional wiring/switching, Type of equipment | 1 | 6 | 0 | 2020
140 | 2023 | Residential | Controls | Power Strips | Tier 2 Advanced | Electricity | Tier 2 Advanced Power Strips | 2023$ |  |  | 0 | 0 | 0 | Outlets | Unitless | 5 | 5 | 6 | 6 | 0 | 0 | 0 | Energy Savings Fraction | Unitless | 0.19 | 0.29 | 0.59 | 0.49 | 70.184 | 87.73 | 105.276 | 1 |  |  | 70.184 | 87.73 | 105.276 | 1 | 1 | 0 | 0 | 70.184 | 87.73 | 105.276 | 70.184 | 87.73 | 105.276 | 2030 | Reference | 9 | Prevailing local wages, Drive time, Local code requirements, Condition of existing electrical system, Need for additional wiring/switching, Type of equipment | 1 | 6 | 0 | 2020 | 0
140 | 2023 | Residential | Controls | Power Strips | Tier 2 Advanced | Electricity | Tier 2 Advanced Power Strips | 2023$ |  |  | 0 | 0 | 0 | Outlets | Unitless | 5 | 5 | 6 | 6 | 0 | 0 | 0 | Energy Savings Fraction | Unitless | 0.19 | 0.29 | 0.59 | 0.49 | 70.184 | 87.73 | 105.276 | 1 |  |  | 70.184 | 87.73 | 105.276 | 1 | 1 | 0 | 0 | 70.184 | 87.73 | 105.276 | 70.184 | 87.73 | 105.276 | 2035 | Reference | 9 | Prevailing local wages, Drive time, Local code requirements, Condition of existing electrical system, Need for additional wiring/switching, Type of equipment | 1 | 6 | 0 | 2020 | 0
140 | 2023 | Residential | Controls | Power Strips | Tier 2 Advanced | Electricity | Tier 2 Advanced Power Strips | 2023$ |  |  | 0 | 0 | 0 | Outlets | Unitless | 5 | 5 | 6 | 6 | 0 | 0 | 0 | Energy Savings Fraction | Unitless | 0.19 | 0.29 | 0.59 | 0.49 | 70.184 | 87.73 | 105.276 | 1 |  |  | 70.184 | 87.73 | 105.276 | 1 | 1 | 0 | 0 | 70.184 | 87.73 | 105.276 | 70.184 | 87.73 | 105.276 | 2040 | Reference | 9 | Prevailing local wages, Drive time, Local code requirements, Condition of existing electrical system, Need for additional wiring/switching, Type of equipment | 1 | 6 | 0 | 2020 | 0
140 | 2023 | Residential | Controls | Power Strips | Tier 2 Advanced | Electricity | Tier 2 Advanced Power Strips | 2023$ |  |  | 0 | 0 | 0 | Outlets | Unitless | 5 | 5 | 6 | 6 | 0 | 0 | 0 | Energy Savings Fraction | Unitless | 0.19 | 0.29 | 0.59 | 0.49 | 70.184 | 87.73 | 105.276 | 1 |  |  | 70.184 | 87.73 | 105.276 | 1 | 1 | 0 | 0 | 70.184 | 87.73 | 105.276 | 70.184 | 87.73 | 105.276 | 2045 | Reference | 9 | Prevailing local wages, Drive time, Local code requirements, Condition of existing electrical system, Need for additional wiring/switching, Type of equipment | 1 | 6 | 0 | 2020 | 0
140 | 2023 | Residential | Controls | Power Strips | Tier 2 Advanced | Electricity | Tier 2 Advanced Power Strips | 2023$ |  |  | 0 | 0 | 0 | Outlets | Unitless | 5 | 5 | 6 | 6 | 0 | 0 | 0 | Energy Savings Fraction | Unitless | 0.19 | 0.29 | 0.59 | 0.49 | 70.184 | 87.73 | 105.276 | 1 |  |  | 70.184 | 87.73 | 105.276 | 1 | 1 | 0 | 0 | 70.184 | 87.73 | 105.276 | 70.184 | 87.73 | 105.276 | 2050 | Reference | 9 | Prevailing local wages, Drive time, Local code requirements, Condition of existing electrical system, Need for additional wiring/switching, Type of equipment | 1 | 6 | 0 | 2020 | 0
140 | 2023 | Residential | Controls | Power Strips | Tier 2 Advanced | Electricity | Tier 2 Advanced Power Strips | 2023$ |  |  | 0 | 0 | 0 | Outlets | Unitless | 5 | 5 | 6 | 6 | 0 | 0 | 0 | Energy Savings Fraction | Unitless | 0.19 | 0.19 | 0.49 | 0.49 | 70.184 | 87.73 | 105.276 | 1 |  |  | 70.184 | 87.73 | 105.276 | 1 | 1 | 0 | 0 | 70.184 | 87.73 | 105.276 | 70.184 | 87.73 | 105.276 | 2023 | Intermediate | 9 | Prevailing local wages, Drive time, Local code requirements, Condition of existing electrical system, Need for additional wiring/switching, Type of equipment | 1 | 6 | 0 | 2020 | 0
140 | 2023 | Residential | Controls | Power Strips | Tier 2 Advanced | Electricity | Tier 2 Advanced Power Strips | 2023$ |  |  | 0 | 0 | 0 | Outlets | Unitless | 5 | 5 | 6 | 6 | 0 | 0 | 0 | Energy Savings Fraction | Unitless | 0.19 | 0.29 | 0.59 | 0.49 | 70.184 | 87.73 | 105.276 | 1 |  |  | 70.184 | 87.73 | 105.276 | 1 | 1 | 0 | 0 | 70.184 | 87.73 | 105.276 | 70.184 | 87.73 | 105.276 | 2030 | Intermediate | 9 | Prevailing local wages, Drive time, Local code requirements, Condition of existing electrical system, Need for additional wiring/switching, Type of equipment | 1 | 6 | 0 | 2020 | 0
140 | 2023 | Residential | Controls | Power Strips | Tier 2 Advanced | Electricity | Tier 2 Advanced Power Strips | 2023$ |  |  | 0 | 0 | 0 | Outlets | Unitless | 5 | 5 | 6 | 6 | 0 | 0 | 0 | Energy Savings Fraction | Unitless | 0.19 | 0.29 | 0.59 | 0.49 | 70.184 | 87.73 | 105.276 | 1 |  |  | 70.184 | 87.73 | 105.276 | 1 | 1 | 0 | 0 | 70.184 | 87.73 | 105.276 | 70.184 | 87.73 | 105.276 | 2035 | Intermediate | 9 | Prevailing local wages, Drive time, Local code requirements, Condition of existing electrical system, Need for additional wiring/switching, Type of equipment | 1 | 6 | 0 | 2020 | 0
140 | 2023 | Residential | Controls | Power Strips | Tier 2 Advanced | Electricity | Tier 2 Advanced Power Strips | 2023$ |  |  | 0 | 0 | 0 | Outlets | Unitless | 5 | 5 | 6 | 6 | 0 | 0 | 0 | Energy Savings Fraction | Unitless | 0.19 | 0.29 | 0.59 | 0.49 | 70.184 | 87.73 | 105.276 | 1 |  |  | 70.184 | 87.73 | 105.276 | 1 | 1 | 0 | 0 | 70.184 | 87.73 | 105.276 | 70.184 | 87.73 | 105.276 | 2040 | Intermediate | 9 | Prevailing local wages, Drive time, Local code requirements, Condition of existing electrical system, Need for additional wiring/switching, Type of equipment | 1 | 6 | 0 | 2020 | 0
140 | 2023 | Residential | Controls | Power Strips | Tier 2 Advanced | Electricity | Tier 2 Advanced Power Strips | 2023$ |  |  | 0 | 0 | 0 | Outlets | Unitless | 5 | 5 | 6 | 6 | 0 | 0 | 0 | Energy Savings Fraction | Unitless | 0.19 | 0.29 | 0.59 | 0.49 | 70.184 | 87.73 | 105.276 | 1 |  |  | 70.184 | 87.73 | 105.276 | 1 | 1 | 0 | 0 | 70.184 | 87.73 | 105.276 | 70.184 | 87.73 | 105.276 | 2045 | Intermediate | 9 | Prevailing local wages, Drive time, Local code requirements, Condition of existing electrical system, Need for additional wiring/switching, Type of equipment | 1 | 6 | 0 | 2020 | 0
140 | 2023 | Residential | Controls | Power Strips | Tier 2 Advanced | Electricity | Tier 2 Advanced Power Strips | 2023$ |  |  | 0 | 0 | 0 | Outlets | Unitless | 5 | 5 | 6 | 6 | 0 | 0 | 0 | Energy Savings Fraction | Unitless | 0.19 | 0.29 | 0.59 | 0.49 | 70.184 | 87.73 | 105.276 | 1 |  |  | 70.184 | 87.73 | 105.276 | 1 | 1 | 0 | 0 | 70.184 | 87.73 | 105.276 | 70.184 | 87.73 | 105.276 | 2050 | Intermediate | 9 | Prevailing local wages, Drive time, Local code requirements, Condition of existing electrical system, Need for additional wiring/switching, Type of equipment | 1 | 6 | 0 | 2020 | 0
140 | 2023 | Residential | Controls | Power Strips | Tier 2 Advanced | Electricity | Tier 2 Advanced Power Strips | 2023$ |  |  | 0 | 0 | 0 | Outlets | Unitless | 5 | 5 | 6 | 6 | 0 | 0 | 0 | Energy Savings Fraction | Unitless | 0.19 | 0.19 | 0.49 | 0.49 | 70.184 | 87.73 | 105.276 | 1 |  |  | 70.184 | 87.73 | 105.276 | 1 | 1 | 0 | 0 | 70.184 | 87.73 | 105.276 | 70.184 | 87.73 | 105.276 | 2023 | Advanced | 9 | Prevailing local wages, Drive time, Local code requirements, Condition of existing electrical system, Need for additional wiring/switching, Type of equipment | 1 | 6 | 0 | 2020 | 0
140 | 2023 | Residential | Controls | Power Strips | Tier 2 Advanced | Electricity | Tier 2 Advanced Power Strips | 2023$ |  |  | 0 | 0 | 0 | Outlets | Unitless | 5 | 5 | 6 | 6 | 0 | 0 | 0 | Energy Savings Fraction | Unitless | 0.19 | 0.29 | 0.59 | 0.49 | 70.184 | 87.73 | 105.276 | 1 |  |  | 70.184 | 87.73 | 105.276 | 1 | 1 | 0 | 0 | 70.184 | 87.73 | 105.276 | 70.184 | 87.73 | 105.276 | 2030 | Advanced | 9 | Prevailing local wages, Drive time, Local code requirements, Condition of existing electrical system, Need for additional wiring/switching, Type of equipment | 1 | 6 | 0 | 2020 | 0
140 | 2023 | Residential | Controls | Power Strips | Tier 2 Advanced | Electricity | Tier 2 Advanced Power Strips | 2023$ |  |  | 0 | 0 | 0 | Outlets | Unitless | 5 | 5 | 6 | 6 | 0 | 0 | 0 | Energy Savings Fraction | Unitless | 0.19 | 0.29 | 0.59 | 0.49 | 70.184 | 87.73 | 105.276 | 1 |  |  | 70.184 | 87.73 | 105.276 | 1 | 1 | 0 | 0 | 70.184 | 87.73 | 105.276 | 70.184 | 87.73 | 105.276 | 2035 | Advanced | 9 | Prevailing local wages, Drive time, Local code requirements, Condition of existing electrical system, Need for additional wiring/switching, Type of equipment | 1 | 6 | 0 | 2020 | 0
140 | 2023 | Residential | Controls | Power Strips | Tier 2 Advanced | Electricity | Tier 2 Advanced Power Strips | 2023$ |  |  | 0 | 0 | 0 | Outlets | Unitless | 5 | 5 | 6 | 6 | 0 | 0 | 0 | Energy Savings Fraction | Unitless | 0.19 | 0.29 | 0.59 | 0.49 | 70.184 | 87.73 | 105.276 | 1 |  |  | 70.184 | 87.73 | 105.276 | 1 | 1 | 0 | 0 | 70.184 | 87.73 | 105.276 | 70.184 | 87.73 | 105.276 | 2040 | Advanced | 9 | Prevailing local wages, Drive time, Local code requirements, Condition of existing electrical system, Need for additional wiring/switching, Type of equipment | 1 | 6 | 0 | 2020 | 0
140 | 2023 | Residential | Controls | Power Strips | Tier 2 Advanced | Electricity | Tier 2 Advanced Power Strips | 2023$ |  |  | 0 | 0 | 0 | Outlets | Unitless | 5 | 5 | 6 | 6 | 0 | 0 | 0 | Energy Savings Fraction | Unitless | 0.19 | 0.29 | 0.59 | 0.49 | 70.184 | 87.73 | 105.276 | 1 |  |  | 70.184 | 87.73 | 105.276 | 1 | 1 | 0 | 0 | 70.184 | 87.73 | 105.276 | 70.184 | 87.73 | 105.276 | 2045 | Advanced | 9 | Prevailing local wages, Drive time, Local code requirements, Condition of existing electrical system, Need for additional wiring/switching, Type of equipment | 1 | 6 | 0 | 2020 | 0
140 | 2023 | Residential | Controls | Power Strips | Tier 2 Advanced | Electricity | Tier 2 Advanced Power Strips | 2023$ |  |  | 0 | 0 | 0 | Outlets | Unitless | 5 | 5 | 6 | 6 | 0 | 0 | 0 | Energy Savings Fraction | Unitless | 0.19 | 0.29 | 0.59 | 0.49 | 70.184 | 87.73 | 105.276 | 1 |  |  | 70.184 | 87.73 | 105.276 | 1 | 1 | 0 | 0 | 70.184 | 87.73 | 105.276 | 70.184 | 87.73 | 105.276 | 2050 | Advanced | 9 | Prevailing local wages, Drive time, Local code requirements, Condition of existing electrical system, Need for additional wiring/switching, Type of equipment | 1 | 6 | 0 | 2020 | 0
141 | 2023 | Residential | Envelope | Unfinished Attic (Ceiling) | Batt |  | Unfinished Attic (Ceiling) Batt | 2023$/sqft | Unfinished Attic (Ceiling) |  | 0.031667 | 0.043 | 0.052 | R-value | ft2*degF*h/Btu | 6 | 20 | 49 | 49 | 0 | 0 | 0 | Square Feet | ft2 | 0 | 900 | 0 | 0 | 0.15833 | 0.263 | 1.558 | 900 | Square Feet | ft2 | 712.5066 | 1010.7036 | 2338.2333 | 1 | 1 | 0.82687 | 1.0018 | 1456.6916 | 1754.8886 | 3082.4183 | 1614.1154 | 1912.3124 | 3239.8421 | 2023 | Reference | 999 | Prevailing local wages, Drive time, Local code requirements, Attic height, Roof slope, Access, Presence/condition/type of existing insulation, Existing construction and materials, Existing construction and materials, Moisture issues present, Condition of existing electrical system, Adequacy of existing ventilation, Presence of hazardous materials | 4 | 93 | 0.1894 | 2023 | Assumes reference and advanced case are constant based on raw materials. Typical costs assume a wall area of 900 sq ft as an example based on average sqft of a house to be 2,025, though wall areas and insulation amounts vary greatly by building.
141 | 2023 | Residential | Envelope | Unfinished Attic (Ceiling) | Batt |  | Unfinished Attic (Ceiling) Batt | 2023$/sqft | Unfinished Attic (Ceiling) |  | 0.031667 | 0.043 | 0.052 | R-value | ft2*degF*h/Btu | 6 | 20 | 49 | 49 | 0 | 0 | 0 | Square Feet | ft2 | 0 | 900 | 0 | 0 | 0.15833 | 0.263 | 1.558 | 900 | Square Feet | ft2 | 712.5066 | 1010.7036 | 2338.2333 | 1 | 1 | 0.82687 | 1.0018 | 1456.6916 | 1754.8886 | 3082.4183 | 1614.1154 | 1912.3124 | 3239.8421 | 2030 | Reference | 999 | Prevailing local wages, Drive time, Local code requirements, Attic height, Roof slope, Access, Presence/condition/type of existing insulation, Existing construction and materials, Existing construction and materials, Moisture issues present, Condition of existing electrical system, Adequacy of existing ventilation, Presence of hazardous materials | 4 | 93 | 0.1894 | 2023 | Assumes reference and advanced case are constant based on raw materials. Typical costs assume a wall area of 900 sq ft as an example based on average sqft of a house to be 2,025, though wall areas and insulation amounts vary greatly by building.
141 | 2023 | Residential | Envelope | Unfinished Attic (Ceiling) | Batt |  | Unfinished Attic (Ceiling) Batt | 2023$/sqft | Unfinished Attic (Ceiling) |  | 0.031667 | 0.043 | 0.052 | R-value | ft2*degF*h/Btu | 6 | 20 | 49 | 49 | 0 | 0 | 0 | Square Feet | ft2 | 0 | 900 | 0 | 0 | 0.15833 | 0.263 | 1.558 | 900 | Square Feet | ft2 | 712.5066 | 1010.7036 | 2338.2333 | 1 | 1 | 0.82687 | 1.0018 | 1456.6916 | 1754.8886 | 3082.4183 | 1614.1154 | 1912.3124 | 3239.8421 | 2035 | Reference | 999 | Prevailing local wages, Drive time, Local code requirements, Attic height, Roof slope, Access, Presence/condition/type of existing insulation, Existing construction and materials, Existing construction and materials, Moisture issues present, Condition of existing electrical system, Adequacy of existing ventilation, Presence of hazardous materials | 4 | 93 | 0.1894 | 2023 | Assumes reference and advanced case are constant based on raw materials. Typical costs assume a wall area of 900 sq ft as an example based on average sqft of a house to be 2,025, though wall areas and insulation amounts vary greatly by building.
141 | 2023 | Residential | Envelope | Unfinished Attic (Ceiling) | Batt |  | Unfinished Attic (Ceiling) Batt | 2023$/sqft | Unfinished Attic (Ceiling) |  | 0.031667 | 0.043 | 0.052 | R-value | ft2*degF*h/Btu | 6 | 20 | 49 | 49 | 0 | 0 | 0 | Square Feet | ft2 | 0 | 900 | 0 | 0 | 0.15833 | 0.263 | 1.558 | 900 | Square Feet | ft2 | 712.5066 | 1010.7036 | 2338.2333 | 1 | 1 | 0.82687 | 1.0018 | 1456.6916 | 1754.8886 | 3082.4183 | 1614.1154 | 1912.3124 | 3239.8421 | 2040 | Reference | 999 | Prevailing local wages, Drive time, Local code requirements, Attic height, Roof slope, Access, Presence/condition/type of existing insulation, Existing construction and materials, Existing construction and materials, Moisture issues present, Condition of existing electrical system, Adequacy of existing ventilation, Presence of hazardous materials | 4 | 93 | 0.1894 | 2023 | Assumes reference and advanced case are constant based on raw materials. Typical costs assume a wall area of 900 sq ft as an example based on average sqft of a house to be 2,025, though wall areas and insulation amounts vary greatly by building.
141 | 2023 | Residential | Envelope | Unfinished Attic (Ceiling) | Batt |  | Unfinished Attic (Ceiling) Batt | 2023$/sqft | Unfinished Attic (Ceiling) |  | 0.031667 | 0.043 | 0.052 | R-value | ft2*degF*h/Btu | 6 | 20 | 49 | 49 | 0 | 0 | 0 | Square Feet | ft2 | 0 | 900 | 0 | 0 | 0.15833 | 0.263 | 1.558 | 900 | Square Feet | ft2 | 712.5066 | 1010.7036 | 2338.2333 | 1 | 1 | 0.82687 | 1.0018 | 1456.6916 | 1754.8886 | 3082.4183 | 1614.1154 | 1912.3124 | 3239.8421 | 2045 | Reference | 999 | Prevailing local wages, Drive time, Local code requirements, Attic height, Roof slope, Access, Presence/condition/type of existing insulation, Existing construction and materials, Existing construction and materials, Moisture issues present, Condition of existing electrical system, Adequacy of existing ventilation, Presence of hazardous materials | 4 | 93 | 0.1894 | 2023 | Assumes reference and advanced case are constant based on raw materials. Typical costs assume a wall area of 900 sq ft as an example based on average sqft of a house to be 2,025, though wall areas and insulation amounts vary greatly by building.
141 | 2023 | Residential | Envelope | Unfinished Attic (Ceiling) | Batt |  | Unfinished Attic (Ceiling) Batt | 2023$/sqft | Unfinished Attic (Ceiling) |  | 0.031667 | 0.043 | 0.052 | R-value | ft2*degF*h/Btu | 6 | 20 | 49 | 49 | 0 | 0 | 0 | Square Feet | ft2 | 0 | 900 | 0 | 0 | 0.15833 | 0.263 | 1.558 | 900 | Square Feet | ft2 | 712.5066 | 1010.7036 | 2338.2333 | 1 | 1 | 0.82687 | 1.0018 | 1456.6916 | 1754.8886 | 3082.4183 | 1614.1154 | 1912.3124 | 3239.8421 | 2050 | Reference | 999 | Prevailing local wages, Drive time, Local code requirements, Attic height, Roof slope, Access, Presence/condition/type of existing insulation, Existing construction and materials, Existing construction and materials, Moisture issues present, Condition of existing electrical system, Adequacy of existing ventilation, Presence of hazardous materials | 4 | 93 | 0.1894 | 2023 | Assumes reference and advanced case are constant based on raw materials. Typical costs assume a wall area of 900 sq ft as an example based on average sqft of a house to be 2,025, though wall areas and insulation amounts vary greatly by building.
141 | 2023 | Residential | Envelope | Unfinished Attic (Ceiling) | Batt |  | Unfinished Attic (Ceiling) Batt | 2023$/sqft | Unfinished Attic (Ceiling) |  | 0.031667 | 0.043 | 0.052 | R-value | ft2*degF*h/Btu | 6 | 20 | 49 | 49 | 0 | 0 | 0 | Square Feet | ft2 | 0 | 900 | 0 | 0 | 0.15833 | 0.263 | 1.558 | 900 | Square Feet | ft2 | 712.5066 | 1010.7036 | 2338.2333 | 1 | 1 | 0.82687 | 1.0018 | 1456.6916 | 1754.8886 | 3082.4183 | 1614.1154 | 1912.3124 | 3239.8421 | 2023 | Intermediate | 999 | Prevailing local wages, Drive time, Local code requirements, Attic height, Roof slope, Access, Presence/condition/type of existing insulation, Existing construction and materials, Existing construction and materials, Moisture issues present, Condition of existing electrical system, Adequacy of existing ventilation, Presence of hazardous materials | 4 | 93 | 0.1894 | 2023 | Assumes reference and advanced case are constant based on raw materials. Typical costs assume a wall area of 900 sq ft as an example based on average sqft of a house to be 2,025, though wall areas and insulation amounts vary greatly by building.
141 | 2023 | Residential | Envelope | Unfinished Attic (Ceiling) | Batt |  | Unfinished Attic (Ceiling) Batt | 2023$/sqft | Unfinished Attic (Ceiling) |  | 0.031667 | 0.043 | 0.052 | R-value | ft2*degF*h/Btu | 6 | 20 | 49 | 49 | 0 | 0 | 0 | Square Feet | ft2 | 0 | 900 | 0 | 0 | 0.15833 | 0.263 | 1.558 | 900 | Square Feet | ft2 | 712.5066 | 1010.7036 | 2338.2333 | 1 | 1 | 0.82687 | 1.0018 | 1456.6916 | 1754.8886 | 3082.4183 | 1614.1154 | 1912.3124 | 3239.8421 | 2030 | Intermediate | 999 | Prevailing local wages, Drive time, Local code requirements, Attic height, Roof slope, Access, Presence/condition/type of existing insulation, Existing construction and materials, Existing construction and materials, Moisture issues present, Condition of existing electrical system, Adequacy of existing ventilation, Presence of hazardous materials | 4 | 93 | 0.1894 | 2023 | Assumes reference and advanced case are constant based on raw materials. Typical costs assume a wall area of 900 sq ft as an example based on average sqft of a house to be 2,025, though wall areas and insulation amounts vary greatly by building.
141 | 2023 | Residential | Envelope | Unfinished Attic (Ceiling) | Batt |  | Unfinished Attic (Ceiling) Batt | 2023$/sqft | Unfinished Attic (Ceiling) |  | 0.031667 | 0.043 | 0.052 | R-value | ft2*degF*h/Btu | 6 | 20 | 49 | 49 | 0 | 0 | 0 | Square Feet | ft2 | 0 | 900 | 0 | 0 | 0.15833 | 0.263 | 1.558 | 900 | Square Feet | ft2 | 712.5066 | 1010.7036 | 2338.2333 | 1 | 1 | 0.82687 | 1.0018 | 1456.6916 | 1754.8886 | 3082.4183 | 1614.1154 | 1912.3124 | 3239.8421 | 2035 | Intermediate | 999 | Prevailing local wages, Drive time, Local code requirements, Attic height, Roof slope, Access, Presence/condition/type of existing insulation, Existing construction and materials, Existing construction and materials, Moisture issues present, Condition of existing electrical system, Adequacy of existing ventilation, Presence of hazardous materials | 4 | 93 | 0.1894 | 2023 | Assumes reference and advanced case are constant based on raw materials. Typical costs assume a wall area of 900 sq ft as an example based on average sqft of a house to be 2,025, though wall areas and insulation amounts vary greatly by building.
141 | 2023 | Residential | Envelope | Unfinished Attic (Ceiling) | Batt |  | Unfinished Attic (Ceiling) Batt | 2023$/sqft | Unfinished Attic (Ceiling) |  | 0.031667 | 0.043 | 0.052 | R-value | ft2*degF*h/Btu | 6 | 20 | 49 | 49 | 0 | 0 | 0 | Square Feet | ft2 | 0 | 900 | 0 | 0 | 0.15833 | 0.263 | 1.558 | 900 | Square Feet | ft2 | 712.5066 | 1010.7036 | 2338.2333 | 1 | 1 | 0.82687 | 1.0018 | 1456.6916 | 1754.8886 | 3082.4183 | 1614.1154 | 1912.3124 | 3239.8421 | 2040 | Intermediate | 999 | Prevailing local wages, Drive time, Local code requirements, Attic height, Roof slope, Access, Presence/condition/type of existing insulation, Existing construction and materials, Existing construction and materials, Moisture issues present, Condition of existing electrical system, Adequacy of existing ventilation, Presence of hazardous materials | 4 | 93 | 0.1894 | 2023 | Assumes reference and advanced case are constant based on raw materials. Typical costs assume a wall area of 900 sq ft as an example based on average sqft of a house to be 2,025, though wall areas and insulation amounts vary greatly by building.
141 | 2023 | Residential | Envelope | Unfinished Attic (Ceiling) | Batt |  | Unfinished Attic (Ceiling) Batt | 2023$/sqft | Unfinished Attic (Ceiling) |  | 0.031667 | 0.043 | 0.052 | R-value | ft2*degF*h/Btu | 6 | 20 | 49 | 49 | 0 | 0 | 0 | Square Feet | ft2 | 0 | 900 | 0 | 0 | 0.15833 | 0.263 | 1.558 | 900 | Square Feet | ft2 | 712.5066 | 1010.7036 | 2338.2333 | 1 | 1 | 0.82687 | 1.0018 | 1456.6916 | 1754.8886 | 3082.4183 | 1614.1154 | 1912.3124 | 3239.8421 | 2045 | Intermediate | 999 | Prevailing local wages, Drive time, Local code requirements, Attic height, Roof slope, Access, Presence/condition/type of existing insulation, Existing construction and materials, Existing construction and materials, Moisture issues present, Condition of existing electrical system, Adequacy of existing ventilation, Presence of hazardous materials | 4 | 93 | 0.1894 | 2023 | Assumes reference and advanced case are constant based on raw materials. Typical costs assume a wall area of 900 sq ft as an example based on average sqft of a house to be 2,025, though wall areas and insulation amounts vary greatly by building.
141 | 2023 | Residential | Envelope | Unfinished Attic (Ceiling) | Batt |  | Unfinished Attic (Ceiling) Batt | 2023$/sqft | Unfinished Attic (Ceiling) |  | 0.031667 | 0.043 | 0.052 | R-value | ft2*degF*h/Btu | 6 | 20 | 49 | 49 | 0 | 0 | 0 | Square Feet | ft2 | 0 | 900 | 0 | 0 | 0.15833 | 0.263 | 1.558 | 900 | Square Feet | ft2 | 712.5066 | 1010.7036 | 2338.2333 | 1 | 1 | 0.82687 | 1.0018 | 1456.6916 | 1754.8886 | 3082.4183 | 1614.1154 | 1912.3124 | 3239.8421 | 2050 | Intermediate | 999 | Prevailing local wages, Drive time, Local code requirements, Attic height, Roof slope, Access, Presence/condition/type of existing insulation, Existing construction and materials, Existing construction and materials, Moisture issues present, Condition of existing electrical system, Adequacy of existing ventilation, Presence of hazardous materials | 4 | 93 | 0.1894 | 2023 | Assumes reference and advanced case are constant based on raw materials. Typical costs assume a wall area of 900 sq ft as an example based on average sqft of a house to be 2,025, though wall areas and insulation amounts vary greatly by building.
141 | 2023 | Residential | Envelope | Unfinished Attic (Ceiling) | Batt |  | Unfinished Attic (Ceiling) Batt | 2023$/sqft | Unfinished Attic (Ceiling) |  | 0.031667 | 0.043 | 0.052 | R-value | ft2*degF*h/Btu | 6 | 20 | 49 | 49 | 0 | 0 | 0 | Square Feet | ft2 | 0 | 900 | 0 | 0 | 0.15833 | 0.263 | 1.558 | 900 | Square Feet | ft2 | 712.5066 | 1010.7036 | 2338.2333 | 1 | 1 | 0.82687 | 1.0018 | 1456.6916 | 1754.8886 | 3082.4183 | 1614.1154 | 1912.3124 | 3239.8421 | 2023 | Advanced | 999 | Prevailing local wages, Drive time, Local code requirements, Attic height, Roof slope, Access, Presence/condition/type of existing insulation, Existing construction and materials, Existing construction and materials, Moisture issues present, Condition of existing electrical system, Adequacy of existing ventilation, Presence of hazardous materials | 4 | 93 | 0.1894 | 2023 | Assumes reference and advanced case are constant based on raw materials. Typical costs assume a wall area of 900 sq ft as an example based on average sqft of a house to be 2,025, though wall areas and insulation amounts vary greatly by building.
141 | 2023 | Residential | Envelope | Unfinished Attic (Ceiling) | Batt |  | Unfinished Attic (Ceiling) Batt | 2023$/sqft | Unfinished Attic (Ceiling) |  | 0.031667 | 0.043 | 0.052 | R-value | ft2*degF*h/Btu | 6 | 20 | 49 | 49 | 0 | 0 | 0 | Square Feet | ft2 | 0 | 900 | 0 | 0 | 0.15833 | 0.263 | 1.558 | 900 | Square Feet | ft2 | 712.5066 | 1010.7036 | 2338.2333 | 1 | 1 | 0.82687 | 1.0018 | 1456.6916 | 1754.8886 | 3082.4183 | 1614.1154 | 1912.3124 | 3239.8421 | 2030 | Advanced | 999 | Prevailing local wages, Drive time, Local code requirements, Attic height, Roof slope, Access, Presence/condition/type of existing insulation, Existing construction and materials, Existing construction and materials, Moisture issues present, Condition of existing electrical system, Adequacy of existing ventilation, Presence of hazardous materials | 4 | 93 | 0.1894 | 2023 | Assumes reference and advanced case are constant based on raw materials. Typical costs assume a wall area of 900 sq ft as an example based on average sqft of a house to be 2,025, though wall areas and insulation amounts vary greatly by building.
141 | 2023 | Residential | Envelope | Unfinished Attic (Ceiling) | Batt |  | Unfinished Attic (Ceiling) Batt | 2023$/sqft | Unfinished Attic (Ceiling) |  | 0.031667 | 0.043 | 0.052 | R-value | ft2*degF*h/Btu | 6 | 20 | 49 | 49 | 0 | 0 | 0 | Square Feet | ft2 | 0 | 900 | 0 | 0 | 0.15833 | 0.263 | 1.558 | 900 | Square Feet | ft2 | 712.5066 | 1010.7036 | 2338.2333 | 1 | 1 | 0.82687 | 1.0018 | 1456.6916 | 1754.8886 | 3082.4183 | 1614.1154 | 1912.3124 | 3239.8421 | 2035 | Advanced | 999 | Prevailing local wages, Drive time, Local code requirements, Attic height, Roof slope, Access, Presence/condition/type of existing insulation, Existing construction and materials, Existing construction and materials, Moisture issues present, Condition of existing electrical system, Adequacy of existing ventilation, Presence of hazardous materials | 4 | 93 | 0.1894 | 2023 | Assumes reference and advanced case are constant based on raw materials. Typical costs assume a wall area of 900 sq ft as an example based on average sqft of a house to be 2,025, though wall areas and insulation amounts vary greatly by building.
141 | 2023 | Residential | Envelope | Unfinished Attic (Ceiling) | Batt |  | Unfinished Attic (Ceiling) Batt | 2023$/sqft | Unfinished Attic (Ceiling) |  | 0.031667 | 0.043 | 0.052 | R-value | ft2*degF*h/Btu | 6 | 20 | 49 | 49 | 0 | 0 | 0 | Square Feet | ft2 | 0 | 900 | 0 | 0 | 0.15833 | 0.263 | 1.558 | 900 | Square Feet | ft2 | 712.5066 | 1010.7036 | 2338.2333 | 1 | 1 | 0.82687 | 1.0018 | 1456.6916 | 1754.8886 | 3082.4183 | 1614.1154 | 1912.3124 | 3239.8421 | 2040 | Advanced | 999 | Prevailing local wages, Drive time, Local code requirements, Attic height, Roof slope, Access, Presence/condition/type of existing insulation, Existing construction and materials, Existing construction and materials, Moisture issues present, Condition of existing electrical system, Adequacy of existing ventilation, Presence of hazardous materials | 4 | 93 | 0.1894 | 2023 | Assumes reference and advanced case are constant based on raw materials. Typical costs assume a wall area of 900 sq ft as an example based on average sqft of a house to be 2,025, though wall areas and insulation amounts vary greatly by building.
141 | 2023 | Residential | Envelope | Unfinished Attic (Ceiling) | Batt |  | Unfinished Attic (Ceiling) Batt | 2023$/sqft | Unfinished Attic (Ceiling) |  | 0.031667 | 0.043 | 0.052 | R-value | ft2*degF*h/Btu | 6 | 20 | 49 | 49 | 0 | 0 | 0 | Square Feet | ft2 | 0 | 900 | 0 | 0 | 0.15833 | 0.263 | 1.558 | 900 | Square Feet | ft2 | 712.5066 | 1010.7036 | 2338.2333 | 1 | 1 | 0.82687 | 1.0018 | 1456.6916 | 1754.8886 | 3082.4183 | 1614.1154 | 1912.3124 | 3239.8421 | 2045 | Advanced | 999 | Prevailing local wages, Drive time, Local code requirements, Attic height, Roof slope, Access, Presence/condition/type of existing insulation, Existing construction and materials, Existing construction and materials, Moisture issues present, Condition of existing electrical system, Adequacy of existing ventilation, Presence of hazardous materials | 4 | 93 | 0.1894 | 2023 | Assumes reference and advanced case are constant based on raw materials. Typical costs assume a wall area of 900 sq ft as an example based on average sqft of a house to be 2,025, though wall areas and insulation amounts vary greatly by building.
141 | 2023 | Residential | Envelope | Unfinished Attic (Ceiling) | Batt |  | Unfinished Attic (Ceiling) Batt | 2023$/sqft | Unfinished Attic (Ceiling) |  | 0.031667 | 0.043 | 0.052 | R-value | ft2*degF*h/Btu | 6 | 20 | 49 | 49 | 0 | 0 | 0 | Square Feet | ft2 | 0 | 900 | 0 | 0 | 0.15833 | 0.263 | 1.558 | 900 | Square Feet | ft2 | 712.5066 | 1010.7036 | 2338.2333 | 1 | 1 | 0.82687 | 1.0018 | 1456.6916 | 1754.8886 | 3082.4183 | 1614.1154 | 1912.3124 | 3239.8421 | 2050 | Advanced | 999 | Prevailing local wages, Drive time, Local code requirements, Attic height, Roof slope, Access, Presence/condition/type of existing insulation, Existing construction and materials, Existing construction and materials, Moisture issues present, Condition of existing electrical system, Adequacy of existing ventilation, Presence of hazardous materials | 4 | 93 | 0.1894 | 2023 | Assumes reference and advanced case are constant based on raw materials. Typical costs assume a wall area of 900 sq ft as an example based on average sqft of a house to be 2,025, though wall areas and insulation amounts vary greatly by building.
142 | 2023 | Residential | Envelope | Unfinished Attic (Ceiling) | Loose Fill |  | Unfinished Attic (Ceiling) Loose Fill | 2023$/sqft | Unfinished Attic (Ceiling) |  | 0.008696 | 0.017857 | 0.011494 | R-value | ft2*degF*h/Btu | 2.78 | 6 | 49 | 49 | 0 | 0 | 0 | Square Feet | ft2 | 0 | 900 | 0 | 0 | 0.13696 | 0.13572 | 0.61675 | 900 | Square Feet | ft2 | 170.2188 | 218.5713 | 617.139 | 1.7149 | 1.806 | 0 | 0 | 291.9067 | 374.826 | 1058.3263 | 307.4222 | 394.7488 | 1114.5785 | 2023 | Reference | 999 | Prevailing local wages, Drive time, Local code requirements, Access, Presence/condition/type of existing insulation, Existing construction and materials, Moisture issues present, Presence of hazardous materials, Presence of hazardous materials, Extent of preparation, Accommodation for termite inspections | 3 | 48 | 0.01313 | 2023 | Assumes reference and advanced cases are constant and no significant raw material advancements. Typical costs assume a wall area of 900 sq ft as an example based on average sqft of a house to be 2,025, though wall areas and insulation amounts vary greatly by building.
142 | 2023 | Residential | Envelope | Unfinished Attic (Ceiling) | Loose Fill |  | Unfinished Attic (Ceiling) Loose Fill | 2023$/sqft | Unfinished Attic (Ceiling) |  | 0.008696 | 0.017857 | 0.011494 | R-value | ft2*degF*h/Btu | 2.78 | 6 | 49 | 49 | 0 | 0 | 0 | Square Feet | ft2 | 0 | 900 | 0 | 0 | 0.13696 | 0.13572 | 0.61675 | 900 | Square Feet | ft2 | 170.2188 | 218.5713 | 617.139 | 1.7149 | 1.806 | 0 | 0 | 291.9067 | 374.826 | 1058.3263 | 307.4222 | 394.7488 | 1114.5785 | 2030 | Reference | 999 | Prevailing local wages, Drive time, Local code requirements, Access, Presence/condition/type of existing insulation, Existing construction and materials, Moisture issues present, Presence of hazardous materials, Presence of hazardous materials, Extent of preparation, Accommodation for termite inspections | 3 | 48 | 0.01313 | 2023 | Assumes reference and advanced cases are constant and no significant raw material advancements. Typical costs assume a wall area of 900 sq ft as an example based on average sqft of a house to be 2,025, though wall areas and insulation amounts vary greatly by building.
142 | 2023 | Residential | Envelope | Unfinished Attic (Ceiling) | Loose Fill |  | Unfinished Attic (Ceiling) Loose Fill | 2023$/sqft | Unfinished Attic (Ceiling) |  | 0.008696 | 0.017857 | 0.011494 | R-value | ft2*degF*h/Btu | 2.78 | 6 | 49 | 49 | 0 | 0 | 0 | Square Feet | ft2 | 0 | 900 | 0 | 0 | 0.13696 | 0.13572 | 0.61675 | 900 | Square Feet | ft2 | 170.2188 | 218.5713 | 617.139 | 1.7149 | 1.806 | 0 | 0 | 291.9067 | 374.826 | 1058.3263 | 307.4222 | 394.7488 | 1114.5785 | 2035 | Reference | 999 | Prevailing local wages, Drive time, Local code requirements, Access, Presence/condition/type of existing insulation, Existing construction and materials, Moisture issues present, Presence of hazardous materials, Presence of hazardous materials, Extent of preparation, Accommodation for termite inspections | 3 | 48 | 0.01313 | 2023 | Assumes reference and advanced cases are constant and no significant raw material advancements. Typical costs assume a wall area of 900 sq ft as an example based on average sqft of a house to be 2,025, though wall areas and insulation amounts vary greatly by building.
142 | 2023 | Residential | Envelope | Unfinished Attic (Ceiling) | Loose Fill |  | Unfinished Attic (Ceiling) Loose Fill | 2023$/sqft | Unfinished Attic (Ceiling) |  | 0.008696 | 0.017857 | 0.011494 | R-value | ft2*degF*h/Btu | 2.78 | 6 | 49 | 49 | 0 | 0 | 0 | Square Feet | ft2 | 0 | 900 | 0 | 0 | 0.13696 | 0.13572 | 0.61675 | 900 | Square Feet | ft2 | 170.2188 | 218.5713 | 617.139 | 1.7149 | 1.806 | 0 | 0 | 291.9067 | 374.826 | 1058.3263 | 307.4222 | 394.7488 | 1114.5785 | 2040 | Reference | 999 | Prevailing local wages, Drive time, Local code requirements, Access, Presence/condition/type of existing insulation, Existing construction and materials, Moisture issues present, Presence of hazardous materials, Presence of hazardous materials, Extent of preparation, Accommodation for termite inspections | 3 | 48 | 0.01313 | 2023 | Assumes reference and advanced cases are constant and no significant raw material advancements. Typical costs assume a wall area of 900 sq ft as an example based on average sqft of a house to be 2,025, though wall areas and insulation amounts vary greatly by building.
142 | 2023 | Residential | Envelope | Unfinished Attic (Ceiling) | Loose Fill |  | Unfinished Attic (Ceiling) Loose Fill | 2023$/sqft | Unfinished Attic (Ceiling) |  | 0.008696 | 0.017857 | 0.011494 | R-value | ft2*degF*h/Btu | 2.78 | 6 | 49 | 49 | 0 | 0 | 0 | Square Feet | ft2 | 0 | 900 | 0 | 0 | 0.13696 | 0.13572 | 0.61675 | 900 | Square Feet | ft2 | 170.2188 | 218.5713 | 617.139 | 1.7149 | 1.806 | 0 | 0 | 291.9067 | 374.826 | 1058.3263 | 307.4222 | 394.7488 | 1114.5785 | 2045 | Reference | 999 | Prevailing local wages, Drive time, Local code requirements, Access, Presence/condition/type of existing insulation, Existing construction and materials, Moisture issues present, Presence of hazardous materials, Presence of hazardous materials, Extent of preparation, Accommodation for termite inspections | 3 | 48 | 0.01313 | 2023 | Assumes reference and advanced cases are constant and no significant raw material advancements. Typical costs assume a wall area of 900 sq ft as an example based on average sqft of a house to be 2,025, though wall areas and insulation amounts vary greatly by building.
142 | 2023 | Residential | Envelope | Unfinished Attic (Ceiling) | Loose Fill |  | Unfinished Attic (Ceiling) Loose Fill | 2023$/sqft | Unfinished Attic (Ceiling) |  | 0.008696 | 0.017857 | 0.011494 | R-value | ft2*degF*h/Btu | 2.78 | 6 | 49 | 49 | 0 | 0 | 0 | Square Feet | ft2 | 0 | 900 | 0 | 0 | 0.13696 | 0.13572 | 0.61675 | 900 | Square Feet | ft2 | 170.2188 | 218.5713 | 617.139 | 1.7149 | 1.806 | 0 | 0 | 291.9067 | 374.826 | 1058.3263 | 307.4222 | 394.7488 | 1114.5785 | 2050 | Reference | 999 | Prevailing local wages, Drive time, Local code requirements, Access, Presence/condition/type of existing insulation, Existing construction and materials, Moisture issues present, Presence of hazardous materials, Presence of hazardous materials, Extent of preparation, Accommodation for termite inspections | 3 | 48 | 0.01313 | 2023 | Assumes reference and advanced cases are constant and no significant raw material advancements. Typical costs assume a wall area of 900 sq ft as an example based on average sqft of a house to be 2,025, though wall areas and insulation amounts vary greatly by building.
142 | 2023 | Residential | Envelope | Unfinished Attic (Ceiling) | Loose Fill |  | Unfinished Attic (Ceiling) Loose Fill | 2023$/sqft | Unfinished Attic (Ceiling) |  | 0.008696 | 0.017857 | 0.011494 | R-value | ft2*degF*h/Btu | 2.78 | 6 | 49 | 49 | 0 | 0 | 0 | Square Feet | ft2 | 0 | 900 | 0 | 0 | 0.13696 | 0.13572 | 0.61675 | 900 | Square Feet | ft2 | 170.2188 | 218.5713 | 617.139 | 1.7149 | 1.806 | 0 | 0 | 291.9067 | 374.826 | 1058.3263 | 307.4222 | 394.7488 | 1114.5785 | 2023 | Intermediate | 999 | Prevailing local wages, Drive time, Local code requirements, Access, Presence/condition/type of existing insulation, Existing construction and materials, Moisture issues present, Presence of hazardous materials, Presence of hazardous materials, Extent of preparation, Accommodation for termite inspections | 3 | 48 | 0.01313 | 2023 | Assumes reference and advanced cases are constant and no significant raw material advancements. Typical costs assume a wall area of 900 sq ft as an example based on average sqft of a house to be 2,025, though wall areas and insulation amounts vary greatly by building.
142 | 2023 | Residential | Envelope | Unfinished Attic (Ceiling) | Loose Fill |  | Unfinished Attic (Ceiling) Loose Fill | 2023$/sqft | Unfinished Attic (Ceiling) |  | 0.008696 | 0.017857 | 0.011494 | R-value | ft2*degF*h/Btu | 2.78 | 6 | 49 | 49 | 0 | 0 | 0 | Square Feet | ft2 | 0 | 900 | 0 | 0 | 0.13696 | 0.13572 | 0.61675 | 900 | Square Feet | ft2 | 170.2188 | 218.5713 | 617.139 | 1.7149 | 1.806 | 0 | 0 | 291.9067 | 374.826 | 1058.3263 | 307.4222 | 394.7488 | 1114.5785 | 2030 | Intermediate | 999 | Prevailing local wages, Drive time, Local code requirements, Access, Presence/condition/type of existing insulation, Existing construction and materials, Moisture issues present, Presence of hazardous materials, Presence of hazardous materials, Extent of preparation, Accommodation for termite inspections | 3 | 48 | 0.01313 | 2023 | Assumes reference and advanced cases are constant and no significant raw material advancements. Typical costs assume a wall area of 900 sq ft as an example based on average sqft of a house to be 2,025, though wall areas and insulation amounts vary greatly by building.
142 | 2023 | Residential | Envelope | Unfinished Attic (Ceiling) | Loose Fill |  | Unfinished Attic (Ceiling) Loose Fill | 2023$/sqft | Unfinished Attic (Ceiling) |  | 0.008696 | 0.017857 | 0.011494 | R-value | ft2*degF*h/Btu | 2.78 | 6 | 49 | 49 | 0 | 0 | 0 | Square Feet | ft2 | 0 | 900 | 0 | 0 | 0.13696 | 0.13572 | 0.61675 | 900 | Square Feet | ft2 | 170.2188 | 218.5713 | 617.139 | 1.7149 | 1.806 | 0 | 0 | 291.9067 | 374.826 | 1058.3263 | 307.4222 | 394.7488 | 1114.5785 | 2035 | Intermediate | 999 | Prevailing local wages, Drive time, Local code requirements, Access, Presence/condition/type of existing insulation, Existing construction and materials, Moisture issues present, Presence of hazardous materials, Presence of hazardous materials, Extent of preparation, Accommodation for termite inspections | 3 | 48 | 0.01313 | 2023 | Assumes reference and advanced cases are constant and no significant raw material advancements. Typical costs assume a wall area of 900 sq ft as an example based on average sqft of a house to be 2,025, though wall areas and insulation amounts vary greatly by building.
142 | 2023 | Residential | Envelope | Unfinished Attic (Ceiling) | Loose Fill |  | Unfinished Attic (Ceiling) Loose Fill | 2023$/sqft | Unfinished Attic (Ceiling) |  | 0.008696 | 0.017857 | 0.011494 | R-value | ft2*degF*h/Btu | 2.78 | 6 | 49 | 49 | 0 | 0 | 0 | Square Feet | ft2 | 0 | 900 | 0 | 0 | 0.13696 | 0.13572 | 0.61675 | 900 | Square Feet | ft2 | 170.2188 | 218.5713 | 617.139 | 1.7149 | 1.806 | 0 | 0 | 291.9067 | 374.826 | 1058.3263 | 307.4222 | 394.7488 | 1114.5785 | 2040 | Intermediate | 999 | Prevailing local wages, Drive time, Local code requirements, Access, Presence/condition/type of existing insulation, Existing construction and materials, Moisture issues present, Presence of hazardous materials, Presence of hazardous materials, Extent of preparation, Accommodation for termite inspections | 3 | 48 | 0.01313 | 2023 | Assumes reference and advanced cases are constant and no significant raw material advancements. Typical costs assume a wall area of 900 sq ft as an example based on average sqft of a house to be 2,025, though wall areas and insulation amounts vary greatly by building.
142 | 2023 | Residential | Envelope | Unfinished Attic (Ceiling) | Loose Fill |  | Unfinished Attic (Ceiling) Loose Fill | 2023$/sqft | Unfinished Attic (Ceiling) |  | 0.008696 | 0.017857 | 0.011494 | R-value | ft2*degF*h/Btu | 2.78 | 6 | 49 | 49 | 0 | 0 | 0 | Square Feet | ft2 | 0 | 900 | 0 | 0 | 0.13696 | 0.13572 | 0.61675 | 900 | Square Feet | ft2 | 170.2188 | 218.5713 | 617.139 | 1.7149 | 1.806 | 0 | 0 | 291.9067 | 374.826 | 1058.3263 | 307.4222 | 394.7488 | 1114.5785 | 2045 | Intermediate | 999 | Prevailing local wages, Drive time, Local code requirements, Access, Presence/condition/type of existing insulation, Existing construction and materials, Moisture issues present, Presence of hazardous materials, Presence of hazardous materials, Extent of preparation, Accommodation for termite inspections | 3 | 48 | 0.01313 | 2023 | Assumes reference and advanced cases are constant and no significant raw material advancements. Typical costs assume a wall area of 900 sq ft as an example based on average sqft of a house to be 2,025, though wall areas and insulation amounts vary greatly by building.
142 | 2023 | Residential | Envelope | Unfinished Attic (Ceiling) | Loose Fill |  | Unfinished Attic (Ceiling) Loose Fill | 2023$/sqft | Unfinished Attic (Ceiling) |  | 0.008696 | 0.017857 | 0.011494 | R-value | ft2*degF*h/Btu | 2.78 | 6 | 49 | 49 | 0 | 0 | 0 | Square Feet | ft2 | 0 | 900 | 0 | 0 | 0.13696 | 0.13572 | 0.61675 | 900 | Square Feet | ft2 | 170.2188 | 218.5713 | 617.139 | 1.7149 | 1.806 | 0 | 0 | 291.9067 | 374.826 | 1058.3263 | 307.4222 | 394.7488 | 1114.5785 | 2050 | Intermediate | 999 | Prevailing local wages, Drive time, Local code requirements, Access, Presence/condition/type of existing insulation, Existing construction and materials, Moisture issues present, Presence of hazardous materials, Presence of hazardous materials, Extent of preparation, Accommodation for termite inspections | 3 | 48 | 0.01313 | 2023 | Assumes reference and advanced cases are constant and no significant raw material advancements. Typical costs assume a wall area of 900 sq ft as an example based on average sqft of a house to be 2,025, though wall areas and insulation amounts vary greatly by building.
142 | 2023 | Residential | Envelope | Unfinished Attic (Ceiling) | Loose Fill |  | Unfinished Attic (Ceiling) Loose Fill | 2023$/sqft | Unfinished Attic (Ceiling) |  | 0.008696 | 0.017857 | 0.011494 | R-value | ft2*degF*h/Btu | 2.78 | 6 | 49 | 49 | 0 | 0 | 0 | Square Feet | ft2 | 0 | 900 | 0 | 0 | 0.13696 | 0.13572 | 0.61675 | 900 | Square Feet | ft2 | 170.2188 | 218.5713 | 617.139 | 1.7149 | 1.806 | 0 | 0 | 291.9067 | 374.826 | 1058.3263 | 307.4222 | 394.7488 | 1114.5785 | 2023 | Advanced | 999 | Prevailing local wages, Drive time, Local code requirements, Access, Presence/condition/type of existing insulation, Existing construction and materials, Moisture issues present, Presence of hazardous materials, Presence of hazardous materials, Extent of preparation, Accommodation for termite inspections | 3 | 48 | 0.01313 | 2023 | Assumes reference and advanced cases are constant and no significant raw material advancements. Typical costs assume a wall area of 900 sq ft as an example based on average sqft of a house to be 2,025, though wall areas and insulation amounts vary greatly by building.
142 | 2023 | Residential | Envelope | Unfinished Attic (Ceiling) | Loose Fill |  | Unfinished Attic (Ceiling) Loose Fill | 2023$/sqft | Unfinished Attic (Ceiling) |  | 0.008696 | 0.017857 | 0.011494 | R-value | ft2*degF*h/Btu | 2.78 | 6 | 49 | 49 | 0 | 0 | 0 | Square Feet | ft2 | 0 | 900 | 0 | 0 | 0.13696 | 0.13572 | 0.61675 | 900 | Square Feet | ft2 | 170.2188 | 218.5713 | 617.139 | 1.7149 | 1.806 | 0 | 0 | 291.9067 | 374.826 | 1058.3263 | 307.4222 | 394.7488 | 1114.5785 | 2030 | Advanced | 999 | Prevailing local wages, Drive time, Local code requirements, Access, Presence/condition/type of existing insulation, Existing construction and materials, Moisture issues present, Presence of hazardous materials, Presence of hazardous materials, Extent of preparation, Accommodation for termite inspections | 3 | 48 | 0.01313 | 2023 | Assumes reference and advanced cases are constant and no significant raw material advancements. Typical costs assume a wall area of 900 sq ft as an example based on average sqft of a house to be 2,025, though wall areas and insulation amounts vary greatly by building.
142 | 2023 | Residential | Envelope | Unfinished Attic (Ceiling) | Loose Fill |  | Unfinished Attic (Ceiling) Loose Fill | 2023$/sqft | Unfinished Attic (Ceiling) |  | 0.008696 | 0.017857 | 0.011494 | R-value | ft2*degF*h/Btu | 2.78 | 6 | 49 | 49 | 0 | 0 | 0 | Square Feet | ft2 | 0 | 900 | 0 | 0 | 0.13696 | 0.13572 | 0.61675 | 900 | Square Feet | ft2 | 170.2188 | 218.5713 | 617.139 | 1.7149 | 1.806 | 0 | 0 | 291.9067 | 374.826 | 1058.3263 | 307.4222 | 394.7488 | 1114.5785 | 2035 | Advanced | 999 | Prevailing local wages, Drive time, Local code requirements, Access, Presence/condition/type of existing insulation, Existing construction and materials, Moisture issues present, Presence of hazardous materials, Presence of hazardous materials, Extent of preparation, Accommodation for termite inspections | 3 | 48 | 0.01313 | 2023 | Assumes reference and advanced cases are constant and no significant raw material advancements. Typical costs assume a wall area of 900 sq ft as an example based on average sqft of a house to be 2,025, though wall areas and insulation amounts vary greatly by building.
142 | 2023 | Residential | Envelope | Unfinished Attic (Ceiling) | Loose Fill |  | Unfinished Attic (Ceiling) Loose Fill | 2023$/sqft | Unfinished Attic (Ceiling) |  | 0.008696 | 0.017857 | 0.011494 | R-value | ft2*degF*h/Btu | 2.78 | 6 | 49 | 49 | 0 | 0 | 0 | Square Feet | ft2 | 0 | 900 | 0 | 0 | 0.13696 | 0.13572 | 0.61675 | 900 | Square Feet | ft2 | 170.2188 | 218.5713 | 617.139 | 1.7149 | 1.806 | 0 | 0 | 291.9067 | 374.826 | 1058.3263 | 307.4222 | 394.7488 | 1114.5785 | 2040 | Advanced | 999 | Prevailing local wages, Drive time, Local code requirements, Access, Presence/condition/type of existing insulation, Existing construction and materials, Moisture issues present, Presence of hazardous materials, Presence of hazardous materials, Extent of preparation, Accommodation for termite inspections | 3 | 48 | 0.01313 | 2023 | Assumes reference and advanced cases are constant and no significant raw material advancements. Typical costs assume a wall area of 900 sq ft as an example based on average sqft of a house to be 2,025, though wall areas and insulation amounts vary greatly by building.
142 | 2023 | Residential | Envelope | Unfinished Attic (Ceiling) | Loose Fill |  | Unfinished Attic (Ceiling) Loose Fill | 2023$/sqft | Unfinished Attic (Ceiling) |  | 0.008696 | 0.017857 | 0.011494 | R-value | ft2*degF*h/Btu | 2.78 | 6 | 49 | 49 | 0 | 0 | 0 | Square Feet | ft2 | 0 | 900 | 0 | 0 | 0.13696 | 0.13572 | 0.61675 | 900 | Square Feet | ft2 | 170.2188 | 218.5713 | 617.139 | 1.7149 | 1.806 | 0 | 0 | 291.9067 | 374.826 | 1058.3263 | 307.4222 | 394.7488 | 1114.5785 | 2045 | Advanced | 999 | Prevailing local wages, Drive time, Local code requirements, Access, Presence/condition/type of existing insulation, Existing construction and materials, Moisture issues present, Presence of hazardous materials, Presence of hazardous materials, Extent of preparation, Accommodation for termite inspections | 3 | 48 | 0.01313 | 2023 | Assumes reference and advanced cases are constant and no significant raw material advancements. Typical costs assume a wall area of 900 sq ft as an example based on average sqft of a house to be 2,025, though wall areas and insulation amounts vary greatly by building.
142 | 2023 | Residential | Envelope | Unfinished Attic (Ceiling) | Loose Fill |  | Unfinished Attic (Ceiling) Loose Fill | 2023$/sqft | Unfinished Attic (Ceiling) |  | 0.008696 | 0.017857 | 0.011494 | R-value | ft2*degF*h/Btu | 2.78 | 6 | 49 | 49 | 0 | 0 | 0 | Square Feet | ft2 | 0 | 900 | 0 | 0 | 0.13696 | 0.13572 | 0.61675 | 900 | Square Feet | ft2 | 170.2188 | 218.5713 | 617.139 | 1.7149 | 1.806 | 0 | 0 | 291.9067 | 374.826 | 1058.3263 | 307.4222 | 394.7488 | 1114.5785 | 2050 | Advanced | 999 | Prevailing local wages, Drive time, Local code requirements, Access, Presence/condition/type of existing insulation, Existing construction and materials, Moisture issues present, Presence of hazardous materials, Presence of hazardous materials, Extent of preparation, Accommodation for termite inspections | 3 | 48 | 0.01313 | 2023 | Assumes reference and advanced cases are constant and no significant raw material advancements. Typical costs assume a wall area of 900 sq ft as an example based on average sqft of a house to be 2,025, though wall areas and insulation amounts vary greatly by building.
143 | 2023 | Residential | Envelope | Unfinished Attic (Ceiling) | Spray Foam (Closed Cell) |  | Unfinished Attic (Ceiling) Spray Foam (Closed Cell) | 2023$/sqft | Unfinished Attic (Ceiling) |  | 0.20929 | 0.30106 | 0.61853 | R-value | ft2*degF*h/Btu | 5.5 | 6 | 42 | 42 | 0 | 0 | 0 | Square Feet | ft2 | 0 | 900 | 0 | 0 | 4e-06 | 0.031017 | -0.003062 | 900 | Square Feet | ft2 | 1130.148 | 1653.6123 | 3337.3332 | 1.1367 | 1.2849 | 0 | 0 | 1284.6161 | 1879.6273 | 3793.4784 | 1452.1747 | 2124.796 | 4288.2799 | 2023 | Reference | 999 | Prevailing local wages, Drive time, Local code requirements, Attic height, Roof slope, Access, Presence/condition/type of existing insulation, Existing construction and materials, Existing construction and materials, Moisture issues present, Condition of existing electrical system, Adequacy of existing ventilation, Presence of hazardous materials | 3 | 274 | 0.3875 | 2023 | Assumes for the reference case that raw material prices will increase over the coming decades. Assumed for the advanced case that energy dependency will move away from oil and gas causing a higher supply of raw materials used to make insulation which will lower the material costs. Typical costs assume a wall area of 900 sq ft as an example based on average sqft of a house to be 2,025, though wall areas and insulation amounts vary greatly by building.
143 | 2023 | Residential | Envelope | Unfinished Attic (Ceiling) | Spray Foam (Closed Cell) |  | Unfinished Attic (Ceiling) Spray Foam (Closed Cell) | 2023$/sqft | Unfinished Attic (Ceiling) |  | 0.23021 | 0.33116 | 0.68039 | R-value | ft2*degF*h/Btu | 5.5 | 6 | 42 | 42 | 0 | 0 | 0 | Square Feet | ft2 | 0 | 900 | 0 | 0 | 4.4e-06 | 0.034119 | -0.0033682 | 900 | Square Feet | ft2 | 1243.1628 | 1818.9735 | 3671.0665 | 1.1367 | 1.2849 | 0 | 0 | 1413.0777 | 2067.59 | 4172.8262 | 1597.3922 | 2337.2756 | 4717.1079 | 2030 | Reference | 999 | Prevailing local wages, Drive time, Local code requirements, Attic height, Roof slope, Access, Presence/condition/type of existing insulation, Existing construction and materials, Existing construction and materials, Moisture issues present, Condition of existing electrical system, Adequacy of existing ventilation, Presence of hazardous materials | 3 | 274 | 0.3875 | 2023 | Assumes for the reference case that raw material prices will increase over the coming decades. Assumed for the advanced case that energy dependency will move away from oil and gas causing a higher supply of raw materials used to make insulation which will lower the material costs. Typical costs assume a wall area of 900 sq ft as an example based on average sqft of a house to be 2,025, though wall areas and insulation amounts vary greatly by building.
143 | 2023 | Residential | Envelope | Unfinished Attic (Ceiling) | Spray Foam (Closed Cell) |  | Unfinished Attic (Ceiling) Spray Foam (Closed Cell) | 2023$/sqft | Unfinished Attic (Ceiling) |  | 0.24173 | 0.34772 | 0.71441 | R-value | ft2*degF*h/Btu | 5.5 | 6 | 42 | 42 | 0 | 0 | 0 | Square Feet | ft2 | 0 | 900 | 0 | 0 | 4.62e-06 | 0.035825 | -0.0035366 | 900 | Square Feet | ft2 | 1305.3209 | 1909.9222 | 3854.6198 | 1.1367 | 1.2849 | 0 | 0 | 1483.7316 | 2170.9695 | 4381.4675 | 1677.2618 | 2454.1394 | 4952.9633 | 2035 | Reference | 999 | Prevailing local wages, Drive time, Local code requirements, Attic height, Roof slope, Access, Presence/condition/type of existing insulation, Existing construction and materials, Existing construction and materials, Moisture issues present, Condition of existing electrical system, Adequacy of existing ventilation, Presence of hazardous materials | 3 | 274 | 0.3875 | 2023 | Assumes for the reference case that raw material prices will increase over the coming decades. Assumed for the advanced case that energy dependency will move away from oil and gas causing a higher supply of raw materials used to make insulation which will lower the material costs. Typical costs assume a wall area of 900 sq ft as an example based on average sqft of a house to be 2,025, though wall areas and insulation amounts vary greatly by building.
143 | 2023 | Residential | Envelope | Unfinished Attic (Ceiling) | Spray Foam (Closed Cell) |  | Unfinished Attic (Ceiling) Spray Foam (Closed Cell) | 2023$/sqft | Unfinished Attic (Ceiling) |  | 0.25324 | 0.36428 | 0.74843 | R-value | ft2*degF*h/Btu | 5.5 | 6 | 42 | 42 | 0 | 0 | 0 | Square Feet | ft2 | 0 | 900 | 0 | 0 | 4.84e-06 | 0.037531 | -0.003705 | 900 | Square Feet | ft2 | 1367.4791 | 2000.8709 | 4038.1732 | 1.1367 | 1.2849 | 0 | 0 | 1554.3855 | 2274.349 | 4590.1088 | 1757.1314 | 2571.0032 | 5188.8187 | 2040 | Reference | 999 | Prevailing local wages, Drive time, Local code requirements, Attic height, Roof slope, Access, Presence/condition/type of existing insulation, Existing construction and materials, Existing construction and materials, Moisture issues present, Condition of existing electrical system, Adequacy of existing ventilation, Presence of hazardous materials | 3 | 274 | 0.3875 | 2023 | Assumes for the reference case that raw material prices will increase over the coming decades. Assumed for the advanced case that energy dependency will move away from oil and gas causing a higher supply of raw materials used to make insulation which will lower the material costs. Typical costs assume a wall area of 900 sq ft as an example based on average sqft of a house to be 2,025, though wall areas and insulation amounts vary greatly by building.
143 | 2023 | Residential | Envelope | Unfinished Attic (Ceiling) | Spray Foam (Closed Cell) |  | Unfinished Attic (Ceiling) Spray Foam (Closed Cell) | 2023$/sqft | Unfinished Attic (Ceiling) |  | 0.25873 | 0.37218 | 0.76466 | R-value | ft2*degF*h/Btu | 5.5 | 6 | 42 | 42 | 0 | 0 | 0 | Square Feet | ft2 | 0 | 900 | 0 | 0 | 4.945e-06 | 0.038345 | -0.0037854 | 900 | Square Feet | ft2 | 1397.1455 | 2044.2782 | 4125.7782 | 1.1367 | 1.2849 | 0 | 0 | 1588.1067 | 2323.6892 | 4689.6876 | 1795.251 | 2626.7791 | 5301.386 | 2045 | Reference | 999 | Prevailing local wages, Drive time, Local code requirements, Attic height, Roof slope, Access, Presence/condition/type of existing insulation, Existing construction and materials, Existing construction and materials, Moisture issues present, Condition of existing electrical system, Adequacy of existing ventilation, Presence of hazardous materials | 3 | 274 | 0.3875 | 2023 | Assumes for the reference case that raw material prices will increase over the coming decades. Assumed for the advanced case that energy dependency will move away from oil and gas causing a higher supply of raw materials used to make insulation which will lower the material costs. Typical costs assume a wall area of 900 sq ft as an example based on average sqft of a house to be 2,025, though wall areas and insulation amounts vary greatly by building.
143 | 2023 | Residential | Envelope | Unfinished Attic (Ceiling) | Spray Foam (Closed Cell) |  | Unfinished Attic (Ceiling) Spray Foam (Closed Cell) | 2023$/sqft | Unfinished Attic (Ceiling) |  | 0.26422 | 0.38008 | 0.7809 | R-value | ft2*degF*h/Btu | 5.5 | 6 | 42 | 42 | 0 | 0 | 0 | Square Feet | ft2 | 0 | 900 | 0 | 0 | 5.05e-06 | 0.039159 | -0.0038658 | 900 | Square Feet | ft2 | 1426.8119 | 2087.6855 | 4213.3832 | 1.1367 | 1.2849 | 0 | 0 | 1621.8278 | 2373.0294 | 4789.2664 | 1833.3706 | 2682.555 | 5413.9533 | 2050 | Reference | 999 | Prevailing local wages, Drive time, Local code requirements, Attic height, Roof slope, Access, Presence/condition/type of existing insulation, Existing construction and materials, Existing construction and materials, Moisture issues present, Condition of existing electrical system, Adequacy of existing ventilation, Presence of hazardous materials | 3 | 274 | 0.3875 | 2023 | Assumes for the reference case that raw material prices will increase over the coming decades. Assumed for the advanced case that energy dependency will move away from oil and gas causing a higher supply of raw materials used to make insulation which will lower the material costs. Typical costs assume a wall area of 900 sq ft as an example based on average sqft of a house to be 2,025, though wall areas and insulation amounts vary greatly by building.
143 | 2023 | Residential | Envelope | Unfinished Attic (Ceiling) | Spray Foam (Closed Cell) |  | Unfinished Attic (Ceiling) Spray Foam (Closed Cell) | 2023$/sqft | Unfinished Attic (Ceiling) |  | 0.20929 | 0.30106 | 0.61853 | R-value | ft2*degF*h/Btu | 5.5 | 6 | 42 | 42 | 0 | 0 | 0 | Square Feet | ft2 | 0 | 900 | 0 | 0 | 4e-06 | 0.031017 | -0.003062 | 900 | Square Feet | ft2 | 1130.148 | 1653.6123 | 3337.3332 | 1.1367 | 1.2849 | 0 | 0 | 1284.6161 | 1879.6273 | 3793.4784 | 1452.1747 | 2124.796 | 4288.2799 | 2023 | Intermediate | 999 | Prevailing local wages, Drive time, Local code requirements, Attic height, Roof slope, Access, Presence/condition/type of existing insulation, Existing construction and materials, Existing construction and materials, Moisture issues present, Condition of existing electrical system, Adequacy of existing ventilation, Presence of hazardous materials | 3 | 274 | 0.3875 | 2023 | Assumes for the reference case that raw material prices will increase over the coming decades. Assumed for the advanced case that energy dependency will move away from oil and gas causing a higher supply of raw materials used to make insulation which will lower the material costs. Typical costs assume a wall area of 900 sq ft as an example based on average sqft of a house to be 2,025, though wall areas and insulation amounts vary greatly by building.
143 | 2023 | Residential | Envelope | Unfinished Attic (Ceiling) | Spray Foam (Closed Cell) |  | Unfinished Attic (Ceiling) Spray Foam (Closed Cell) | 2023$/sqft | Unfinished Attic (Ceiling) |  | 0.20929 | 0.30106 | 0.61853 | R-value | ft2*degF*h/Btu | 5.5 | 6 | 42 | 42 | 0 | 0 | 0 | Square Feet | ft2 | 0 | 900 | 0 | 0 | 4e-06 | 0.031017 | -0.003062 | 900 | Square Feet | ft2 | 1130.148 | 1653.6123 | 3337.3332 | 1.1367 | 1.2849 | 0 | 0 | 1284.6161 | 1879.6273 | 3793.4784 | 1452.1747 | 2124.796 | 4288.2799 | 2030 | Intermediate | 999 | Prevailing local wages, Drive time, Local code requirements, Attic height, Roof slope, Access, Presence/condition/type of existing insulation, Existing construction and materials, Existing construction and materials, Moisture issues present, Condition of existing electrical system, Adequacy of existing ventilation, Presence of hazardous materials | 3 | 274 | 0.3875 | 2023 | Assumes for the reference case that raw material prices will increase over the coming decades. Assumed for the advanced case that energy dependency will move away from oil and gas causing a higher supply of raw materials used to make insulation which will lower the material costs. Typical costs assume a wall area of 900 sq ft as an example based on average sqft of a house to be 2,025, though wall areas and insulation amounts vary greatly by building.
143 | 2023 | Residential | Envelope | Unfinished Attic (Ceiling) | Spray Foam (Closed Cell) |  | Unfinished Attic (Ceiling) Spray Foam (Closed Cell) | 2023$/sqft | Unfinished Attic (Ceiling) |  | 0.21033 | 0.30256 | 0.62163 | R-value | ft2*degF*h/Btu | 5.5 | 6 | 42 | 42 | 0 | 0 | 0 | Square Feet | ft2 | 0 | 900 | 0 | 0 | 4.02e-06 | 0.031172 | -0.0030773 | 900 | Square Feet | ft2 | 1135.7987 | 1661.8804 | 3354.0199 | 1.1367 | 1.2849 | 0 | 0 | 1291.0392 | 1889.0254 | 3812.4457 | 1459.4356 | 2135.42 | 4309.7213 | 2035 | Intermediate | 999 | Prevailing local wages, Drive time, Local code requirements, Attic height, Roof slope, Access, Presence/condition/type of existing insulation, Existing construction and materials, Existing construction and materials, Moisture issues present, Condition of existing electrical system, Adequacy of existing ventilation, Presence of hazardous materials | 3 | 274 | 0.3875 | 2023 | Assumes for the reference case that raw material prices will increase over the coming decades. Assumed for the advanced case that energy dependency will move away from oil and gas causing a higher supply of raw materials used to make insulation which will lower the material costs. Typical costs assume a wall area of 900 sq ft as an example based on average sqft of a house to be 2,025, though wall areas and insulation amounts vary greatly by building.
143 | 2023 | Residential | Envelope | Unfinished Attic (Ceiling) | Spray Foam (Closed Cell) |  | Unfinished Attic (Ceiling) Spray Foam (Closed Cell) | 2023$/sqft | Unfinished Attic (Ceiling) |  | 0.21138 | 0.30407 | 0.62472 | R-value | ft2*degF*h/Btu | 5.5 | 6 | 42 | 42 | 0 | 0 | 0 | Square Feet | ft2 | 0 | 900 | 0 | 0 | 4.04e-06 | 0.031327 | -0.0030926 | 900 | Square Feet | ft2 | 1141.4495 | 1670.1484 | 3370.7065 | 1.1367 | 1.2849 | 0 | 0 | 1297.4623 | 1898.4235 | 3831.4131 | 1466.6965 | 2146.044 | 4331.1627 | 2040 | Intermediate | 999 | Prevailing local wages, Drive time, Local code requirements, Attic height, Roof slope, Access, Presence/condition/type of existing insulation, Existing construction and materials, Existing construction and materials, Moisture issues present, Condition of existing electrical system, Adequacy of existing ventilation, Presence of hazardous materials | 3 | 274 | 0.3875 | 2023 | Assumes for the reference case that raw material prices will increase over the coming decades. Assumed for the advanced case that energy dependency will move away from oil and gas causing a higher supply of raw materials used to make insulation which will lower the material costs. Typical costs assume a wall area of 900 sq ft as an example based on average sqft of a house to be 2,025, though wall areas and insulation amounts vary greatly by building.
143 | 2023 | Residential | Envelope | Unfinished Attic (Ceiling) | Spray Foam (Closed Cell) |  | Unfinished Attic (Ceiling) Spray Foam (Closed Cell) | 2023$/sqft | Unfinished Attic (Ceiling) |  | 0.20989 | 0.30192 | 0.62031 | R-value | ft2*degF*h/Btu | 5.5 | 6 | 42 | 42 | 0 | 0 | 0 | Square Feet | ft2 | 0 | 900 | 0 | 0 | 4.0115e-06 | 0.031106 | -0.0030708 | 900 | Square Feet | ft2 | 1133.3972 | 1658.3664 | 3346.928 | 1.1367 | 1.2849 | 0 | 0 | 1288.3094 | 1885.0312 | 3804.3846 | 1456.3497 | 2130.9048 | 4300.6087 | 2045 | Intermediate | 999 | Prevailing local wages, Drive time, Local code requirements, Attic height, Roof slope, Access, Presence/condition/type of existing insulation, Existing construction and materials, Existing construction and materials, Moisture issues present, Condition of existing electrical system, Adequacy of existing ventilation, Presence of hazardous materials | 3 | 274 | 0.3875 | 2023 | Assumes for the reference case that raw material prices will increase over the coming decades. Assumed for the advanced case that energy dependency will move away from oil and gas causing a higher supply of raw materials used to make insulation which will lower the material costs. Typical costs assume a wall area of 900 sq ft as an example based on average sqft of a house to be 2,025, though wall areas and insulation amounts vary greatly by building.
143 | 2023 | Residential | Envelope | Unfinished Attic (Ceiling) | Spray Foam (Closed Cell) |  | Unfinished Attic (Ceiling) Spray Foam (Closed Cell) | 2023$/sqft | Unfinished Attic (Ceiling) |  | 0.2084 | 0.29978 | 0.61591 | R-value | ft2*degF*h/Btu | 5.5 | 6 | 42 | 42 | 0 | 0 | 0 | Square Feet | ft2 | 0 | 900 | 0 | 0 | 3.983e-06 | 0.030885 | -0.003049 | 900 | Square Feet | ft2 | 1125.3449 | 1646.5844 | 3323.1495 | 1.1367 | 1.2849 | 0 | 0 | 1279.1565 | 1871.6388 | 3777.3561 | 1446.003 | 2115.7657 | 4270.0547 | 2050 | Intermediate | 999 | Prevailing local wages, Drive time, Local code requirements, Attic height, Roof slope, Access, Presence/condition/type of existing insulation, Existing construction and materials, Existing construction and materials, Moisture issues present, Condition of existing electrical system, Adequacy of existing ventilation, Presence of hazardous materials | 3 | 274 | 0.3875 | 2023 | Assumes for the reference case that raw material prices will increase over the coming decades. Assumed for the advanced case that energy dependency will move away from oil and gas causing a higher supply of raw materials used to make insulation which will lower the material costs. Typical costs assume a wall area of 900 sq ft as an example based on average sqft of a house to be 2,025, though wall areas and insulation amounts vary greatly by building.
143 | 2023 | Residential | Envelope | Unfinished Attic (Ceiling) | Spray Foam (Closed Cell) |  | Unfinished Attic (Ceiling) Spray Foam (Closed Cell) | 2023$/sqft | Unfinished Attic (Ceiling) |  | 0.20929 | 0.30106 | 0.61853 | R-value | ft2*degF*h/Btu | 5.5 | 6 | 42 | 42 | 0 | 0 | 0 | Square Feet | ft2 | 0 | 900 | 0 | 0 | 4e-06 | 0.031017 | -0.003062 | 900 | Square Feet | ft2 | 1130.148 | 1653.6123 | 3337.3332 | 1.1367 | 1.2849 | 0 | 0 | 1284.6161 | 1879.6273 | 3793.4784 | 1452.1747 | 2124.796 | 4288.2799 | 2023 | Advanced | 999 | Prevailing local wages, Drive time, Local code requirements, Attic height, Roof slope, Access, Presence/condition/type of existing insulation, Existing construction and materials, Existing construction and materials, Moisture issues present, Condition of existing electrical system, Adequacy of existing ventilation, Presence of hazardous materials | 3 | 274 | 0.3875 | 2023 | Assumes for the reference case that raw material prices will increase over the coming decades. Assumed for the advanced case that energy dependency will move away from oil and gas causing a higher supply of raw materials used to make insulation which will lower the material costs. Typical costs assume a wall area of 900 sq ft as an example based on average sqft of a house to be 2,025, though wall areas and insulation amounts vary greatly by building.
143 | 2023 | Residential | Envelope | Unfinished Attic (Ceiling) | Spray Foam (Closed Cell) |  | Unfinished Attic (Ceiling) Spray Foam (Closed Cell) | 2023$/sqft | Unfinished Attic (Ceiling) |  | 0.18836 | 0.27095 | 0.55668 | R-value | ft2*degF*h/Btu | 5.5 | 6 | 42 | 42 | 0 | 0 | 0 | Square Feet | ft2 | 0 | 900 | 0 | 0 | 3.6e-06 | 0.027915 | -0.0027558 | 900 | Square Feet | ft2 | 1017.1332 | 1488.2511 | 3003.5999 | 1.1367 | 1.2849 | 0 | 0 | 1156.1545 | 1691.6645 | 3414.1305 | 1306.9573 | 1912.3164 | 3859.4519 | 2030 | Advanced | 999 | Prevailing local wages, Drive time, Local code requirements, Attic height, Roof slope, Access, Presence/condition/type of existing insulation, Existing construction and materials, Existing construction and materials, Moisture issues present, Condition of existing electrical system, Adequacy of existing ventilation, Presence of hazardous materials | 3 | 274 | 0.3875 | 2023 | Assumes for the reference case that raw material prices will increase over the coming decades. Assumed for the advanced case that energy dependency will move away from oil and gas causing a higher supply of raw materials used to make insulation which will lower the material costs. Typical costs assume a wall area of 900 sq ft as an example based on average sqft of a house to be 2,025, though wall areas and insulation amounts vary greatly by building.
143 | 2023 | Residential | Envelope | Unfinished Attic (Ceiling) | Spray Foam (Closed Cell) |  | Unfinished Attic (Ceiling) Spray Foam (Closed Cell) | 2023$/sqft | Unfinished Attic (Ceiling) |  | 0.17894 | 0.2574 | 0.52885 | R-value | ft2*degF*h/Btu | 5.5 | 6 | 42 | 42 | 0 | 0 | 0 | Square Feet | ft2 | 0 | 900 | 0 | 0 | 3.42e-06 | 0.02652 | -0.002618 | 900 | Square Feet | ft2 | 966.2765 | 1413.8385 | 2853.4199 | 1.1367 | 1.2849 | 0 | 0 | 1098.3468 | 1607.0813 | 3243.424 | 1241.6094 | 1816.7006 | 3666.4793 | 2035 | Advanced | 999 | Prevailing local wages, Drive time, Local code requirements, Attic height, Roof slope, Access, Presence/condition/type of existing insulation, Existing construction and materials, Existing construction and materials, Moisture issues present, Condition of existing electrical system, Adequacy of existing ventilation, Presence of hazardous materials | 3 | 274 | 0.3875 | 2023 | Assumes for the reference case that raw material prices will increase over the coming decades. Assumed for the advanced case that energy dependency will move away from oil and gas causing a higher supply of raw materials used to make insulation which will lower the material costs. Typical costs assume a wall area of 900 sq ft as an example based on average sqft of a house to be 2,025, though wall areas and insulation amounts vary greatly by building.
143 | 2023 | Residential | Envelope | Unfinished Attic (Ceiling) | Spray Foam (Closed Cell) |  | Unfinished Attic (Ceiling) Spray Foam (Closed Cell) | 2023$/sqft | Unfinished Attic (Ceiling) |  | 0.16952 | 0.24385 | 0.50101 | R-value | ft2*degF*h/Btu | 5.5 | 6 | 42 | 42 | 0 | 0 | 0 | Square Feet | ft2 | 0 | 900 | 0 | 0 | 3.24e-06 | 0.025124 | -0.0024802 | 900 | Square Feet | ft2 | 915.4199 | 1339.426 | 2703.2399 | 1.1367 | 1.2849 | 0 | 0 | 1040.539 | 1522.4981 | 3072.7175 | 1176.2615 | 1721.0848 | 3473.5067 | 2040 | Advanced | 999 | Prevailing local wages, Drive time, Local code requirements, Attic height, Roof slope, Access, Presence/condition/type of existing insulation, Existing construction and materials, Existing construction and materials, Moisture issues present, Condition of existing electrical system, Adequacy of existing ventilation, Presence of hazardous materials | 3 | 274 | 0.3875 | 2023 | Assumes for the reference case that raw material prices will increase over the coming decades. Assumed for the advanced case that energy dependency will move away from oil and gas causing a higher supply of raw materials used to make insulation which will lower the material costs. Typical costs assume a wall area of 900 sq ft as an example based on average sqft of a house to be 2,025, though wall areas and insulation amounts vary greatly by building.
143 | 2023 | Residential | Envelope | Unfinished Attic (Ceiling) | Spray Foam (Closed Cell) |  | Unfinished Attic (Ceiling) Spray Foam (Closed Cell) | 2023$/sqft | Unfinished Attic (Ceiling) |  | 0.16105 | 0.23166 | 0.47596 | R-value | ft2*degF*h/Btu | 5.5 | 6 | 42 | 42 | 0 | 0 | 0 | Square Feet | ft2 | 0 | 900 | 0 | 0 | 3.078e-06 | 0.023868 | -0.0023562 | 900 | Square Feet | ft2 | 869.6489 | 1272.4547 | 2568.0779 | 1.1367 | 1.2849 | 0 | 0 | 988.5121 | 1446.3732 | 2919.0816 | 1117.4485 | 1635.0306 | 3299.8314 | 2045 | Advanced | 999 | Prevailing local wages, Drive time, Local code requirements, Attic height, Roof slope, Access, Presence/condition/type of existing insulation, Existing construction and materials, Existing construction and materials, Moisture issues present, Condition of existing electrical system, Adequacy of existing ventilation, Presence of hazardous materials | 3 | 274 | 0.3875 | 2023 | Assumes for the reference case that raw material prices will increase over the coming decades. Assumed for the advanced case that energy dependency will move away from oil and gas causing a higher supply of raw materials used to make insulation which will lower the material costs. Typical costs assume a wall area of 900 sq ft as an example based on average sqft of a house to be 2,025, though wall areas and insulation amounts vary greatly by building.
143 | 2023 | Residential | Envelope | Unfinished Attic (Ceiling) | Spray Foam (Closed Cell) |  | Unfinished Attic (Ceiling) Spray Foam (Closed Cell) | 2023$/sqft | Unfinished Attic (Ceiling) |  | 0.15257 | 0.21947 | 0.45091 | R-value | ft2*degF*h/Btu | 5.5 | 6 | 42 | 42 | 0 | 0 | 0 | Square Feet | ft2 | 0 | 900 | 0 | 0 | 2.916e-06 | 0.022611 | -0.0022322 | 900 | Square Feet | ft2 | 823.8779 | 1205.4834 | 2432.9159 | 1.1367 | 1.2849 | 0 | 0 | 936.4851 | 1370.2483 | 2765.4457 | 1058.6354 | 1548.9763 | 3126.156 | 2050 | Advanced | 999 | Prevailing local wages, Drive time, Local code requirements, Attic height, Roof slope, Access, Presence/condition/type of existing insulation, Existing construction and materials, Existing construction and materials, Moisture issues present, Condition of existing electrical system, Adequacy of existing ventilation, Presence of hazardous materials | 3 | 274 | 0.3875 | 2023 | Assumes for the reference case that raw material prices will increase over the coming decades. Assumed for the advanced case that energy dependency will move away from oil and gas causing a higher supply of raw materials used to make insulation which will lower the material costs. Typical costs assume a wall area of 900 sq ft as an example based on average sqft of a house to be 2,025, though wall areas and insulation amounts vary greatly by building.
144 | 2023 | Residential | Envelope | Unfinished Attic (Ceiling) | Spray Foam (Open Cell) |  | Unfinished Attic (Ceiling) Spray Foam (Open Cell) | 2023$/sqft | Unfinished Attic (Ceiling) |  | 0.14643 | 0.27345 | 0.42841 | R-value | ft2*degF*h/Btu | 3.7 | 6 | 25.8 | 25.8 | 0 | 0 | 0 | Square Feet | ft2 | 0 | 900 | 0 | 0 | 4e-06 | 0.031017 | -0.003062 | 900 | Square Feet | ft2 | 790.7094 | 1504.5453 | 2310.6582 | 1.1367 | 1.2853 | 0 | 0 | 898.7832 | 1710.1859 | 2626.4779 | 1016.3335 | 1933.8581 | 2969.9904 | 2023 | Reference | 999 | Prevailing local wages, Drive time, Local code requirements, Attic height, Roof slope, Access, Presence/condition/type of existing insulation, Existing construction and materials, Existing construction and materials, Moisture issues present, Condition of existing electrical system, Adequacy of existing ventilation, Presence of hazardous materials | 3 | 80 | 0.4672 | 2023 | Assumes for the reference case that raw material prices will increase over the coming decades. Assumed for the advanced case that energy dependency will move away from oil and gas causing a higher supply of raw materials used to make insulation which will lower the material costs. Typical costs assume a wall area of 900 sq ft as an example based on average sqft of a house to be 2,025, though wall areas and insulation amounts vary greatly by building.
144 | 2023 | Residential | Envelope | Unfinished Attic (Ceiling) | Spray Foam (Open Cell) |  | Unfinished Attic (Ceiling) Spray Foam (Open Cell) | 2023$/sqft | Unfinished Attic (Ceiling) |  | 0.16107 | 0.3008 | 0.47125 | R-value | ft2*degF*h/Btu | 3.7 | 6 | 25.8 | 25.8 | 0 | 0 | 0 | Square Feet | ft2 | 0 | 900 | 0 | 0 | 4.4e-06 | 0.034119 | -0.0033682 | 900 | Square Feet | ft2 | 869.7803 | 1654.9998 | 2541.724 | 1.1367 | 1.2853 | 0 | 0 | 988.6615 | 1881.2044 | 2889.1257 | 1117.9668 | 2127.2439 | 3266.9894 | 2030 | Reference | 999 | Prevailing local wages, Drive time, Local code requirements, Attic height, Roof slope, Access, Presence/condition/type of existing insulation, Existing construction and materials, Existing construction and materials, Moisture issues present, Condition of existing electrical system, Adequacy of existing ventilation, Presence of hazardous materials | 3 | 80 | 0.4672 | 2023 | Assumes for the reference case that raw material prices will increase over the coming decades. Assumed for the advanced case that energy dependency will move away from oil and gas causing a higher supply of raw materials used to make insulation which will lower the material costs. Typical costs assume a wall area of 900 sq ft as an example based on average sqft of a house to be 2,025, though wall areas and insulation amounts vary greatly by building.
144 | 2023 | Residential | Envelope | Unfinished Attic (Ceiling) | Spray Foam (Open Cell) |  | Unfinished Attic (Ceiling) Spray Foam (Open Cell) | 2023$/sqft | Unfinished Attic (Ceiling) |  | 0.16912 | 0.31583 | 0.49481 | R-value | ft2*degF*h/Btu | 3.7 | 6 | 25.8 | 25.8 | 0 | 0 | 0 | Square Feet | ft2 | 0 | 900 | 0 | 0 | 4.62e-06 | 0.035825 | -0.0035366 | 900 | Square Feet | ft2 | 913.2694 | 1737.7498 | 2668.8102 | 1.1367 | 1.2853 | 0 | 0 | 1038.0946 | 1975.2647 | 3033.582 | 1173.8652 | 2233.6061 | 3430.3389 | 2035 | Reference | 999 | Prevailing local wages, Drive time, Local code requirements, Attic height, Roof slope, Access, Presence/condition/type of existing insulation, Existing construction and materials, Existing construction and materials, Moisture issues present, Condition of existing electrical system, Adequacy of existing ventilation, Presence of hazardous materials | 3 | 80 | 0.4672 | 2023 | Assumes for the reference case that raw material prices will increase over the coming decades. Assumed for the advanced case that energy dependency will move away from oil and gas causing a higher supply of raw materials used to make insulation which will lower the material costs. Typical costs assume a wall area of 900 sq ft as an example based on average sqft of a house to be 2,025, though wall areas and insulation amounts vary greatly by building.
144 | 2023 | Residential | Envelope | Unfinished Attic (Ceiling) | Spray Foam (Open Cell) |  | Unfinished Attic (Ceiling) Spray Foam (Open Cell) | 2023$/sqft | Unfinished Attic (Ceiling) |  | 0.17718 | 0.33087 | 0.51838 | R-value | ft2*degF*h/Btu | 3.7 | 6 | 25.8 | 25.8 | 0 | 0 | 0 | Square Feet | ft2 | 0 | 900 | 0 | 0 | 4.84e-06 | 0.037531 | -0.003705 | 900 | Square Feet | ft2 | 956.7584 | 1820.4998 | 2795.8964 | 1.1367 | 1.2853 | 0 | 0 | 1087.5277 | 2069.3249 | 3178.0382 | 1229.7635 | 2339.9683 | 3593.6884 | 2040 | Reference | 999 | Prevailing local wages, Drive time, Local code requirements, Attic height, Roof slope, Access, Presence/condition/type of existing insulation, Existing construction and materials, Existing construction and materials, Moisture issues present, Condition of existing electrical system, Adequacy of existing ventilation, Presence of hazardous materials | 3 | 80 | 0.4672 | 2023 | Assumes for the reference case that raw material prices will increase over the coming decades. Assumed for the advanced case that energy dependency will move away from oil and gas causing a higher supply of raw materials used to make insulation which will lower the material costs. Typical costs assume a wall area of 900 sq ft as an example based on average sqft of a house to be 2,025, though wall areas and insulation amounts vary greatly by building.
144 | 2023 | Residential | Envelope | Unfinished Attic (Ceiling) | Spray Foam (Open Cell) |  | Unfinished Attic (Ceiling) Spray Foam (Open Cell) | 2023$/sqft | Unfinished Attic (Ceiling) |  | 0.18102 | 0.33805 | 0.52962 | R-value | ft2*degF*h/Btu | 3.7 | 6 | 25.8 | 25.8 | 0 | 0 | 0 | Square Feet | ft2 | 0 | 900 | 0 | 0 | 4.945e-06 | 0.038345 | -0.0037854 | 900 | Square Feet | ft2 | 977.5145 | 1859.9941 | 2856.5512 | 1.1367 | 1.2853 | 0 | 0 | 1111.1207 | 2114.2173 | 3246.9833 | 1256.4423 | 2390.7321 | 3671.6506 | 2045 | Reference | 999 | Prevailing local wages, Drive time, Local code requirements, Attic height, Roof slope, Access, Presence/condition/type of existing insulation, Existing construction and materials, Existing construction and materials, Moisture issues present, Condition of existing electrical system, Adequacy of existing ventilation, Presence of hazardous materials | 3 | 80 | 0.4672 | 2023 | Assumes for the reference case that raw material prices will increase over the coming decades. Assumed for the advanced case that energy dependency will move away from oil and gas causing a higher supply of raw materials used to make insulation which will lower the material costs. Typical costs assume a wall area of 900 sq ft as an example based on average sqft of a house to be 2,025, though wall areas and insulation amounts vary greatly by building.
144 | 2023 | Residential | Envelope | Unfinished Attic (Ceiling) | Spray Foam (Open Cell) |  | Unfinished Attic (Ceiling) Spray Foam (Open Cell) | 2023$/sqft | Unfinished Attic (Ceiling) |  | 0.18486 | 0.34523 | 0.54087 | R-value | ft2*degF*h/Btu | 3.7 | 6 | 25.8 | 25.8 | 0 | 0 | 0 | Square Feet | ft2 | 0 | 900 | 0 | 0 | 5.05e-06 | 0.039159 | -0.0038658 | 900 | Square Feet | ft2 | 998.2706 | 1899.4884 | 2917.206 | 1.1367 | 1.2853 | 0 | 0 | 1134.7138 | 2159.1096 | 3315.9283 | 1283.121 | 2441.4958 | 3749.6129 | 2050 | Reference | 999 | Prevailing local wages, Drive time, Local code requirements, Attic height, Roof slope, Access, Presence/condition/type of existing insulation, Existing construction and materials, Existing construction and materials, Moisture issues present, Condition of existing electrical system, Adequacy of existing ventilation, Presence of hazardous materials | 3 | 80 | 0.4672 | 2023 | Assumes for the reference case that raw material prices will increase over the coming decades. Assumed for the advanced case that energy dependency will move away from oil and gas causing a higher supply of raw materials used to make insulation which will lower the material costs. Typical costs assume a wall area of 900 sq ft as an example based on average sqft of a house to be 2,025, though wall areas and insulation amounts vary greatly by building.
144 | 2023 | Residential | Envelope | Unfinished Attic (Ceiling) | Spray Foam (Open Cell) |  | Unfinished Attic (Ceiling) Spray Foam (Open Cell) | 2023$/sqft | Unfinished Attic (Ceiling) |  | 0.14643 | 0.27345 | 0.42841 | R-value | ft2*degF*h/Btu | 3.7 | 6 | 25.8 | 25.8 | 0 | 0 | 0 | Square Feet | ft2 | 0 | 900 | 0 | 0 | 4e-06 | 0.031017 | -0.003062 | 900 | Square Feet | ft2 | 790.7094 | 1504.5453 | 2310.6582 | 1.1367 | 1.2853 | 0 | 0 | 898.7832 | 1710.1859 | 2626.4779 | 1016.3335 | 1933.8581 | 2969.9904 | 2023 | Intermediate | 999 | Prevailing local wages, Drive time, Local code requirements, Attic height, Roof slope, Access, Presence/condition/type of existing insulation, Existing construction and materials, Existing construction and materials, Moisture issues present, Condition of existing electrical system, Adequacy of existing ventilation, Presence of hazardous materials | 3 | 80 | 0.4672 | 2023 | Assumes for the reference case that raw material prices will increase over the coming decades. Assumed for the advanced case that energy dependency will move away from oil and gas causing a higher supply of raw materials used to make insulation which will lower the material costs. Typical costs assume a wall area of 900 sq ft as an example based on average sqft of a house to be 2,025, though wall areas and insulation amounts vary greatly by building.
144 | 2023 | Residential | Envelope | Unfinished Attic (Ceiling) | Spray Foam (Open Cell) |  | Unfinished Attic (Ceiling) Spray Foam (Open Cell) | 2023$/sqft | Unfinished Attic (Ceiling) |  | 0.14643 | 0.27345 | 0.42841 | R-value | ft2*degF*h/Btu | 3.7 | 6 | 25.8 | 25.8 | 0 | 0 | 0 | Square Feet | ft2 | 0 | 900 | 0 | 0 | 4e-06 | 0.031017 | -0.003062 | 900 | Square Feet | ft2 | 790.7094 | 1504.5453 | 2310.6582 | 1.1367 | 1.2853 | 0 | 0 | 898.7832 | 1710.1859 | 2626.4779 | 1016.3335 | 1933.8581 | 2969.9904 | 2030 | Intermediate | 999 | Prevailing local wages, Drive time, Local code requirements, Attic height, Roof slope, Access, Presence/condition/type of existing insulation, Existing construction and materials, Existing construction and materials, Moisture issues present, Condition of existing electrical system, Adequacy of existing ventilation, Presence of hazardous materials | 3 | 80 | 0.4672 | 2023 | Assumes for the reference case that raw material prices will increase over the coming decades. Assumed for the advanced case that energy dependency will move away from oil and gas causing a higher supply of raw materials used to make insulation which will lower the material costs. Typical costs assume a wall area of 900 sq ft as an example based on average sqft of a house to be 2,025, though wall areas and insulation amounts vary greatly by building.
144 | 2023 | Residential | Envelope | Unfinished Attic (Ceiling) | Spray Foam (Open Cell) |  | Unfinished Attic (Ceiling) Spray Foam (Open Cell) | 2023$/sqft | Unfinished Attic (Ceiling) |  | 0.14716 | 0.27482 | 0.43055 | R-value | ft2*degF*h/Btu | 3.7 | 6 | 25.8 | 25.8 | 0 | 0 | 0 | Square Feet | ft2 | 0 | 900 | 0 | 0 | 4.02e-06 | 0.031172 | -0.0030773 | 900 | Square Feet | ft2 | 794.6629 | 1512.068 | 2322.2115 | 1.1367 | 1.2853 | 0 | 0 | 903.2771 | 1718.7368 | 2639.6103 | 1021.4152 | 1943.5274 | 2984.8403 | 2035 | Intermediate | 999 | Prevailing local wages, Drive time, Local code requirements, Attic height, Roof slope, Access, Presence/condition/type of existing insulation, Existing construction and materials, Existing construction and materials, Moisture issues present, Condition of existing electrical system, Adequacy of existing ventilation, Presence of hazardous materials | 3 | 80 | 0.4672 | 2023 | Assumes for the reference case that raw material prices will increase over the coming decades. Assumed for the advanced case that energy dependency will move away from oil and gas causing a higher supply of raw materials used to make insulation which will lower the material costs. Typical costs assume a wall area of 900 sq ft as an example based on average sqft of a house to be 2,025, though wall areas and insulation amounts vary greatly by building.
144 | 2023 | Residential | Envelope | Unfinished Attic (Ceiling) | Spray Foam (Open Cell) |  | Unfinished Attic (Ceiling) Spray Foam (Open Cell) | 2023$/sqft | Unfinished Attic (Ceiling) |  | 0.14789 | 0.27618 | 0.43269 | R-value | ft2*degF*h/Btu | 3.7 | 6 | 25.8 | 25.8 | 0 | 0 | 0 | Square Feet | ft2 | 0 | 900 | 0 | 0 | 4.04e-06 | 0.031327 | -0.0030926 | 900 | Square Feet | ft2 | 798.6165 | 1519.5908 | 2333.7648 | 1.1367 | 1.2853 | 0 | 0 | 907.771 | 1727.2877 | 2652.7427 | 1026.4968 | 1953.1967 | 2999.6903 | 2040 | Intermediate | 999 | Prevailing local wages, Drive time, Local code requirements, Attic height, Roof slope, Access, Presence/condition/type of existing insulation, Existing construction and materials, Existing construction and materials, Moisture issues present, Condition of existing electrical system, Adequacy of existing ventilation, Presence of hazardous materials | 3 | 80 | 0.4672 | 2023 | Assumes for the reference case that raw material prices will increase over the coming decades. Assumed for the advanced case that energy dependency will move away from oil and gas causing a higher supply of raw materials used to make insulation which will lower the material costs. Typical costs assume a wall area of 900 sq ft as an example based on average sqft of a house to be 2,025, though wall areas and insulation amounts vary greatly by building.
144 | 2023 | Residential | Envelope | Unfinished Attic (Ceiling) | Spray Foam (Open Cell) |  | Unfinished Attic (Ceiling) Spray Foam (Open Cell) | 2023$/sqft | Unfinished Attic (Ceiling) |  | 0.14685 | 0.27424 | 0.42964 | R-value | ft2*degF*h/Btu | 3.7 | 6 | 25.8 | 25.8 | 0 | 0 | 0 | Square Feet | ft2 | 0 | 900 | 0 | 0 | 4.0115e-06 | 0.031106 | -0.0030708 | 900 | Square Feet | ft2 | 792.9827 | 1508.8709 | 2317.3013 | 1.1367 | 1.2853 | 0 | 0 | 901.3672 | 1715.1026 | 2634.029 | 1019.2554 | 1939.4179 | 2978.5291 | 2045 | Intermediate | 999 | Prevailing local wages, Drive time, Local code requirements, Attic height, Roof slope, Access, Presence/condition/type of existing insulation, Existing construction and materials, Existing construction and materials, Moisture issues present, Condition of existing electrical system, Adequacy of existing ventilation, Presence of hazardous materials | 3 | 80 | 0.4672 | 2023 | Assumes for the reference case that raw material prices will increase over the coming decades. Assumed for the advanced case that energy dependency will move away from oil and gas causing a higher supply of raw materials used to make insulation which will lower the material costs. Typical costs assume a wall area of 900 sq ft as an example based on average sqft of a house to be 2,025, though wall areas and insulation amounts vary greatly by building.
144 | 2023 | Residential | Envelope | Unfinished Attic (Ceiling) | Spray Foam (Open Cell) |  | Unfinished Attic (Ceiling) Spray Foam (Open Cell) | 2023$/sqft | Unfinished Attic (Ceiling) |  | 0.1458 | 0.27229 | 0.42659 | R-value | ft2*degF*h/Btu | 3.7 | 6 | 25.8 | 25.8 | 0 | 0 | 0 | Square Feet | ft2 | 0 | 900 | 0 | 0 | 3.983e-06 | 0.030885 | -0.003049 | 900 | Square Feet | ft2 | 787.3489 | 1498.151 | 2300.8379 | 1.1367 | 1.2853 | 0 | 0 | 894.9634 | 1702.9176 | 2615.3154 | 1012.0141 | 1925.6392 | 2957.3679 | 2050 | Intermediate | 999 | Prevailing local wages, Drive time, Local code requirements, Attic height, Roof slope, Access, Presence/condition/type of existing insulation, Existing construction and materials, Existing construction and materials, Moisture issues present, Condition of existing electrical system, Adequacy of existing ventilation, Presence of hazardous materials | 3 | 80 | 0.4672 | 2023 | Assumes for the reference case that raw material prices will increase over the coming decades. Assumed for the advanced case that energy dependency will move away from oil and gas causing a higher supply of raw materials used to make insulation which will lower the material costs. Typical costs assume a wall area of 900 sq ft as an example based on average sqft of a house to be 2,025, though wall areas and insulation amounts vary greatly by building.
144 | 2023 | Residential | Envelope | Unfinished Attic (Ceiling) | Spray Foam (Open Cell) |  | Unfinished Attic (Ceiling) Spray Foam (Open Cell) | 2023$/sqft | Unfinished Attic (Ceiling) |  | 0.14643 | 0.27345 | 0.42841 | R-value | ft2*degF*h/Btu | 3.7 | 6 | 25.8 | 25.8 | 0 | 0 | 0 | Square Feet | ft2 | 0 | 900 | 0 | 0 | 4e-06 | 0.031017 | -0.003062 | 900 | Square Feet | ft2 | 790.7094 | 1504.5453 | 2310.6582 | 1.1367 | 1.2853 | 0 | 0 | 898.7832 | 1710.1859 | 2626.4779 | 1016.3335 | 1933.8581 | 2969.9904 | 2023 | Advanced | 999 | Prevailing local wages, Drive time, Local code requirements, Attic height, Roof slope, Access, Presence/condition/type of existing insulation, Existing construction and materials, Existing construction and materials, Moisture issues present, Condition of existing electrical system, Adequacy of existing ventilation, Presence of hazardous materials | 3 | 80 | 0.4672 | 2023 | Assumes for the reference case that raw material prices will increase over the coming decades. Assumed for the advanced case that energy dependency will move away from oil and gas causing a higher supply of raw materials used to make insulation which will lower the material costs. Typical costs assume a wall area of 900 sq ft as an example based on average sqft of a house to be 2,025, though wall areas and insulation amounts vary greatly by building.
144 | 2023 | Residential | Envelope | Unfinished Attic (Ceiling) | Spray Foam (Open Cell) |  | Unfinished Attic (Ceiling) Spray Foam (Open Cell) | 2023$/sqft | Unfinished Attic (Ceiling) |  | 0.13178 | 0.24611 | 0.38557 | R-value | ft2*degF*h/Btu | 3.7 | 6 | 25.8 | 25.8 | 0 | 0 | 0 | Square Feet | ft2 | 0 | 900 | 0 | 0 | 3.6e-06 | 0.027915 | -0.0027558 | 900 | Square Feet | ft2 | 711.6385 | 1354.0908 | 2079.5924 | 1.1367 | 1.2853 | 0 | 0 | 808.9049 | 1539.1673 | 2363.8301 | 914.7001 | 1740.4723 | 2672.9913 | 2030 | Advanced | 999 | Prevailing local wages, Drive time, Local code requirements, Attic height, Roof slope, Access, Presence/condition/type of existing insulation, Existing construction and materials, Existing construction and materials, Moisture issues present, Condition of existing electrical system, Adequacy of existing ventilation, Presence of hazardous materials | 3 | 80 | 0.4672 | 2023 | Assumes for the reference case that raw material prices will increase over the coming decades. Assumed for the advanced case that energy dependency will move away from oil and gas causing a higher supply of raw materials used to make insulation which will lower the material costs. Typical costs assume a wall area of 900 sq ft as an example based on average sqft of a house to be 2,025, though wall areas and insulation amounts vary greatly by building.
144 | 2023 | Residential | Envelope | Unfinished Attic (Ceiling) | Spray Foam (Open Cell) |  | Unfinished Attic (Ceiling) Spray Foam (Open Cell) | 2023$/sqft | Unfinished Attic (Ceiling) |  | 0.1252 | 0.2338 | 0.36629 | R-value | ft2*degF*h/Btu | 3.7 | 6 | 25.8 | 25.8 | 0 | 0 | 0 | Square Feet | ft2 | 0 | 900 | 0 | 0 | 3.42e-06 | 0.02652 | -0.002618 | 900 | Square Feet | ft2 | 676.0565 | 1286.3862 | 1975.6128 | 1.1367 | 1.2853 | 0 | 0 | 768.4596 | 1462.2089 | 2245.6386 | 868.9651 | 1653.4487 | 2539.3418 | 2035 | Advanced | 999 | Prevailing local wages, Drive time, Local code requirements, Attic height, Roof slope, Access, Presence/condition/type of existing insulation, Existing construction and materials, Existing construction and materials, Moisture issues present, Condition of existing electrical system, Adequacy of existing ventilation, Presence of hazardous materials | 3 | 80 | 0.4672 | 2023 | Assumes for the reference case that raw material prices will increase over the coming decades. Assumed for the advanced case that energy dependency will move away from oil and gas causing a higher supply of raw materials used to make insulation which will lower the material costs. Typical costs assume a wall area of 900 sq ft as an example based on average sqft of a house to be 2,025, though wall areas and insulation amounts vary greatly by building.
144 | 2023 | Residential | Envelope | Unfinished Attic (Ceiling) | Spray Foam (Open Cell) |  | Unfinished Attic (Ceiling) Spray Foam (Open Cell) | 2023$/sqft | Unfinished Attic (Ceiling) |  | 0.11861 | 0.22149 | 0.34701 | R-value | ft2*degF*h/Btu | 3.7 | 6 | 25.8 | 25.8 | 0 | 0 | 0 | Square Feet | ft2 | 0 | 900 | 0 | 0 | 3.24e-06 | 0.025124 | -0.0024802 | 900 | Square Feet | ft2 | 640.4746 | 1218.6817 | 1871.6331 | 1.1367 | 1.2853 | 0 | 0 | 728.0144 | 1385.2505 | 2127.4471 | 823.2301 | 1566.4251 | 2405.6922 | 2040 | Advanced | 999 | Prevailing local wages, Drive time, Local code requirements, Attic height, Roof slope, Access, Presence/condition/type of existing insulation, Existing construction and materials, Existing construction and materials, Moisture issues present, Condition of existing electrical system, Adequacy of existing ventilation, Presence of hazardous materials | 3 | 80 | 0.4672 | 2023 | Assumes for the reference case that raw material prices will increase over the coming decades. Assumed for the advanced case that energy dependency will move away from oil and gas causing a higher supply of raw materials used to make insulation which will lower the material costs. Typical costs assume a wall area of 900 sq ft as an example based on average sqft of a house to be 2,025, though wall areas and insulation amounts vary greatly by building.
144 | 2023 | Residential | Envelope | Unfinished Attic (Ceiling) | Spray Foam (Open Cell) |  | Unfinished Attic (Ceiling) Spray Foam (Open Cell) | 2023$/sqft | Unfinished Attic (Ceiling) |  | 0.11268 | 0.21042 | 0.32966 | R-value | ft2*degF*h/Btu | 3.7 | 6 | 25.8 | 25.8 | 0 | 0 | 0 | Square Feet | ft2 | 0 | 900 | 0 | 0 | 3.078e-06 | 0.023868 | -0.0023562 | 900 | Square Feet | ft2 | 608.4509 | 1157.7476 | 1778.0515 | 1.1367 | 1.2853 | 0 | 0 | 691.6137 | 1315.988 | 2021.0747 | 782.0686 | 1488.1038 | 2285.4076 | 2045 | Advanced | 999 | Prevailing local wages, Drive time, Local code requirements, Attic height, Roof slope, Access, Presence/condition/type of existing insulation, Existing construction and materials, Existing construction and materials, Moisture issues present, Condition of existing electrical system, Adequacy of existing ventilation, Presence of hazardous materials | 3 | 80 | 0.4672 | 2023 | Assumes for the reference case that raw material prices will increase over the coming decades. Assumed for the advanced case that energy dependency will move away from oil and gas causing a higher supply of raw materials used to make insulation which will lower the material costs. Typical costs assume a wall area of 900 sq ft as an example based on average sqft of a house to be 2,025, though wall areas and insulation amounts vary greatly by building.
144 | 2023 | Residential | Envelope | Unfinished Attic (Ceiling) | Spray Foam (Open Cell) |  | Unfinished Attic (Ceiling) Spray Foam (Open Cell) | 2023$/sqft | Unfinished Attic (Ceiling) |  | 0.10675 | 0.19935 | 0.31231 | R-value | ft2*degF*h/Btu | 3.7 | 6 | 25.8 | 25.8 | 0 | 0 | 0 | Square Feet | ft2 | 0 | 900 | 0 | 0 | 2.916e-06 | 0.022611 | -0.0022322 | 900 | Square Feet | ft2 | 576.4272 | 1096.8135 | 1684.4698 | 1.1367 | 1.2853 | 0 | 0 | 655.2129 | 1246.7255 | 1914.7024 | 740.9071 | 1409.7826 | 2165.123 | 2050 | Advanced | 999 | Prevailing local wages, Drive time, Local code requirements, Attic height, Roof slope, Access, Presence/condition/type of existing insulation, Existing construction and materials, Existing construction and materials, Moisture issues present, Condition of existing electrical system, Adequacy of existing ventilation, Presence of hazardous materials | 3 | 80 | 0.4672 | 2023 | Assumes for the reference case that raw material prices will increase over the coming decades. Assumed for the advanced case that energy dependency will move away from oil and gas causing a higher supply of raw materials used to make insulation which will lower the material costs. Typical costs assume a wall area of 900 sq ft as an example based on average sqft of a house to be 2,025, though wall areas and insulation amounts vary greatly by building.
145 | 2023 | Residential | Envelope | Unfinished Attic (Roof) | Batt |  | Unfinished Attic (Roof) Batt | 2023$/sqft | Unfinished Attic (Roof) |  | 0.031667 | 0.0416 | 0.049167 | R-value | ft2*degF*h/Btu | 6 | 20 | 49 | 49 | 0 | 0 | 0 | Square Feet | ft2 | 0 | 900 | 0 | 0 | 0.15833 | 0.2392 | 1.575 | 900 | Square Feet | ft2 | 712.5048 | 964.08 | 2302.5042 | 1 | 1 | 0.83 | 1 | 1459.5048 | 1711.08 | 3049.5042 | 1612.5048 | 1864.08 | 3202.5042 | 2023 | Reference | 999 | Prevailing local wages, Drive time, Local code requirements, Access, Presence/condition/type of existing insulation, Existing construction and materials, Moisture issues present, Adequacy of existing ventilation, Presence of hazardous materials, Extent of preparation | 4 | 101 | 0.2114 | 2023 | Assumes reference and advanced case are constant based on raw materials. Typical costs assume a wall area of 900 sq ft as an example based on average sqft of a house to be 2,025, though wall areas and insulation amounts vary greatly by building.
145 | 2023 | Residential | Envelope | Unfinished Attic (Roof) | Batt |  | Unfinished Attic (Roof) Batt | 2023$/sqft | Unfinished Attic (Roof) |  | 0.031667 | 0.0416 | 0.049167 | R-value | ft2*degF*h/Btu | 6 | 20 | 49 | 49 | 0 | 0 | 0 | Square Feet | ft2 | 0 | 900 | 0 | 0 | 0.15833 | 0.2392 | 1.575 | 900 | Square Feet | ft2 | 712.5048 | 964.08 | 2302.5042 | 1 | 1 | 0.83 | 1 | 1459.5048 | 1711.08 | 3049.5042 | 1612.5048 | 1864.08 | 3202.5042 | 2030 | Reference | 999 | Prevailing local wages, Drive time, Local code requirements, Access, Presence/condition/type of existing insulation, Existing construction and materials, Moisture issues present, Adequacy of existing ventilation, Presence of hazardous materials, Extent of preparation | 4 | 101 | 0.2114 | 2023 | Assumes reference and advanced case are constant based on raw materials. Typical costs assume a wall area of 900 sq ft as an example based on average sqft of a house to be 2,025, though wall areas and insulation amounts vary greatly by building.
145 | 2023 | Residential | Envelope | Unfinished Attic (Roof) | Batt |  | Unfinished Attic (Roof) Batt | 2023$/sqft | Unfinished Attic (Roof) |  | 0.031667 | 0.0416 | 0.049167 | R-value | ft2*degF*h/Btu | 6 | 20 | 49 | 49 | 0 | 0 | 0 | Square Feet | ft2 | 0 | 900 | 0 | 0 | 0.15833 | 0.2392 | 1.575 | 900 | Square Feet | ft2 | 712.5048 | 964.08 | 2302.5042 | 1 | 1 | 0.83 | 1 | 1459.5048 | 1711.08 | 3049.5042 | 1612.5048 | 1864.08 | 3202.5042 | 2035 | Reference | 999 | Prevailing local wages, Drive time, Local code requirements, Access, Presence/condition/type of existing insulation, Existing construction and materials, Moisture issues present, Adequacy of existing ventilation, Presence of hazardous materials, Extent of preparation | 4 | 101 | 0.2114 | 2023 | Assumes reference and advanced case are constant based on raw materials. Typical costs assume a wall area of 900 sq ft as an example based on average sqft of a house to be 2,025, though wall areas and insulation amounts vary greatly by building.
145 | 2023 | Residential | Envelope | Unfinished Attic (Roof) | Batt |  | Unfinished Attic (Roof) Batt | 2023$/sqft | Unfinished Attic (Roof) |  | 0.031667 | 0.0416 | 0.049167 | R-value | ft2*degF*h/Btu | 6 | 20 | 49 | 49 | 0 | 0 | 0 | Square Feet | ft2 | 0 | 900 | 0 | 0 | 0.15833 | 0.2392 | 1.575 | 900 | Square Feet | ft2 | 712.5048 | 964.08 | 2302.5042 | 1 | 1 | 0.83 | 1 | 1459.5048 | 1711.08 | 3049.5042 | 1612.5048 | 1864.08 | 3202.5042 | 2040 | Reference | 999 | Prevailing local wages, Drive time, Local code requirements, Access, Presence/condition/type of existing insulation, Existing construction and materials, Moisture issues present, Adequacy of existing ventilation, Presence of hazardous materials, Extent of preparation | 4 | 101 | 0.2114 | 2023 | Assumes reference and advanced case are constant based on raw materials. Typical costs assume a wall area of 900 sq ft as an example based on average sqft of a house to be 2,025, though wall areas and insulation amounts vary greatly by building.
145 | 2023 | Residential | Envelope | Unfinished Attic (Roof) | Batt |  | Unfinished Attic (Roof) Batt | 2023$/sqft | Unfinished Attic (Roof) |  | 0.031667 | 0.0416 | 0.049167 | R-value | ft2*degF*h/Btu | 6 | 20 | 49 | 49 | 0 | 0 | 0 | Square Feet | ft2 | 0 | 900 | 0 | 0 | 0.15833 | 0.2392 | 1.575 | 900 | Square Feet | ft2 | 712.5048 | 964.08 | 2302.5042 | 1 | 1 | 0.83 | 1 | 1459.5048 | 1711.08 | 3049.5042 | 1612.5048 | 1864.08 | 3202.5042 | 2045 | Reference | 999 | Prevailing local wages, Drive time, Local code requirements, Access, Presence/condition/type of existing insulation, Existing construction and materials, Moisture issues present, Adequacy of existing ventilation, Presence of hazardous materials, Extent of preparation | 4 | 101 | 0.2114 | 2023 | Assumes reference and advanced case are constant based on raw materials. Typical costs assume a wall area of 900 sq ft as an example based on average sqft of a house to be 2,025, though wall areas and insulation amounts vary greatly by building.
145 | 2023 | Residential | Envelope | Unfinished Attic (Roof) | Batt |  | Unfinished Attic (Roof) Batt | 2023$/sqft | Unfinished Attic (Roof) |  | 0.031667 | 0.0416 | 0.049167 | R-value | ft2*degF*h/Btu | 6 | 20 | 49 | 49 | 0 | 0 | 0 | Square Feet | ft2 | 0 | 900 | 0 | 0 | 0.15833 | 0.2392 | 1.575 | 900 | Square Feet | ft2 | 712.5048 | 964.08 | 2302.5042 | 1 | 1 | 0.83 | 1 | 1459.5048 | 1711.08 | 3049.5042 | 1612.5048 | 1864.08 | 3202.5042 | 2050 | Reference | 999 | Prevailing local wages, Drive time, Local code requirements, Access, Presence/condition/type of existing insulation, Existing construction and materials, Moisture issues present, Adequacy of existing ventilation, Presence of hazardous materials, Extent of preparation | 4 | 101 | 0.2114 | 2023 | Assumes reference and advanced case are constant based on raw materials. Typical costs assume a wall area of 900 sq ft as an example based on average sqft of a house to be 2,025, though wall areas and insulation amounts vary greatly by building.
145 | 2023 | Residential | Envelope | Unfinished Attic (Roof) | Batt |  | Unfinished Attic (Roof) Batt | 2023$/sqft | Unfinished Attic (Roof) |  | 0.031667 | 0.0416 | 0.049167 | R-value | ft2*degF*h/Btu | 6 | 20 | 49 | 49 | 0 | 0 | 0 | Square Feet | ft2 | 0 | 900 | 0 | 0 | 0.15833 | 0.2392 | 1.575 | 900 | Square Feet | ft2 | 712.5048 | 964.08 | 2302.5042 | 1 | 1 | 0.83 | 1 | 1459.5048 | 1711.08 | 3049.5042 | 1612.5048 | 1864.08 | 3202.5042 | 2023 | Intermediate | 999 | Prevailing local wages, Drive time, Local code requirements, Access, Presence/condition/type of existing insulation, Existing construction and materials, Moisture issues present, Adequacy of existing ventilation, Presence of hazardous materials, Extent of preparation | 4 | 101 | 0.2114 | 2023 | Assumes reference and advanced case are constant based on raw materials. Typical costs assume a wall area of 900 sq ft as an example based on average sqft of a house to be 2,025, though wall areas and insulation amounts vary greatly by building.
145 | 2023 | Residential | Envelope | Unfinished Attic (Roof) | Batt |  | Unfinished Attic (Roof) Batt | 2023$/sqft | Unfinished Attic (Roof) |  | 0.031667 | 0.0416 | 0.049167 | R-value | ft2*degF*h/Btu | 6 | 20 | 49 | 49 | 0 | 0 | 0 | Square Feet | ft2 | 0 | 900 | 0 | 0 | 0.15833 | 0.2392 | 1.575 | 900 | Square Feet | ft2 | 712.5048 | 964.08 | 2302.5042 | 1 | 1 | 0.83 | 1 | 1459.5048 | 1711.08 | 3049.5042 | 1612.5048 | 1864.08 | 3202.5042 | 2030 | Intermediate | 999 | Prevailing local wages, Drive time, Local code requirements, Access, Presence/condition/type of existing insulation, Existing construction and materials, Moisture issues present, Adequacy of existing ventilation, Presence of hazardous materials, Extent of preparation | 4 | 101 | 0.2114 | 2023 | Assumes reference and advanced case are constant based on raw materials. Typical costs assume a wall area of 900 sq ft as an example based on average sqft of a house to be 2,025, though wall areas and insulation amounts vary greatly by building.
145 | 2023 | Residential | Envelope | Unfinished Attic (Roof) | Batt |  | Unfinished Attic (Roof) Batt | 2023$/sqft | Unfinished Attic (Roof) |  | 0.031667 | 0.0416 | 0.049167 | R-value | ft2*degF*h/Btu | 6 | 20 | 49 | 49 | 0 | 0 | 0 | Square Feet | ft2 | 0 | 900 | 0 | 0 | 0.15833 | 0.2392 | 1.575 | 900 | Square Feet | ft2 | 712.5048 | 964.08 | 2302.5042 | 1 | 1 | 0.83 | 1 | 1459.5048 | 1711.08 | 3049.5042 | 1612.5048 | 1864.08 | 3202.5042 | 2035 | Intermediate | 999 | Prevailing local wages, Drive time, Local code requirements, Access, Presence/condition/type of existing insulation, Existing construction and materials, Moisture issues present, Adequacy of existing ventilation, Presence of hazardous materials, Extent of preparation | 4 | 101 | 0.2114 | 2023 | Assumes reference and advanced case are constant based on raw materials. Typical costs assume a wall area of 900 sq ft as an example based on average sqft of a house to be 2,025, though wall areas and insulation amounts vary greatly by building.
145 | 2023 | Residential | Envelope | Unfinished Attic (Roof) | Batt |  | Unfinished Attic (Roof) Batt | 2023$/sqft | Unfinished Attic (Roof) |  | 0.031667 | 0.0416 | 0.049167 | R-value | ft2*degF*h/Btu | 6 | 20 | 49 | 49 | 0 | 0 | 0 | Square Feet | ft2 | 0 | 900 | 0 | 0 | 0.15833 | 0.2392 | 1.575 | 900 | Square Feet | ft2 | 712.5048 | 964.08 | 2302.5042 | 1 | 1 | 0.83 | 1 | 1459.5048 | 1711.08 | 3049.5042 | 1612.5048 | 1864.08 | 3202.5042 | 2040 | Intermediate | 999 | Prevailing local wages, Drive time, Local code requirements, Access, Presence/condition/type of existing insulation, Existing construction and materials, Moisture issues present, Adequacy of existing ventilation, Presence of hazardous materials, Extent of preparation | 4 | 101 | 0.2114 | 2023 | Assumes reference and advanced case are constant based on raw materials. Typical costs assume a wall area of 900 sq ft as an example based on average sqft of a house to be 2,025, though wall areas and insulation amounts vary greatly by building.
145 | 2023 | Residential | Envelope | Unfinished Attic (Roof) | Batt |  | Unfinished Attic (Roof) Batt | 2023$/sqft | Unfinished Attic (Roof) |  | 0.031667 | 0.0416 | 0.049167 | R-value | ft2*degF*h/Btu | 6 | 20 | 49 | 49 | 0 | 0 | 0 | Square Feet | ft2 | 0 | 900 | 0 | 0 | 0.15833 | 0.2392 | 1.575 | 900 | Square Feet | ft2 | 712.5048 | 964.08 | 2302.5042 | 1 | 1 | 0.83 | 1 | 1459.5048 | 1711.08 | 3049.5042 | 1612.5048 | 1864.08 | 3202.5042 | 2045 | Intermediate | 999 | Prevailing local wages, Drive time, Local code requirements, Access, Presence/condition/type of existing insulation, Existing construction and materials, Moisture issues present, Adequacy of existing ventilation, Presence of hazardous materials, Extent of preparation | 4 | 101 | 0.2114 | 2023 | Assumes reference and advanced case are constant based on raw materials. Typical costs assume a wall area of 900 sq ft as an example based on average sqft of a house to be 2,025, though wall areas and insulation amounts vary greatly by building.
145 | 2023 | Residential | Envelope | Unfinished Attic (Roof) | Batt |  | Unfinished Attic (Roof) Batt | 2023$/sqft | Unfinished Attic (Roof) |  | 0.031667 | 0.0416 | 0.049167 | R-value | ft2*degF*h/Btu | 6 | 20 | 49 | 49 | 0 | 0 | 0 | Square Feet | ft2 | 0 | 900 | 0 | 0 | 0.15833 | 0.2392 | 1.575 | 900 | Square Feet | ft2 | 712.5048 | 964.08 | 2302.5042 | 1 | 1 | 0.83 | 1 | 1459.5048 | 1711.08 | 3049.5042 | 1612.5048 | 1864.08 | 3202.5042 | 2050 | Intermediate | 999 | Prevailing local wages, Drive time, Local code requirements, Access, Presence/condition/type of existing insulation, Existing construction and materials, Moisture issues present, Adequacy of existing ventilation, Presence of hazardous materials, Extent of preparation | 4 | 101 | 0.2114 | 2023 | Assumes reference and advanced case are constant based on raw materials. Typical costs assume a wall area of 900 sq ft as an example based on average sqft of a house to be 2,025, though wall areas and insulation amounts vary greatly by building.
145 | 2023 | Residential | Envelope | Unfinished Attic (Roof) | Batt |  | Unfinished Attic (Roof) Batt | 2023$/sqft | Unfinished Attic (Roof) |  | 0.031667 | 0.0416 | 0.049167 | R-value | ft2*degF*h/Btu | 6 | 20 | 49 | 49 | 0 | 0 | 0 | Square Feet | ft2 | 0 | 900 | 0 | 0 | 0.15833 | 0.2392 | 1.575 | 900 | Square Feet | ft2 | 712.5048 | 964.08 | 2302.5042 | 1 | 1 | 0.83 | 1 | 1459.5048 | 1711.08 | 3049.5042 | 1612.5048 | 1864.08 | 3202.5042 | 2023 | Advanced | 999 | Prevailing local wages, Drive time, Local code requirements, Access, Presence/condition/type of existing insulation, Existing construction and materials, Moisture issues present, Adequacy of existing ventilation, Presence of hazardous materials, Extent of preparation | 4 | 101 | 0.2114 | 2023 | Assumes reference and advanced case are constant based on raw materials. Typical costs assume a wall area of 900 sq ft as an example based on average sqft of a house to be 2,025, though wall areas and insulation amounts vary greatly by building.
145 | 2023 | Residential | Envelope | Unfinished Attic (Roof) | Batt |  | Unfinished Attic (Roof) Batt | 2023$/sqft | Unfinished Attic (Roof) |  | 0.031667 | 0.0416 | 0.049167 | R-value | ft2*degF*h/Btu | 6 | 20 | 49 | 49 | 0 | 0 | 0 | Square Feet | ft2 | 0 | 900 | 0 | 0 | 0.15833 | 0.2392 | 1.575 | 900 | Square Feet | ft2 | 712.5048 | 964.08 | 2302.5042 | 1 | 1 | 0.83 | 1 | 1459.5048 | 1711.08 | 3049.5042 | 1612.5048 | 1864.08 | 3202.5042 | 2030 | Advanced | 999 | Prevailing local wages, Drive time, Local code requirements, Access, Presence/condition/type of existing insulation, Existing construction and materials, Moisture issues present, Adequacy of existing ventilation, Presence of hazardous materials, Extent of preparation | 4 | 101 | 0.2114 | 2023 | Assumes reference and advanced case are constant based on raw materials. Typical costs assume a wall area of 900 sq ft as an example based on average sqft of a house to be 2,025, though wall areas and insulation amounts vary greatly by building.
145 | 2023 | Residential | Envelope | Unfinished Attic (Roof) | Batt |  | Unfinished Attic (Roof) Batt | 2023$/sqft | Unfinished Attic (Roof) |  | 0.031667 | 0.0416 | 0.049167 | R-value | ft2*degF*h/Btu | 6 | 20 | 49 | 49 | 0 | 0 | 0 | Square Feet | ft2 | 0 | 900 | 0 | 0 | 0.15833 | 0.2392 | 1.575 | 900 | Square Feet | ft2 | 712.5048 | 964.08 | 2302.5042 | 1 | 1 | 0.83 | 1 | 1459.5048 | 1711.08 | 3049.5042 | 1612.5048 | 1864.08 | 3202.5042 | 2035 | Advanced | 999 | Prevailing local wages, Drive time, Local code requirements, Access, Presence/condition/type of existing insulation, Existing construction and materials, Moisture issues present, Adequacy of existing ventilation, Presence of hazardous materials, Extent of preparation | 4 | 101 | 0.2114 | 2023 | Assumes reference and advanced case are constant based on raw materials. Typical costs assume a wall area of 900 sq ft as an example based on average sqft of a house to be 2,025, though wall areas and insulation amounts vary greatly by building.
145 | 2023 | Residential | Envelope | Unfinished Attic (Roof) | Batt |  | Unfinished Attic (Roof) Batt | 2023$/sqft | Unfinished Attic (Roof) |  | 0.031667 | 0.0416 | 0.049167 | R-value | ft2*degF*h/Btu | 6 | 20 | 49 | 49 | 0 | 0 | 0 | Square Feet | ft2 | 0 | 900 | 0 | 0 | 0.15833 | 0.2392 | 1.575 | 900 | Square Feet | ft2 | 712.5048 | 964.08 | 2302.5042 | 1 | 1 | 0.83 | 1 | 1459.5048 | 1711.08 | 3049.5042 | 1612.5048 | 1864.08 | 3202.5042 | 2040 | Advanced | 999 | Prevailing local wages, Drive time, Local code requirements, Access, Presence/condition/type of existing insulation, Existing construction and materials, Moisture issues present, Adequacy of existing ventilation, Presence of hazardous materials, Extent of preparation | 4 | 101 | 0.2114 | 2023 | Assumes reference and advanced case are constant based on raw materials. Typical costs assume a wall area of 900 sq ft as an example based on average sqft of a house to be 2,025, though wall areas and insulation amounts vary greatly by building.
145 | 2023 | Residential | Envelope | Unfinished Attic (Roof) | Batt |  | Unfinished Attic (Roof) Batt | 2023$/sqft | Unfinished Attic (Roof) |  | 0.031667 | 0.0416 | 0.049167 | R-value | ft2*degF*h/Btu | 6 | 20 | 49 | 49 | 0 | 0 | 0 | Square Feet | ft2 | 0 | 900 | 0 | 0 | 0.15833 | 0.2392 | 1.575 | 900 | Square Feet | ft2 | 712.5048 | 964.08 | 2302.5042 | 1 | 1 | 0.83 | 1 | 1459.5048 | 1711.08 | 3049.5042 | 1612.5048 | 1864.08 | 3202.5042 | 2045 | Advanced | 999 | Prevailing local wages, Drive time, Local code requirements, Access, Presence/condition/type of existing insulation, Existing construction and materials, Moisture issues present, Adequacy of existing ventilation, Presence of hazardous materials, Extent of preparation | 4 | 101 | 0.2114 | 2023 | Assumes reference and advanced case are constant based on raw materials. Typical costs assume a wall area of 900 sq ft as an example based on average sqft of a house to be 2,025, though wall areas and insulation amounts vary greatly by building.
145 | 2023 | Residential | Envelope | Unfinished Attic (Roof) | Batt |  | Unfinished Attic (Roof) Batt | 2023$/sqft | Unfinished Attic (Roof) |  | 0.031667 | 0.0416 | 0.049167 | R-value | ft2*degF*h/Btu | 6 | 20 | 49 | 49 | 0 | 0 | 0 | Square Feet | ft2 | 0 | 900 | 0 | 0 | 0.15833 | 0.2392 | 1.575 | 900 | Square Feet | ft2 | 712.5048 | 964.08 | 2302.5042 | 1 | 1 | 0.83 | 1 | 1459.5048 | 1711.08 | 3049.5042 | 1612.5048 | 1864.08 | 3202.5042 | 2050 | Advanced | 999 | Prevailing local wages, Drive time, Local code requirements, Access, Presence/condition/type of existing insulation, Existing construction and materials, Moisture issues present, Adequacy of existing ventilation, Presence of hazardous materials, Extent of preparation | 4 | 101 | 0.2114 | 2023 | Assumes reference and advanced case are constant based on raw materials. Typical costs assume a wall area of 900 sq ft as an example based on average sqft of a house to be 2,025, though wall areas and insulation amounts vary greatly by building.
146 | 2023 | Residential | Envelope | Unfinished Attic (Roof) | Spray Foam (Closed Cell) |  | Unfinished Attic (Roof) Spray Foam (Closed Cell) | 2023$/sqft | Unfinished Attic (Roof) |  | 0.20929 | 0.30106 | 0.61853 | R-value | ft2*degF*h/Btu | 5.5 | 6 | 42 | 42 | 0 | 0 | 0 | Square Feet | ft2 | 0 | 900 | 0 | 0 | 4e-06 | 0.031017 | -0.003062 | 900 | Square Feet | ft2 | 1130.148 | 1653.6123 | 3337.3332 | 1.1367 | 1.2849 | 0 | 0 | 1284.6161 | 1879.6273 | 3793.4784 | 1452.1747 | 2124.796 | 4288.2799 | 2023 | Reference | 999 | Prevailing local wages, Drive time, Local code requirements, Attic height, Roof slope, Access, Presence/condition/type of existing insulation, Existing construction and materials, Existing construction and materials, Moisture issues present, Condition of existing electrical system, Adequacy of existing ventilation, Presence of hazardous materials | 3 | 274 | 0.3875 | 2023 | Assumes for the reference case that raw material prices will increase over the coming decades. Assumed for the advanced case that energy dependency will move away from oil and gas causing a higher supply of raw materials used to make insulation which will lower the material costs. Typical costs assume a wall area of 900 sq ft as an example based on average sqft of a house to be 2,025, though wall areas and insulation amounts vary greatly by building.
146 | 2023 | Residential | Envelope | Unfinished Attic (Roof) | Spray Foam (Closed Cell) |  | Unfinished Attic (Roof) Spray Foam (Closed Cell) | 2023$/sqft | Unfinished Attic (Roof) |  | 0.23021 | 0.33116 | 0.68039 | R-value | ft2*degF*h/Btu | 5.5 | 6 | 42 | 42 | 0 | 0 | 0 | Square Feet | ft2 | 0 | 900 | 0 | 0 | 4.4e-06 | 0.034119 | -0.0033682 | 900 | Square Feet | ft2 | 1243.1628 | 1818.9735 | 3671.0665 | 1.1367 | 1.2849 | 0 | 0 | 1413.0777 | 2067.59 | 4172.8262 | 1597.3922 | 2337.2756 | 4717.1079 | 2030 | Reference | 999 | Prevailing local wages, Drive time, Local code requirements, Attic height, Roof slope, Access, Presence/condition/type of existing insulation, Existing construction and materials, Existing construction and materials, Moisture issues present, Condition of existing electrical system, Adequacy of existing ventilation, Presence of hazardous materials | 3 | 274 | 0.3875 | 2023 | Assumes for the reference case that raw material prices will increase over the coming decades. Assumed for the advanced case that energy dependency will move away from oil and gas causing a higher supply of raw materials used to make insulation which will lower the material costs. Typical costs assume a wall area of 900 sq ft as an example based on average sqft of a house to be 2,025, though wall areas and insulation amounts vary greatly by building.
146 | 2023 | Residential | Envelope | Unfinished Attic (Roof) | Spray Foam (Closed Cell) |  | Unfinished Attic (Roof) Spray Foam (Closed Cell) | 2023$/sqft | Unfinished Attic (Roof) |  | 0.24173 | 0.34772 | 0.71441 | R-value | ft2*degF*h/Btu | 5.5 | 6 | 42 | 42 | 0 | 0 | 0 | Square Feet | ft2 | 0 | 900 | 0 | 0 | 4.62e-06 | 0.035825 | -0.0035366 | 900 | Square Feet | ft2 | 1305.3209 | 1909.9222 | 3854.6198 | 1.1367 | 1.2849 | 0 | 0 | 1483.7316 | 2170.9695 | 4381.4675 | 1677.2618 | 2454.1394 | 4952.9633 | 2035 | Reference | 999 | Prevailing local wages, Drive time, Local code requirements, Attic height, Roof slope, Access, Presence/condition/type of existing insulation, Existing construction and materials, Existing construction and materials, Moisture issues present, Condition of existing electrical system, Adequacy of existing ventilation, Presence of hazardous materials | 3 | 274 | 0.3875 | 2023 | Assumes for the reference case that raw material prices will increase over the coming decades. Assumed for the advanced case that energy dependency will move away from oil and gas causing a higher supply of raw materials used to make insulation which will lower the material costs. Typical costs assume a wall area of 900 sq ft as an example based on average sqft of a house to be 2,025, though wall areas and insulation amounts vary greatly by building.
146 | 2023 | Residential | Envelope | Unfinished Attic (Roof) | Spray Foam (Closed Cell) |  | Unfinished Attic (Roof) Spray Foam (Closed Cell) | 2023$/sqft | Unfinished Attic (Roof) |  | 0.25324 | 0.36428 | 0.74843 | R-value | ft2*degF*h/Btu | 5.5 | 6 | 42 | 42 | 0 | 0 | 0 | Square Feet | ft2 | 0 | 900 | 0 | 0 | 4.84e-06 | 0.037531 | -0.003705 | 900 | Square Feet | ft2 | 1367.4791 | 2000.8709 | 4038.1732 | 1.1367 | 1.2849 | 0 | 0 | 1554.3855 | 2274.349 | 4590.1088 | 1757.1314 | 2571.0032 | 5188.8187 | 2040 | Reference | 999 | Prevailing local wages, Drive time, Local code requirements, Attic height, Roof slope, Access, Presence/condition/type of existing insulation, Existing construction and materials, Existing construction and materials, Moisture issues present, Condition of existing electrical system, Adequacy of existing ventilation, Presence of hazardous materials | 3 | 274 | 0.3875 | 2023 | Assumes for the reference case that raw material prices will increase over the coming decades. Assumed for the advanced case that energy dependency will move away from oil and gas causing a higher supply of raw materials used to make insulation which will lower the material costs. Typical costs assume a wall area of 900 sq ft as an example based on average sqft of a house to be 2,025, though wall areas and insulation amounts vary greatly by building.
146 | 2023 | Residential | Envelope | Unfinished Attic (Roof) | Spray Foam (Closed Cell) |  | Unfinished Attic (Roof) Spray Foam (Closed Cell) | 2023$/sqft | Unfinished Attic (Roof) |  | 0.25873 | 0.37218 | 0.76466 | R-value | ft2*degF*h/Btu | 5.5 | 6 | 42 | 42 | 0 | 0 | 0 | Square Feet | ft2 | 0 | 900 | 0 | 0 | 4.945e-06 | 0.038345 | -0.0037854 | 900 | Square Feet | ft2 | 1397.1455 | 2044.2782 | 4125.7782 | 1.1367 | 1.2849 | 0 | 0 | 1588.1067 | 2323.6892 | 4689.6876 | 1795.251 | 2626.7791 | 5301.386 | 2045 | Reference | 999 | Prevailing local wages, Drive time, Local code requirements, Attic height, Roof slope, Access, Presence/condition/type of existing insulation, Existing construction and materials, Existing construction and materials, Moisture issues present, Condition of existing electrical system, Adequacy of existing ventilation, Presence of hazardous materials | 3 | 274 | 0.3875 | 2023 | Assumes for the reference case that raw material prices will increase over the coming decades. Assumed for the advanced case that energy dependency will move away from oil and gas causing a higher supply of raw materials used to make insulation which will lower the material costs. Typical costs assume a wall area of 900 sq ft as an example based on average sqft of a house to be 2,025, though wall areas and insulation amounts vary greatly by building.
146 | 2023 | Residential | Envelope | Unfinished Attic (Roof) | Spray Foam (Closed Cell) |  | Unfinished Attic (Roof) Spray Foam (Closed Cell) | 2023$/sqft | Unfinished Attic (Roof) |  | 0.26422 | 0.38008 | 0.7809 | R-value | ft2*degF*h/Btu | 5.5 | 6 | 42 | 42 | 0 | 0 | 0 | Square Feet | ft2 | 0 | 900 | 0 | 0 | 5.05e-06 | 0.039159 | -0.0038658 | 900 | Square Feet | ft2 | 1426.8119 | 2087.6855 | 4213.3832 | 1.1367 | 1.2849 | 0 | 0 | 1621.8278 | 2373.0294 | 4789.2664 | 1833.3706 | 2682.555 | 5413.9533 | 2050 | Reference | 999 | Prevailing local wages, Drive time, Local code requirements, Attic height, Roof slope, Access, Presence/condition/type of existing insulation, Existing construction and materials, Existing construction and materials, Moisture issues present, Condition of existing electrical system, Adequacy of existing ventilation, Presence of hazardous materials | 3 | 274 | 0.3875 | 2023 | Assumes for the reference case that raw material prices will increase over the coming decades. Assumed for the advanced case that energy dependency will move away from oil and gas causing a higher supply of raw materials used to make insulation which will lower the material costs. Typical costs assume a wall area of 900 sq ft as an example based on average sqft of a house to be 2,025, though wall areas and insulation amounts vary greatly by building.
146 | 2023 | Residential | Envelope | Unfinished Attic (Roof) | Spray Foam (Closed Cell) |  | Unfinished Attic (Roof) Spray Foam (Closed Cell) | 2023$/sqft | Unfinished Attic (Roof) |  | 0.20929 | 0.30106 | 0.61853 | R-value | ft2*degF*h/Btu | 5.5 | 6 | 42 | 42 | 0 | 0 | 0 | Square Feet | ft2 | 0 | 900 | 0 | 0 | 4e-06 | 0.031017 | -0.003062 | 900 | Square Feet | ft2 | 1130.148 | 1653.6123 | 3337.3332 | 1.1367 | 1.2849 | 0 | 0 | 1284.6161 | 1879.6273 | 3793.4784 | 1452.1747 | 2124.796 | 4288.2799 | 2023 | Intermediate | 999 | Prevailing local wages, Drive time, Local code requirements, Attic height, Roof slope, Access, Presence/condition/type of existing insulation, Existing construction and materials, Existing construction and materials, Moisture issues present, Condition of existing electrical system, Adequacy of existing ventilation, Presence of hazardous materials | 3 | 274 | 0.3875 | 2023 | Assumes for the reference case that raw material prices will increase over the coming decades. Assumed for the advanced case that energy dependency will move away from oil and gas causing a higher supply of raw materials used to make insulation which will lower the material costs. Typical costs assume a wall area of 900 sq ft as an example based on average sqft of a house to be 2,025, though wall areas and insulation amounts vary greatly by building.
146 | 2023 | Residential | Envelope | Unfinished Attic (Roof) | Spray Foam (Closed Cell) |  | Unfinished Attic (Roof) Spray Foam (Closed Cell) | 2023$/sqft | Unfinished Attic (Roof) |  | 0.20929 | 0.30106 | 0.61853 | R-value | ft2*degF*h/Btu | 5.5 | 6 | 42 | 42 | 0 | 0 | 0 | Square Feet | ft2 | 0 | 900 | 0 | 0 | 4e-06 | 0.031017 | -0.003062 | 900 | Square Feet | ft2 | 1130.148 | 1653.6123 | 3337.3332 | 1.1367 | 1.2849 | 0 | 0 | 1284.6161 | 1879.6273 | 3793.4784 | 1452.1747 | 2124.796 | 4288.2799 | 2030 | Intermediate | 999 | Prevailing local wages, Drive time, Local code requirements, Attic height, Roof slope, Access, Presence/condition/type of existing insulation, Existing construction and materials, Existing construction and materials, Moisture issues present, Condition of existing electrical system, Adequacy of existing ventilation, Presence of hazardous materials | 3 | 274 | 0.3875 | 2023 | Assumes for the reference case that raw material prices will increase over the coming decades. Assumed for the advanced case that energy dependency will move away from oil and gas causing a higher supply of raw materials used to make insulation which will lower the material costs. Typical costs assume a wall area of 900 sq ft as an example based on average sqft of a house to be 2,025, though wall areas and insulation amounts vary greatly by building.
146 | 2023 | Residential | Envelope | Unfinished Attic (Roof) | Spray Foam (Closed Cell) |  | Unfinished Attic (Roof) Spray Foam (Closed Cell) | 2023$/sqft | Unfinished Attic (Roof) |  | 0.21033 | 0.30256 | 0.62163 | R-value | ft2*degF*h/Btu | 5.5 | 6 | 42 | 42 | 0 | 0 | 0 | Square Feet | ft2 | 0 | 900 | 0 | 0 | 4.02e-06 | 0.031172 | -0.0030773 | 900 | Square Feet | ft2 | 1135.7987 | 1661.8804 | 3354.0199 | 1.1367 | 1.2849 | 0 | 0 | 1291.0392 | 1889.0254 | 3812.4457 | 1459.4356 | 2135.42 | 4309.7213 | 2035 | Intermediate | 999 | Prevailing local wages, Drive time, Local code requirements, Attic height, Roof slope, Access, Presence/condition/type of existing insulation, Existing construction and materials, Existing construction and materials, Moisture issues present, Condition of existing electrical system, Adequacy of existing ventilation, Presence of hazardous materials | 3 | 274 | 0.3875 | 2023 | Assumes for the reference case that raw material prices will increase over the coming decades. Assumed for the advanced case that energy dependency will move away from oil and gas causing a higher supply of raw materials used to make insulation which will lower the material costs. Typical costs assume a wall area of 900 sq ft as an example based on average sqft of a house to be 2,025, though wall areas and insulation amounts vary greatly by building.
146 | 2023 | Residential | Envelope | Unfinished Attic (Roof) | Spray Foam (Closed Cell) |  | Unfinished Attic (Roof) Spray Foam (Closed Cell) | 2023$/sqft | Unfinished Attic (Roof) |  | 0.21138 | 0.30407 | 0.62472 | R-value | ft2*degF*h/Btu | 5.5 | 6 | 42 | 42 | 0 | 0 | 0 | Square Feet | ft2 | 0 | 900 | 0 | 0 | 4.04e-06 | 0.031327 | -0.0030926 | 900 | Square Feet | ft2 | 1141.4495 | 1670.1484 | 3370.7065 | 1.1367 | 1.2849 | 0 | 0 | 1297.4623 | 1898.4235 | 3831.4131 | 1466.6965 | 2146.044 | 4331.1627 | 2040 | Intermediate | 999 | Prevailing local wages, Drive time, Local code requirements, Attic height, Roof slope, Access, Presence/condition/type of existing insulation, Existing construction and materials, Existing construction and materials, Moisture issues present, Condition of existing electrical system, Adequacy of existing ventilation, Presence of hazardous materials | 3 | 274 | 0.3875 | 2023 | Assumes for the reference case that raw material prices will increase over the coming decades. Assumed for the advanced case that energy dependency will move away from oil and gas causing a higher supply of raw materials used to make insulation which will lower the material costs. Typical costs assume a wall area of 900 sq ft as an example based on average sqft of a house to be 2,025, though wall areas and insulation amounts vary greatly by building.
146 | 2023 | Residential | Envelope | Unfinished Attic (Roof) | Spray Foam (Closed Cell) |  | Unfinished Attic (Roof) Spray Foam (Closed Cell) | 2023$/sqft | Unfinished Attic (Roof) |  | 0.20989 | 0.30192 | 0.62031 | R-value | ft2*degF*h/Btu | 5.5 | 6 | 42 | 42 | 0 | 0 | 0 | Square Feet | ft2 | 0 | 900 | 0 | 0 | 4.0115e-06 | 0.031106 | -0.0030708 | 900 | Square Feet | ft2 | 1133.3972 | 1658.3664 | 3346.928 | 1.1367 | 1.2849 | 0 | 0 | 1288.3094 | 1885.0312 | 3804.3846 | 1456.3497 | 2130.9048 | 4300.6087 | 2045 | Intermediate | 999 | Prevailing local wages, Drive time, Local code requirements, Attic height, Roof slope, Access, Presence/condition/type of existing insulation, Existing construction and materials, Existing construction and materials, Moisture issues present, Condition of existing electrical system, Adequacy of existing ventilation, Presence of hazardous materials | 3 | 274 | 0.3875 | 2023 | Assumes for the reference case that raw material prices will increase over the coming decades. Assumed for the advanced case that energy dependency will move away from oil and gas causing a higher supply of raw materials used to make insulation which will lower the material costs. Typical costs assume a wall area of 900 sq ft as an example based on average sqft of a house to be 2,025, though wall areas and insulation amounts vary greatly by building.
146 | 2023 | Residential | Envelope | Unfinished Attic (Roof) | Spray Foam (Closed Cell) |  | Unfinished Attic (Roof) Spray Foam (Closed Cell) | 2023$/sqft | Unfinished Attic (Roof) |  | 0.2084 | 0.29978 | 0.61591 | R-value | ft2*degF*h/Btu | 5.5 | 6 | 42 | 42 | 0 | 0 | 0 | Square Feet | ft2 | 0 | 900 | 0 | 0 | 3.983e-06 | 0.030885 | -0.003049 | 900 | Square Feet | ft2 | 1125.3449 | 1646.5844 | 3323.1495 | 1.1367 | 1.2849 | 0 | 0 | 1279.1565 | 1871.6388 | 3777.3561 | 1446.003 | 2115.7657 | 4270.0547 | 2050 | Intermediate | 999 | Prevailing local wages, Drive time, Local code requirements, Attic height, Roof slope, Access, Presence/condition/type of existing insulation, Existing construction and materials, Existing construction and materials, Moisture issues present, Condition of existing electrical system, Adequacy of existing ventilation, Presence of hazardous materials | 3 | 274 | 0.3875 | 2023 | Assumes for the reference case that raw material prices will increase over the coming decades. Assumed for the advanced case that energy dependency will move away from oil and gas causing a higher supply of raw materials used to make insulation which will lower the material costs. Typical costs assume a wall area of 900 sq ft as an example based on average sqft of a house to be 2,025, though wall areas and insulation amounts vary greatly by building.
146 | 2023 | Residential | Envelope | Unfinished Attic (Roof) | Spray Foam (Closed Cell) |  | Unfinished Attic (Roof) Spray Foam (Closed Cell) | 2023$/sqft | Unfinished Attic (Roof) |  | 0.20929 | 0.30106 | 0.61853 | R-value | ft2*degF*h/Btu | 5.5 | 6 | 42 | 42 | 0 | 0 | 0 | Square Feet | ft2 | 0 | 900 | 0 | 0 | 4e-06 | 0.031017 | -0.003062 | 900 | Square Feet | ft2 | 1130.148 | 1653.6123 | 3337.3332 | 1.1367 | 1.2849 | 0 | 0 | 1284.6161 | 1879.6273 | 3793.4784 | 1452.1747 | 2124.796 | 4288.2799 | 2023 | Advanced | 999 | Prevailing local wages, Drive time, Local code requirements, Attic height, Roof slope, Access, Presence/condition/type of existing insulation, Existing construction and materials, Existing construction and materials, Moisture issues present, Condition of existing electrical system, Adequacy of existing ventilation, Presence of hazardous materials | 3 | 274 | 0.3875 | 2023 | Assumes for the reference case that raw material prices will increase over the coming decades. Assumed for the advanced case that energy dependency will move away from oil and gas causing a higher supply of raw materials used to make insulation which will lower the material costs. Typical costs assume a wall area of 900 sq ft as an example based on average sqft of a house to be 2,025, though wall areas and insulation amounts vary greatly by building.
146 | 2023 | Residential | Envelope | Unfinished Attic (Roof) | Spray Foam (Closed Cell) |  | Unfinished Attic (Roof) Spray Foam (Closed Cell) | 2023$/sqft | Unfinished Attic (Roof) |  | 0.18836 | 0.27095 | 0.55668 | R-value | ft2*degF*h/Btu | 5.5 | 6 | 42 | 42 | 0 | 0 | 0 | Square Feet | ft2 | 0 | 900 | 0 | 0 | 3.6e-06 | 0.027915 | -0.0027558 | 900 | Square Feet | ft2 | 1017.1332 | 1488.2511 | 3003.5999 | 1.1367 | 1.2849 | 0 | 0 | 1156.1545 | 1691.6645 | 3414.1305 | 1306.9573 | 1912.3164 | 3859.4519 | 2030 | Advanced | 999 | Prevailing local wages, Drive time, Local code requirements, Attic height, Roof slope, Access, Presence/condition/type of existing insulation, Existing construction and materials, Existing construction and materials, Moisture issues present, Condition of existing electrical system, Adequacy of existing ventilation, Presence of hazardous materials | 3 | 274 | 0.3875 | 2023 | Assumes for the reference case that raw material prices will increase over the coming decades. Assumed for the advanced case that energy dependency will move away from oil and gas causing a higher supply of raw materials used to make insulation which will lower the material costs. Typical costs assume a wall area of 900 sq ft as an example based on average sqft of a house to be 2,025, though wall areas and insulation amounts vary greatly by building.
146 | 2023 | Residential | Envelope | Unfinished Attic (Roof) | Spray Foam (Closed Cell) |  | Unfinished Attic (Roof) Spray Foam (Closed Cell) | 2023$/sqft | Unfinished Attic (Roof) |  | 0.17894 | 0.2574 | 0.52885 | R-value | ft2*degF*h/Btu | 5.5 | 6 | 42 | 42 | 0 | 0 | 0 | Square Feet | ft2 | 0 | 900 | 0 | 0 | 3.42e-06 | 0.02652 | -0.002618 | 900 | Square Feet | ft2 | 966.2765 | 1413.8385 | 2853.4199 | 1.1367 | 1.2849 | 0 | 0 | 1098.3468 | 1607.0813 | 3243.424 | 1241.6094 | 1816.7006 | 3666.4793 | 2035 | Advanced | 999 | Prevailing local wages, Drive time, Local code requirements, Attic height, Roof slope, Access, Presence/condition/type of existing insulation, Existing construction and materials, Existing construction and materials, Moisture issues present, Condition of existing electrical system, Adequacy of existing ventilation, Presence of hazardous materials | 3 | 274 | 0.3875 | 2023 | Assumes for the reference case that raw material prices will increase over the coming decades. Assumed for the advanced case that energy dependency will move away from oil and gas causing a higher supply of raw materials used to make insulation which will lower the material costs. Typical costs assume a wall area of 900 sq ft as an example based on average sqft of a house to be 2,025, though wall areas and insulation amounts vary greatly by building.
146 | 2023 | Residential | Envelope | Unfinished Attic (Roof) | Spray Foam (Closed Cell) |  | Unfinished Attic (Roof) Spray Foam (Closed Cell) | 2023$/sqft | Unfinished Attic (Roof) |  | 0.16952 | 0.24385 | 0.50101 | R-value | ft2*degF*h/Btu | 5.5 | 6 | 42 | 42 | 0 | 0 | 0 | Square Feet | ft2 | 0 | 900 | 0 | 0 | 3.24e-06 | 0.025124 | -0.0024802 | 900 | Square Feet | ft2 | 915.4199 | 1339.426 | 2703.2399 | 1.1367 | 1.2849 | 0 | 0 | 1040.539 | 1522.4981 | 3072.7175 | 1176.2615 | 1721.0848 | 3473.5067 | 2040 | Advanced | 999 | Prevailing local wages, Drive time, Local code requirements, Attic height, Roof slope, Access, Presence/condition/type of existing insulation, Existing construction and materials, Existing construction and materials, Moisture issues present, Condition of existing electrical system, Adequacy of existing ventilation, Presence of hazardous materials | 3 | 274 | 0.3875 | 2023 | Assumes for the reference case that raw material prices will increase over the coming decades. Assumed for the advanced case that energy dependency will move away from oil and gas causing a higher supply of raw materials used to make insulation which will lower the material costs. Typical costs assume a wall area of 900 sq ft as an example based on average sqft of a house to be 2,025, though wall areas and insulation amounts vary greatly by building.
146 | 2023 | Residential | Envelope | Unfinished Attic (Roof) | Spray Foam (Closed Cell) |  | Unfinished Attic (Roof) Spray Foam (Closed Cell) | 2023$/sqft | Unfinished Attic (Roof) |  | 0.16105 | 0.23166 | 0.47596 | R-value | ft2*degF*h/Btu | 5.5 | 6 | 42 | 42 | 0 | 0 | 0 | Square Feet | ft2 | 0 | 900 | 0 | 0 | 3.078e-06 | 0.023868 | -0.0023562 | 900 | Square Feet | ft2 | 869.6489 | 1272.4547 | 2568.0779 | 1.1367 | 1.2849 | 0 | 0 | 988.5121 | 1446.3732 | 2919.0816 | 1117.4485 | 1635.0306 | 3299.8314 | 2045 | Advanced | 999 | Prevailing local wages, Drive time, Local code requirements, Attic height, Roof slope, Access, Presence/condition/type of existing insulation, Existing construction and materials, Existing construction and materials, Moisture issues present, Condition of existing electrical system, Adequacy of existing ventilation, Presence of hazardous materials | 3 | 274 | 0.3875 | 2023 | Assumes for the reference case that raw material prices will increase over the coming decades. Assumed for the advanced case that energy dependency will move away from oil and gas causing a higher supply of raw materials used to make insulation which will lower the material costs. Typical costs assume a wall area of 900 sq ft as an example based on average sqft of a house to be 2,025, though wall areas and insulation amounts vary greatly by building.
146 | 2023 | Residential | Envelope | Unfinished Attic (Roof) | Spray Foam (Closed Cell) |  | Unfinished Attic (Roof) Spray Foam (Closed Cell) | 2023$/sqft | Unfinished Attic (Roof) |  | 0.15257 | 0.21947 | 0.45091 | R-value | ft2*degF*h/Btu | 5.5 | 6 | 42 | 42 | 0 | 0 | 0 | Square Feet | ft2 | 0 | 900 | 0 | 0 | 2.916e-06 | 0.022611 | -0.0022322 | 900 | Square Feet | ft2 | 823.8779 | 1205.4834 | 2432.9159 | 1.1367 | 1.2849 | 0 | 0 | 936.4851 | 1370.2483 | 2765.4457 | 1058.6354 | 1548.9763 | 3126.156 | 2050 | Advanced | 999 | Prevailing local wages, Drive time, Local code requirements, Attic height, Roof slope, Access, Presence/condition/type of existing insulation, Existing construction and materials, Existing construction and materials, Moisture issues present, Condition of existing electrical system, Adequacy of existing ventilation, Presence of hazardous materials | 3 | 274 | 0.3875 | 2023 | Assumes for the reference case that raw material prices will increase over the coming decades. Assumed for the advanced case that energy dependency will move away from oil and gas causing a higher supply of raw materials used to make insulation which will lower the material costs. Typical costs assume a wall area of 900 sq ft as an example based on average sqft of a house to be 2,025, though wall areas and insulation amounts vary greatly by building.
147 | 2023 | Residential | Envelope | Unfinished Attic (Roof) | Spray Foam (Open Cell) |  | Unfinished Attic (Roof) Spray Foam (Open Cell) | 2023$/sqft | Unfinished Attic (Roof) |  | 0.14643 | 0.27345 | 0.42841 | R-value | ft2*degF*h/Btu | 3.7 | 6 | 25.8 | 25.8 | 0 | 0 | 0 | Square Feet | ft2 | 0 | 900 | 0 | 0 | 4e-06 | 0.031017 | -0.003062 | 900 | Square Feet | ft2 | 790.7094 | 1504.5453 | 2310.6582 | 1.1367 | 1.2853 | 0 | 0 | 898.7832 | 1710.1859 | 2626.4779 | 1016.3335 | 1933.8581 | 2969.9904 | 2023 | Reference | 999 | Prevailing local wages, Drive time, Local code requirements, Attic height, Roof slope, Access, Presence/condition/type of existing insulation, Existing construction and materials, Existing construction and materials, Moisture issues present, Condition of existing electrical system, Adequacy of existing ventilation, Presence of hazardous materials | 3 | 80 | 0.4672 | 2023 | Assumes for the reference case that raw material prices will increase over the coming decades. Assumed for the advanced case that energy dependency will move away from oil and gas causing a higher supply of raw materials used to make insulation which will lower the material costs. Typical costs assume a wall area of 900 sq ft as an example based on average sqft of a house to be 2,025, though wall areas and insulation amounts vary greatly by building.
147 | 2023 | Residential | Envelope | Unfinished Attic (Roof) | Spray Foam (Open Cell) |  | Unfinished Attic (Roof) Spray Foam (Open Cell) | 2023$/sqft | Unfinished Attic (Roof) |  | 0.16107 | 0.3008 | 0.47125 | R-value | ft2*degF*h/Btu | 3.7 | 6 | 25.8 | 25.8 | 0 | 0 | 0 | Square Feet | ft2 | 0 | 900 | 0 | 0 | 4.4e-06 | 0.034119 | -0.0033682 | 900 | Square Feet | ft2 | 869.7803 | 1654.9998 | 2541.724 | 1.1367 | 1.2853 | 0 | 0 | 988.6615 | 1881.2044 | 2889.1257 | 1117.9668 | 2127.2439 | 3266.9894 | 2030 | Reference | 999 | Prevailing local wages, Drive time, Local code requirements, Attic height, Roof slope, Access, Presence/condition/type of existing insulation, Existing construction and materials, Existing construction and materials, Moisture issues present, Condition of existing electrical system, Adequacy of existing ventilation, Presence of hazardous materials | 3 | 80 | 0.4672 | 2023 | Assumes for the reference case that raw material prices will increase over the coming decades. Assumed for the advanced case that energy dependency will move away from oil and gas causing a higher supply of raw materials used to make insulation which will lower the material costs. Typical costs assume a wall area of 900 sq ft as an example based on average sqft of a house to be 2,025, though wall areas and insulation amounts vary greatly by building.
147 | 2023 | Residential | Envelope | Unfinished Attic (Roof) | Spray Foam (Open Cell) |  | Unfinished Attic (Roof) Spray Foam (Open Cell) | 2023$/sqft | Unfinished Attic (Roof) |  | 0.16912 | 0.31583 | 0.49481 | R-value | ft2*degF*h/Btu | 3.7 | 6 | 25.8 | 25.8 | 0 | 0 | 0 | Square Feet | ft2 | 0 | 900 | 0 | 0 | 4.62e-06 | 0.035825 | -0.0035366 | 900 | Square Feet | ft2 | 913.2694 | 1737.7498 | 2668.8102 | 1.1367 | 1.2853 | 0 | 0 | 1038.0946 | 1975.2647 | 3033.582 | 1173.8652 | 2233.6061 | 3430.3389 | 2035 | Reference | 999 | Prevailing local wages, Drive time, Local code requirements, Attic height, Roof slope, Access, Presence/condition/type of existing insulation, Existing construction and materials, Existing construction and materials, Moisture issues present, Condition of existing electrical system, Adequacy of existing ventilation, Presence of hazardous materials | 3 | 80 | 0.4672 | 2023 | Assumes for the reference case that raw material prices will increase over the coming decades. Assumed for the advanced case that energy dependency will move away from oil and gas causing a higher supply of raw materials used to make insulation which will lower the material costs. Typical costs assume a wall area of 900 sq ft as an example based on average sqft of a house to be 2,025, though wall areas and insulation amounts vary greatly by building.
147 | 2023 | Residential | Envelope | Unfinished Attic (Roof) | Spray Foam (Open Cell) |  | Unfinished Attic (Roof) Spray Foam (Open Cell) | 2023$/sqft | Unfinished Attic (Roof) |  | 0.17718 | 0.33087 | 0.51838 | R-value | ft2*degF*h/Btu | 3.7 | 6 | 25.8 | 25.8 | 0 | 0 | 0 | Square Feet | ft2 | 0 | 900 | 0 | 0 | 4.84e-06 | 0.037531 | -0.003705 | 900 | Square Feet | ft2 | 956.7584 | 1820.4998 | 2795.8964 | 1.1367 | 1.2853 | 0 | 0 | 1087.5277 | 2069.3249 | 3178.0382 | 1229.7635 | 2339.9683 | 3593.6884 | 2040 | Reference | 999 | Prevailing local wages, Drive time, Local code requirements, Attic height, Roof slope, Access, Presence/condition/type of existing insulation, Existing construction and materials, Existing construction and materials, Moisture issues present, Condition of existing electrical system, Adequacy of existing ventilation, Presence of hazardous materials | 3 | 80 | 0.4672 | 2023 | Assumes for the reference case that raw material prices will increase over the coming decades. Assumed for the advanced case that energy dependency will move away from oil and gas causing a higher supply of raw materials used to make insulation which will lower the material costs. Typical costs assume a wall area of 900 sq ft as an example based on average sqft of a house to be 2,025, though wall areas and insulation amounts vary greatly by building.
147 | 2023 | Residential | Envelope | Unfinished Attic (Roof) | Spray Foam (Open Cell) |  | Unfinished Attic (Roof) Spray Foam (Open Cell) | 2023$/sqft | Unfinished Attic (Roof) |  | 0.18102 | 0.33805 | 0.52962 | R-value | ft2*degF*h/Btu | 3.7 | 6 | 25.8 | 25.8 | 0 | 0 | 0 | Square Feet | ft2 | 0 | 900 | 0 | 0 | 4.945e-06 | 0.038345 | -0.0037854 | 900 | Square Feet | ft2 | 977.5145 | 1859.9941 | 2856.5512 | 1.1367 | 1.2853 | 0 | 0 | 1111.1207 | 2114.2173 | 3246.9833 | 1256.4423 | 2390.7321 | 3671.6506 | 2045 | Reference | 999 | Prevailing local wages, Drive time, Local code requirements, Attic height, Roof slope, Access, Presence/condition/type of existing insulation, Existing construction and materials, Existing construction and materials, Moisture issues present, Condition of existing electrical system, Adequacy of existing ventilation, Presence of hazardous materials | 3 | 80 | 0.4672 | 2023 | Assumes for the reference case that raw material prices will increase over the coming decades. Assumed for the advanced case that energy dependency will move away from oil and gas causing a higher supply of raw materials used to make insulation which will lower the material costs. Typical costs assume a wall area of 900 sq ft as an example based on average sqft of a house to be 2,025, though wall areas and insulation amounts vary greatly by building.
147 | 2023 | Residential | Envelope | Unfinished Attic (Roof) | Spray Foam (Open Cell) |  | Unfinished Attic (Roof) Spray Foam (Open Cell) | 2023$/sqft | Unfinished Attic (Roof) |  | 0.18486 | 0.34523 | 0.54087 | R-value | ft2*degF*h/Btu | 3.7 | 6 | 25.8 | 25.8 | 0 | 0 | 0 | Square Feet | ft2 | 0 | 900 | 0 | 0 | 5.05e-06 | 0.039159 | -0.0038658 | 900 | Square Feet | ft2 | 998.2706 | 1899.4884 | 2917.206 | 1.1367 | 1.2853 | 0 | 0 | 1134.7138 | 2159.1096 | 3315.9283 | 1283.121 | 2441.4958 | 3749.6129 | 2050 | Reference | 999 | Prevailing local wages, Drive time, Local code requirements, Attic height, Roof slope, Access, Presence/condition/type of existing insulation, Existing construction and materials, Existing construction and materials, Moisture issues present, Condition of existing electrical system, Adequacy of existing ventilation, Presence of hazardous materials | 3 | 80 | 0.4672 | 2023 | Assumes for the reference case that raw material prices will increase over the coming decades. Assumed for the advanced case that energy dependency will move away from oil and gas causing a higher supply of raw materials used to make insulation which will lower the material costs. Typical costs assume a wall area of 900 sq ft as an example based on average sqft of a house to be 2,025, though wall areas and insulation amounts vary greatly by building.
147 | 2023 | Residential | Envelope | Unfinished Attic (Roof) | Spray Foam (Open Cell) |  | Unfinished Attic (Roof) Spray Foam (Open Cell) | 2023$/sqft | Unfinished Attic (Roof) |  | 0.14643 | 0.27345 | 0.42841 | R-value | ft2*degF*h/Btu | 3.7 | 6 | 25.8 | 25.8 | 0 | 0 | 0 | Square Feet | ft2 | 0 | 900 | 0 | 0 | 4e-06 | 0.031017 | -0.003062 | 900 | Square Feet | ft2 | 790.7094 | 1504.5453 | 2310.6582 | 1.1367 | 1.2853 | 0 | 0 | 898.7832 | 1710.1859 | 2626.4779 | 1016.3335 | 1933.8581 | 2969.9904 | 2023 | Intermediate | 999 | Prevailing local wages, Drive time, Local code requirements, Attic height, Roof slope, Access, Presence/condition/type of existing insulation, Existing construction and materials, Existing construction and materials, Moisture issues present, Condition of existing electrical system, Adequacy of existing ventilation, Presence of hazardous materials | 3 | 80 | 0.4672 | 2023 | Assumes for the reference case that raw material prices will increase over the coming decades. Assumed for the advanced case that energy dependency will move away from oil and gas causing a higher supply of raw materials used to make insulation which will lower the material costs. Typical costs assume a wall area of 900 sq ft as an example based on average sqft of a house to be 2,025, though wall areas and insulation amounts vary greatly by building.
147 | 2023 | Residential | Envelope | Unfinished Attic (Roof) | Spray Foam (Open Cell) |  | Unfinished Attic (Roof) Spray Foam (Open Cell) | 2023$/sqft | Unfinished Attic (Roof) |  | 0.14643 | 0.27345 | 0.42841 | R-value | ft2*degF*h/Btu | 3.7 | 6 | 25.8 | 25.8 | 0 | 0 | 0 | Square Feet | ft2 | 0 | 900 | 0 | 0 | 4e-06 | 0.031017 | -0.003062 | 900 | Square Feet | ft2 | 790.7094 | 1504.5453 | 2310.6582 | 1.1367 | 1.2853 | 0 | 0 | 898.7832 | 1710.1859 | 2626.4779 | 1016.3335 | 1933.8581 | 2969.9904 | 2030 | Intermediate | 999 | Prevailing local wages, Drive time, Local code requirements, Attic height, Roof slope, Access, Presence/condition/type of existing insulation, Existing construction and materials, Existing construction and materials, Moisture issues present, Condition of existing electrical system, Adequacy of existing ventilation, Presence of hazardous materials | 3 | 80 | 0.4672 | 2023 | Assumes for the reference case that raw material prices will increase over the coming decades. Assumed for the advanced case that energy dependency will move away from oil and gas causing a higher supply of raw materials used to make insulation which will lower the material costs. Typical costs assume a wall area of 900 sq ft as an example based on average sqft of a house to be 2,025, though wall areas and insulation amounts vary greatly by building.
147 | 2023 | Residential | Envelope | Unfinished Attic (Roof) | Spray Foam (Open Cell) |  | Unfinished Attic (Roof) Spray Foam (Open Cell) | 2023$/sqft | Unfinished Attic (Roof) |  | 0.14716 | 0.27482 | 0.43055 | R-value | ft2*degF*h/Btu | 3.7 | 6 | 25.8 | 25.8 | 0 | 0 | 0 | Square Feet | ft2 | 0 | 900 | 0 | 0 | 4.02e-06 | 0.031172 | -0.0030773 | 900 | Square Feet | ft2 | 794.6629 | 1512.068 | 2322.2115 | 1.1367 | 1.2853 | 0 | 0 | 903.2771 | 1718.7368 | 2639.6103 | 1021.4152 | 1943.5274 | 2984.8403 | 2035 | Intermediate | 999 | Prevailing local wages, Drive time, Local code requirements, Attic height, Roof slope, Access, Presence/condition/type of existing insulation, Existing construction and materials, Existing construction and materials, Moisture issues present, Condition of existing electrical system, Adequacy of existing ventilation, Presence of hazardous materials | 3 | 80 | 0.4672 | 2023 | Assumes for the reference case that raw material prices will increase over the coming decades. Assumed for the advanced case that energy dependency will move away from oil and gas causing a higher supply of raw materials used to make insulation which will lower the material costs. Typical costs assume a wall area of 900 sq ft as an example based on average sqft of a house to be 2,025, though wall areas and insulation amounts vary greatly by building.
147 | 2023 | Residential | Envelope | Unfinished Attic (Roof) | Spray Foam (Open Cell) |  | Unfinished Attic (Roof) Spray Foam (Open Cell) | 2023$/sqft | Unfinished Attic (Roof) |  | 0.14789 | 0.27618 | 0.43269 | R-value | ft2*degF*h/Btu | 3.7 | 6 | 25.8 | 25.8 | 0 | 0 | 0 | Square Feet | ft2 | 0 | 900 | 0 | 0 | 4.04e-06 | 0.031327 | -0.0030926 | 900 | Square Feet | ft2 | 798.6165 | 1519.5908 | 2333.7648 | 1.1367 | 1.2853 | 0 | 0 | 907.771 | 1727.2877 | 2652.7427 | 1026.4968 | 1953.1967 | 2999.6903 | 2040 | Intermediate | 999 | Prevailing local wages, Drive time, Local code requirements, Attic height, Roof slope, Access, Presence/condition/type of existing insulation, Existing construction and materials, Existing construction and materials, Moisture issues present, Condition of existing electrical system, Adequacy of existing ventilation, Presence of hazardous materials | 3 | 80 | 0.4672 | 2023 | Assumes for the reference case that raw material prices will increase over the coming decades. Assumed for the advanced case that energy dependency will move away from oil and gas causing a higher supply of raw materials used to make insulation which will lower the material costs. Typical costs assume a wall area of 900 sq ft as an example based on average sqft of a house to be 2,025, though wall areas and insulation amounts vary greatly by building.
147 | 2023 | Residential | Envelope | Unfinished Attic (Roof) | Spray Foam (Open Cell) |  | Unfinished Attic (Roof) Spray Foam (Open Cell) | 2023$/sqft | Unfinished Attic (Roof) |  | 0.14685 | 0.27424 | 0.42964 | R-value | ft2*degF*h/Btu | 3.7 | 6 | 25.8 | 25.8 | 0 | 0 | 0 | Square Feet | ft2 | 0 | 900 | 0 | 0 | 4.0115e-06 | 0.031106 | -0.0030708 | 900 | Square Feet | ft2 | 792.9827 | 1508.8709 | 2317.3013 | 1.1367 | 1.2853 | 0 | 0 | 901.3672 | 1715.1026 | 2634.029 | 1019.2554 | 1939.4179 | 2978.5291 | 2045 | Intermediate | 999 | Prevailing local wages, Drive time, Local code requirements, Attic height, Roof slope, Access, Presence/condition/type of existing insulation, Existing construction and materials, Existing construction and materials, Moisture issues present, Condition of existing electrical system, Adequacy of existing ventilation, Presence of hazardous materials | 3 | 80 | 0.4672 | 2023 | Assumes for the reference case that raw material prices will increase over the coming decades. Assumed for the advanced case that energy dependency will move away from oil and gas causing a higher supply of raw materials used to make insulation which will lower the material costs. Typical costs assume a wall area of 900 sq ft as an example based on average sqft of a house to be 2,025, though wall areas and insulation amounts vary greatly by building.
147 | 2023 | Residential | Envelope | Unfinished Attic (Roof) | Spray Foam (Open Cell) |  | Unfinished Attic (Roof) Spray Foam (Open Cell) | 2023$/sqft | Unfinished Attic (Roof) |  | 0.1458 | 0.27229 | 0.42659 | R-value | ft2*degF*h/Btu | 3.7 | 6 | 25.8 | 25.8 | 0 | 0 | 0 | Square Feet | ft2 | 0 | 900 | 0 | 0 | 3.983e-06 | 0.030885 | -0.003049 | 900 | Square Feet | ft2 | 787.3489 | 1498.151 | 2300.8379 | 1.1367 | 1.2853 | 0 | 0 | 894.9634 | 1702.9176 | 2615.3154 | 1012.0141 | 1925.6392 | 2957.3679 | 2050 | Intermediate | 999 | Prevailing local wages, Drive time, Local code requirements, Attic height, Roof slope, Access, Presence/condition/type of existing insulation, Existing construction and materials, Existing construction and materials, Moisture issues present, Condition of existing electrical system, Adequacy of existing ventilation, Presence of hazardous materials | 3 | 80 | 0.4672 | 2023 | Assumes for the reference case that raw material prices will increase over the coming decades. Assumed for the advanced case that energy dependency will move away from oil and gas causing a higher supply of raw materials used to make insulation which will lower the material costs. Typical costs assume a wall area of 900 sq ft as an example based on average sqft of a house to be 2,025, though wall areas and insulation amounts vary greatly by building.
147 | 2023 | Residential | Envelope | Unfinished Attic (Roof) | Spray Foam (Open Cell) |  | Unfinished Attic (Roof) Spray Foam (Open Cell) | 2023$/sqft | Unfinished Attic (Roof) |  | 0.14643 | 0.27345 | 0.42841 | R-value | ft2*degF*h/Btu | 3.7 | 6 | 25.8 | 25.8 | 0 | 0 | 0 | Square Feet | ft2 | 0 | 900 | 0 | 0 | 4e-06 | 0.031017 | -0.003062 | 900 | Square Feet | ft2 | 790.7094 | 1504.5453 | 2310.6582 | 1.1367 | 1.2853 | 0 | 0 | 898.7832 | 1710.1859 | 2626.4779 | 1016.3335 | 1933.8581 | 2969.9904 | 2023 | Advanced | 999 | Prevailing local wages, Drive time, Local code requirements, Attic height, Roof slope, Access, Presence/condition/type of existing insulation, Existing construction and materials, Existing construction and materials, Moisture issues present, Condition of existing electrical system, Adequacy of existing ventilation, Presence of hazardous materials | 3 | 80 | 0.4672 | 2023 | Assumes for the reference case that raw material prices will increase over the coming decades. Assumed for the advanced case that energy dependency will move away from oil and gas causing a higher supply of raw materials used to make insulation which will lower the material costs. Typical costs assume a wall area of 900 sq ft as an example based on average sqft of a house to be 2,025, though wall areas and insulation amounts vary greatly by building.
147 | 2023 | Residential | Envelope | Unfinished Attic (Roof) | Spray Foam (Open Cell) |  | Unfinished Attic (Roof) Spray Foam (Open Cell) | 2023$/sqft | Unfinished Attic (Roof) |  | 0.13178 | 0.24611 | 0.38557 | R-value | ft2*degF*h/Btu | 3.7 | 6 | 25.8 | 25.8 | 0 | 0 | 0 | Square Feet | ft2 | 0 | 900 | 0 | 0 | 3.6e-06 | 0.027915 | -0.0027558 | 900 | Square Feet | ft2 | 711.6385 | 1354.0908 | 2079.5924 | 1.1367 | 1.2853 | 0 | 0 | 808.9049 | 1539.1673 | 2363.8301 | 914.7001 | 1740.4723 | 2672.9913 | 2030 | Advanced | 999 | Prevailing local wages, Drive time, Local code requirements, Attic height, Roof slope, Access, Presence/condition/type of existing insulation, Existing construction and materials, Existing construction and materials, Moisture issues present, Condition of existing electrical system, Adequacy of existing ventilation, Presence of hazardous materials | 3 | 80 | 0.4672 | 2023 | Assumes for the reference case that raw material prices will increase over the coming decades. Assumed for the advanced case that energy dependency will move away from oil and gas causing a higher supply of raw materials used to make insulation which will lower the material costs. Typical costs assume a wall area of 900 sq ft as an example based on average sqft of a house to be 2,025, though wall areas and insulation amounts vary greatly by building.
147 | 2023 | Residential | Envelope | Unfinished Attic (Roof) | Spray Foam (Open Cell) |  | Unfinished Attic (Roof) Spray Foam (Open Cell) | 2023$/sqft | Unfinished Attic (Roof) |  | 0.1252 | 0.2338 | 0.36629 | R-value | ft2*degF*h/Btu | 3.7 | 6 | 25.8 | 25.8 | 0 | 0 | 0 | Square Feet | ft2 | 0 | 900 | 0 | 0 | 3.42e-06 | 0.02652 | -0.002618 | 900 | Square Feet | ft2 | 676.0565 | 1286.3862 | 1975.6128 | 1.1367 | 1.2853 | 0 | 0 | 768.4596 | 1462.2089 | 2245.6386 | 868.9651 | 1653.4487 | 2539.3418 | 2035 | Advanced | 999 | Prevailing local wages, Drive time, Local code requirements, Attic height, Roof slope, Access, Presence/condition/type of existing insulation, Existing construction and materials, Existing construction and materials, Moisture issues present, Condition of existing electrical system, Adequacy of existing ventilation, Presence of hazardous materials | 3 | 80 | 0.4672 | 2023 | Assumes for the reference case that raw material prices will increase over the coming decades. Assumed for the advanced case that energy dependency will move away from oil and gas causing a higher supply of raw materials used to make insulation which will lower the material costs. Typical costs assume a wall area of 900 sq ft as an example based on average sqft of a house to be 2,025, though wall areas and insulation amounts vary greatly by building.
147 | 2023 | Residential | Envelope | Unfinished Attic (Roof) | Spray Foam (Open Cell) |  | Unfinished Attic (Roof) Spray Foam (Open Cell) | 2023$/sqft | Unfinished Attic (Roof) |  | 0.11861 | 0.22149 | 0.34701 | R-value | ft2*degF*h/Btu | 3.7 | 6 | 25.8 | 25.8 | 0 | 0 | 0 | Square Feet | ft2 | 0 | 900 | 0 | 0 | 3.24e-06 | 0.025124 | -0.0024802 | 900 | Square Feet | ft2 | 640.4746 | 1218.6817 | 1871.6331 | 1.1367 | 1.2853 | 0 | 0 | 728.0144 | 1385.2505 | 2127.4471 | 823.2301 | 1566.4251 | 2405.6922 | 2040 | Advanced | 999 | Prevailing local wages, Drive time, Local code requirements, Attic height, Roof slope, Access, Presence/condition/type of existing insulation, Existing construction and materials, Existing construction and materials, Moisture issues present, Condition of existing electrical system, Adequacy of existing ventilation, Presence of hazardous materials | 3 | 80 | 0.4672 | 2023 | Assumes for the reference case that raw material prices will increase over the coming decades. Assumed for the advanced case that energy dependency will move away from oil and gas causing a higher supply of raw materials used to make insulation which will lower the material costs. Typical costs assume a wall area of 900 sq ft as an example based on average sqft of a house to be 2,025, though wall areas and insulation amounts vary greatly by building.
147 | 2023 | Residential | Envelope | Unfinished Attic (Roof) | Spray Foam (Open Cell) |  | Unfinished Attic (Roof) Spray Foam (Open Cell) | 2023$/sqft | Unfinished Attic (Roof) |  | 0.11268 | 0.21042 | 0.32966 | R-value | ft2*degF*h/Btu | 3.7 | 6 | 25.8 | 25.8 | 0 | 0 | 0 | Square Feet | ft2 | 0 | 900 | 0 | 0 | 3.078e-06 | 0.023868 | -0.0023562 | 900 | Square Feet | ft2 | 608.4509 | 1157.7476 | 1778.0515 | 1.1367 | 1.2853 | 0 | 0 | 691.6137 | 1315.988 | 2021.0747 | 782.0686 | 1488.1038 | 2285.4076 | 2045 | Advanced | 999 | Prevailing local wages, Drive time, Local code requirements, Attic height, Roof slope, Access, Presence/condition/type of existing insulation, Existing construction and materials, Existing construction and materials, Moisture issues present, Condition of existing electrical system, Adequacy of existing ventilation, Presence of hazardous materials | 3 | 80 | 0.4672 | 2023 | Assumes for the reference case that raw material prices will increase over the coming decades. Assumed for the advanced case that energy dependency will move away from oil and gas causing a higher supply of raw materials used to make insulation which will lower the material costs. Typical costs assume a wall area of 900 sq ft as an example based on average sqft of a house to be 2,025, though wall areas and insulation amounts vary greatly by building.
147 | 2023 | Residential | Envelope | Unfinished Attic (Roof) | Spray Foam (Open Cell) |  | Unfinished Attic (Roof) Spray Foam (Open Cell) | 2023$/sqft | Unfinished Attic (Roof) |  | 0.10675 | 0.19935 | 0.31231 | R-value | ft2*degF*h/Btu | 3.7 | 6 | 25.8 | 25.8 | 0 | 0 | 0 | Square Feet | ft2 | 0 | 900 | 0 | 0 | 2.916e-06 | 0.022611 | -0.0022322 | 900 | Square Feet | ft2 | 576.4272 | 1096.8135 | 1684.4698 | 1.1367 | 1.2853 | 0 | 0 | 655.2129 | 1246.7255 | 1914.7024 | 740.9071 | 1409.7826 | 2165.123 | 2050 | Advanced | 999 | Prevailing local wages, Drive time, Local code requirements, Attic height, Roof slope, Access, Presence/condition/type of existing insulation, Existing construction and materials, Existing construction and materials, Moisture issues present, Condition of existing electrical system, Adequacy of existing ventilation, Presence of hazardous materials | 3 | 80 | 0.4672 | 2023 | Assumes for the reference case that raw material prices will increase over the coming decades. Assumed for the advanced case that energy dependency will move away from oil and gas causing a higher supply of raw materials used to make insulation which will lower the material costs. Typical costs assume a wall area of 900 sq ft as an example based on average sqft of a house to be 2,025, though wall areas and insulation amounts vary greatly by building.
148 | 2023 | Residential | Envelope | Unfinished Basement (Ceiling) | Batt |  | Unfinished Basement (Ceiling) Batt | 2023$/sqft | Unfinished Basement (Ceiling) |  | 0.031667 | 0.043 | 0.052 | R-value | ft2*degF*h/Btu | 6 | 20 | 49 | 49 | 0 | 0 | 0 | Square Feet | ft2 | 0 | 900 | 0 | 0 | 0.15833 | 0.263 | 1.558 | 900 | Square Feet | ft2 | 712.5066 | 1010.7036 | 2338.2333 | 1 | 1 | 0.80364 | 0.97364 | 1435.7793 | 1733.9763 | 3061.506 | 1588.7793 | 1886.9763 | 3214.506 | 2023 | Reference | 999 | Prevailing local wages, Drive time, Local code requirements, Access, Presence/condition/type of existing insulation, Existing construction and materials, Moisture issues present, Presence of hazardous materials, Presence of hazardous materials, Extent of preparation, Accommodation for termite inspections | 4 | 93 | 0.1894 | 2023 | Assumes reference and advanced case are constant based on raw materials. Typical costs assume a wall area of 900 sq ft as an example based on average sqft of a house to be 2,025, though wall areas and insulation amounts vary greatly by building.
148 | 2023 | Residential | Envelope | Unfinished Basement (Ceiling) | Batt |  | Unfinished Basement (Ceiling) Batt | 2023$/sqft | Unfinished Basement (Ceiling) |  | 0.031667 | 0.043 | 0.052 | R-value | ft2*degF*h/Btu | 6 | 20 | 49 | 49 | 0 | 0 | 0 | Square Feet | ft2 | 0 | 900 | 0 | 0 | 0.15833 | 0.263 | 1.558 | 900 | Square Feet | ft2 | 712.5066 | 1010.7036 | 2338.2333 | 1 | 1 | 0.80364 | 0.97364 | 1435.7793 | 1733.9763 | 3061.506 | 1588.7793 | 1886.9763 | 3214.506 | 2030 | Reference | 999 | Prevailing local wages, Drive time, Local code requirements, Access, Presence/condition/type of existing insulation, Existing construction and materials, Moisture issues present, Presence of hazardous materials, Presence of hazardous materials, Extent of preparation, Accommodation for termite inspections | 4 | 93 | 0.1894 | 2023 | Assumes reference and advanced case are constant based on raw materials. Typical costs assume a wall area of 900 sq ft as an example based on average sqft of a house to be 2,025, though wall areas and insulation amounts vary greatly by building.
148 | 2023 | Residential | Envelope | Unfinished Basement (Ceiling) | Batt |  | Unfinished Basement (Ceiling) Batt | 2023$/sqft | Unfinished Basement (Ceiling) |  | 0.031667 | 0.043 | 0.052 | R-value | ft2*degF*h/Btu | 6 | 20 | 49 | 49 | 0 | 0 | 0 | Square Feet | ft2 | 0 | 900 | 0 | 0 | 0.15833 | 0.263 | 1.558 | 900 | Square Feet | ft2 | 712.5066 | 1010.7036 | 2338.2333 | 1 | 1 | 0.80364 | 0.97364 | 1435.7793 | 1733.9763 | 3061.506 | 1588.7793 | 1886.9763 | 3214.506 | 2035 | Reference | 999 | Prevailing local wages, Drive time, Local code requirements, Access, Presence/condition/type of existing insulation, Existing construction and materials, Moisture issues present, Presence of hazardous materials, Presence of hazardous materials, Extent of preparation, Accommodation for termite inspections | 4 | 93 | 0.1894 | 2023 | Assumes reference and advanced case are constant based on raw materials. Typical costs assume a wall area of 900 sq ft as an example based on average sqft of a house to be 2,025, though wall areas and insulation amounts vary greatly by building.
148 | 2023 | Residential | Envelope | Unfinished Basement (Ceiling) | Batt |  | Unfinished Basement (Ceiling) Batt | 2023$/sqft | Unfinished Basement (Ceiling) |  | 0.031667 | 0.043 | 0.052 | R-value | ft2*degF*h/Btu | 6 | 20 | 49 | 49 | 0 | 0 | 0 | Square Feet | ft2 | 0 | 900 | 0 | 0 | 0.15833 | 0.263 | 1.558 | 900 | Square Feet | ft2 | 712.5066 | 1010.7036 | 2338.2333 | 1 | 1 | 0.80364 | 0.97364 | 1435.7793 | 1733.9763 | 3061.506 | 1588.7793 | 1886.9763 | 3214.506 | 2040 | Reference | 999 | Prevailing local wages, Drive time, Local code requirements, Access, Presence/condition/type of existing insulation, Existing construction and materials, Moisture issues present, Presence of hazardous materials, Presence of hazardous materials, Extent of preparation, Accommodation for termite inspections | 4 | 93 | 0.1894 | 2023 | Assumes reference and advanced case are constant based on raw materials. Typical costs assume a wall area of 900 sq ft as an example based on average sqft of a house to be 2,025, though wall areas and insulation amounts vary greatly by building.
148 | 2023 | Residential | Envelope | Unfinished Basement (Ceiling) | Batt |  | Unfinished Basement (Ceiling) Batt | 2023$/sqft | Unfinished Basement (Ceiling) |  | 0.031667 | 0.043 | 0.052 | R-value | ft2*degF*h/Btu | 6 | 20 | 49 | 49 | 0 | 0 | 0 | Square Feet | ft2 | 0 | 900 | 0 | 0 | 0.15833 | 0.263 | 1.558 | 900 | Square Feet | ft2 | 712.5066 | 1010.7036 | 2338.2333 | 1 | 1 | 0.80364 | 0.97364 | 1435.7793 | 1733.9763 | 3061.506 | 1588.7793 | 1886.9763 | 3214.506 | 2045 | Reference | 999 | Prevailing local wages, Drive time, Local code requirements, Access, Presence/condition/type of existing insulation, Existing construction and materials, Moisture issues present, Presence of hazardous materials, Presence of hazardous materials, Extent of preparation, Accommodation for termite inspections | 4 | 93 | 0.1894 | 2023 | Assumes reference and advanced case are constant based on raw materials. Typical costs assume a wall area of 900 sq ft as an example based on average sqft of a house to be 2,025, though wall areas and insulation amounts vary greatly by building.
148 | 2023 | Residential | Envelope | Unfinished Basement (Ceiling) | Batt |  | Unfinished Basement (Ceiling) Batt | 2023$/sqft | Unfinished Basement (Ceiling) |  | 0.031667 | 0.043 | 0.052 | R-value | ft2*degF*h/Btu | 6 | 20 | 49 | 49 | 0 | 0 | 0 | Square Feet | ft2 | 0 | 900 | 0 | 0 | 0.15833 | 0.263 | 1.558 | 900 | Square Feet | ft2 | 712.5066 | 1010.7036 | 2338.2333 | 1 | 1 | 0.80364 | 0.97364 | 1435.7793 | 1733.9763 | 3061.506 | 1588.7793 | 1886.9763 | 3214.506 | 2050 | Reference | 999 | Prevailing local wages, Drive time, Local code requirements, Access, Presence/condition/type of existing insulation, Existing construction and materials, Moisture issues present, Presence of hazardous materials, Presence of hazardous materials, Extent of preparation, Accommodation for termite inspections | 4 | 93 | 0.1894 | 2023 | Assumes reference and advanced case are constant based on raw materials. Typical costs assume a wall area of 900 sq ft as an example based on average sqft of a house to be 2,025, though wall areas and insulation amounts vary greatly by building.
148 | 2023 | Residential | Envelope | Unfinished Basement (Ceiling) | Batt |  | Unfinished Basement (Ceiling) Batt | 2023$/sqft | Unfinished Basement (Ceiling) |  | 0.031667 | 0.043 | 0.052 | R-value | ft2*degF*h/Btu | 6 | 20 | 49 | 49 | 0 | 0 | 0 | Square Feet | ft2 | 0 | 900 | 0 | 0 | 0.15833 | 0.263 | 1.558 | 900 | Square Feet | ft2 | 712.5066 | 1010.7036 | 2338.2333 | 1 | 1 | 0.80364 | 0.97364 | 1435.7793 | 1733.9763 | 3061.506 | 1588.7793 | 1886.9763 | 3214.506 | 2023 | Intermediate | 999 | Prevailing local wages, Drive time, Local code requirements, Access, Presence/condition/type of existing insulation, Existing construction and materials, Moisture issues present, Presence of hazardous materials, Presence of hazardous materials, Extent of preparation, Accommodation for termite inspections | 4 | 93 | 0.1894 | 2023 | Assumes reference and advanced case are constant based on raw materials. Typical costs assume a wall area of 900 sq ft as an example based on average sqft of a house to be 2,025, though wall areas and insulation amounts vary greatly by building.
148 | 2023 | Residential | Envelope | Unfinished Basement (Ceiling) | Batt |  | Unfinished Basement (Ceiling) Batt | 2023$/sqft | Unfinished Basement (Ceiling) |  | 0.031667 | 0.043 | 0.052 | R-value | ft2*degF*h/Btu | 6 | 20 | 49 | 49 | 0 | 0 | 0 | Square Feet | ft2 | 0 | 900 | 0 | 0 | 0.15833 | 0.263 | 1.558 | 900 | Square Feet | ft2 | 712.5066 | 1010.7036 | 2338.2333 | 1 | 1 | 0.80364 | 0.97364 | 1435.7793 | 1733.9763 | 3061.506 | 1588.7793 | 1886.9763 | 3214.506 | 2030 | Intermediate | 999 | Prevailing local wages, Drive time, Local code requirements, Access, Presence/condition/type of existing insulation, Existing construction and materials, Moisture issues present, Presence of hazardous materials, Presence of hazardous materials, Extent of preparation, Accommodation for termite inspections | 4 | 93 | 0.1894 | 2023 | Assumes reference and advanced case are constant based on raw materials. Typical costs assume a wall area of 900 sq ft as an example based on average sqft of a house to be 2,025, though wall areas and insulation amounts vary greatly by building.
148 | 2023 | Residential | Envelope | Unfinished Basement (Ceiling) | Batt |  | Unfinished Basement (Ceiling) Batt | 2023$/sqft | Unfinished Basement (Ceiling) |  | 0.031667 | 0.043 | 0.052 | R-value | ft2*degF*h/Btu | 6 | 20 | 49 | 49 | 0 | 0 | 0 | Square Feet | ft2 | 0 | 900 | 0 | 0 | 0.15833 | 0.263 | 1.558 | 900 | Square Feet | ft2 | 712.5066 | 1010.7036 | 2338.2333 | 1 | 1 | 0.80364 | 0.97364 | 1435.7793 | 1733.9763 | 3061.506 | 1588.7793 | 1886.9763 | 3214.506 | 2035 | Intermediate | 999 | Prevailing local wages, Drive time, Local code requirements, Access, Presence/condition/type of existing insulation, Existing construction and materials, Moisture issues present, Presence of hazardous materials, Presence of hazardous materials, Extent of preparation, Accommodation for termite inspections | 4 | 93 | 0.1894 | 2023 | Assumes reference and advanced case are constant based on raw materials. Typical costs assume a wall area of 900 sq ft as an example based on average sqft of a house to be 2,025, though wall areas and insulation amounts vary greatly by building.
148 | 2023 | Residential | Envelope | Unfinished Basement (Ceiling) | Batt |  | Unfinished Basement (Ceiling) Batt | 2023$/sqft | Unfinished Basement (Ceiling) |  | 0.031667 | 0.043 | 0.052 | R-value | ft2*degF*h/Btu | 6 | 20 | 49 | 49 | 0 | 0 | 0 | Square Feet | ft2 | 0 | 900 | 0 | 0 | 0.15833 | 0.263 | 1.558 | 900 | Square Feet | ft2 | 712.5066 | 1010.7036 | 2338.2333 | 1 | 1 | 0.80364 | 0.97364 | 1435.7793 | 1733.9763 | 3061.506 | 1588.7793 | 1886.9763 | 3214.506 | 2040 | Intermediate | 999 | Prevailing local wages, Drive time, Local code requirements, Access, Presence/condition/type of existing insulation, Existing construction and materials, Moisture issues present, Presence of hazardous materials, Presence of hazardous materials, Extent of preparation, Accommodation for termite inspections | 4 | 93 | 0.1894 | 2023 | Assumes reference and advanced case are constant based on raw materials. Typical costs assume a wall area of 900 sq ft as an example based on average sqft of a house to be 2,025, though wall areas and insulation amounts vary greatly by building.
148 | 2023 | Residential | Envelope | Unfinished Basement (Ceiling) | Batt |  | Unfinished Basement (Ceiling) Batt | 2023$/sqft | Unfinished Basement (Ceiling) |  | 0.031667 | 0.043 | 0.052 | R-value | ft2*degF*h/Btu | 6 | 20 | 49 | 49 | 0 | 0 | 0 | Square Feet | ft2 | 0 | 900 | 0 | 0 | 0.15833 | 0.263 | 1.558 | 900 | Square Feet | ft2 | 712.5066 | 1010.7036 | 2338.2333 | 1 | 1 | 0.80364 | 0.97364 | 1435.7793 | 1733.9763 | 3061.506 | 1588.7793 | 1886.9763 | 3214.506 | 2045 | Intermediate | 999 | Prevailing local wages, Drive time, Local code requirements, Access, Presence/condition/type of existing insulation, Existing construction and materials, Moisture issues present, Presence of hazardous materials, Presence of hazardous materials, Extent of preparation, Accommodation for termite inspections | 4 | 93 | 0.1894 | 2023 | Assumes reference and advanced case are constant based on raw materials. Typical costs assume a wall area of 900 sq ft as an example based on average sqft of a house to be 2,025, though wall areas and insulation amounts vary greatly by building.
148 | 2023 | Residential | Envelope | Unfinished Basement (Ceiling) | Batt |  | Unfinished Basement (Ceiling) Batt | 2023$/sqft | Unfinished Basement (Ceiling) |  | 0.031667 | 0.043 | 0.052 | R-value | ft2*degF*h/Btu | 6 | 20 | 49 | 49 | 0 | 0 | 0 | Square Feet | ft2 | 0 | 900 | 0 | 0 | 0.15833 | 0.263 | 1.558 | 900 | Square Feet | ft2 | 712.5066 | 1010.7036 | 2338.2333 | 1 | 1 | 0.80364 | 0.97364 | 1435.7793 | 1733.9763 | 3061.506 | 1588.7793 | 1886.9763 | 3214.506 | 2050 | Intermediate | 999 | Prevailing local wages, Drive time, Local code requirements, Access, Presence/condition/type of existing insulation, Existing construction and materials, Moisture issues present, Presence of hazardous materials, Presence of hazardous materials, Extent of preparation, Accommodation for termite inspections | 4 | 93 | 0.1894 | 2023 | Assumes reference and advanced case are constant based on raw materials. Typical costs assume a wall area of 900 sq ft as an example based on average sqft of a house to be 2,025, though wall areas and insulation amounts vary greatly by building.
148 | 2023 | Residential | Envelope | Unfinished Basement (Ceiling) | Batt |  | Unfinished Basement (Ceiling) Batt | 2023$/sqft | Unfinished Basement (Ceiling) |  | 0.031667 | 0.043 | 0.052 | R-value | ft2*degF*h/Btu | 6 | 20 | 49 | 49 | 0 | 0 | 0 | Square Feet | ft2 | 0 | 900 | 0 | 0 | 0.15833 | 0.263 | 1.558 | 900 | Square Feet | ft2 | 712.5066 | 1010.7036 | 2338.2333 | 1 | 1 | 0.80364 | 0.97364 | 1435.7793 | 1733.9763 | 3061.506 | 1588.7793 | 1886.9763 | 3214.506 | 2023 | Advanced | 999 | Prevailing local wages, Drive time, Local code requirements, Access, Presence/condition/type of existing insulation, Existing construction and materials, Moisture issues present, Presence of hazardous materials, Presence of hazardous materials, Extent of preparation, Accommodation for termite inspections | 4 | 93 | 0.1894 | 2023 | Assumes reference and advanced case are constant based on raw materials. Typical costs assume a wall area of 900 sq ft as an example based on average sqft of a house to be 2,025, though wall areas and insulation amounts vary greatly by building.
148 | 2023 | Residential | Envelope | Unfinished Basement (Ceiling) | Batt |  | Unfinished Basement (Ceiling) Batt | 2023$/sqft | Unfinished Basement (Ceiling) |  | 0.031667 | 0.043 | 0.052 | R-value | ft2*degF*h/Btu | 6 | 20 | 49 | 49 | 0 | 0 | 0 | Square Feet | ft2 | 0 | 900 | 0 | 0 | 0.15833 | 0.263 | 1.558 | 900 | Square Feet | ft2 | 712.5066 | 1010.7036 | 2338.2333 | 1 | 1 | 0.80364 | 0.97364 | 1435.7793 | 1733.9763 | 3061.506 | 1588.7793 | 1886.9763 | 3214.506 | 2030 | Advanced | 999 | Prevailing local wages, Drive time, Local code requirements, Access, Presence/condition/type of existing insulation, Existing construction and materials, Moisture issues present, Presence of hazardous materials, Presence of hazardous materials, Extent of preparation, Accommodation for termite inspections | 4 | 93 | 0.1894 | 2023 | Assumes reference and advanced case are constant based on raw materials. Typical costs assume a wall area of 900 sq ft as an example based on average sqft of a house to be 2,025, though wall areas and insulation amounts vary greatly by building.
148 | 2023 | Residential | Envelope | Unfinished Basement (Ceiling) | Batt |  | Unfinished Basement (Ceiling) Batt | 2023$/sqft | Unfinished Basement (Ceiling) |  | 0.031667 | 0.043 | 0.052 | R-value | ft2*degF*h/Btu | 6 | 20 | 49 | 49 | 0 | 0 | 0 | Square Feet | ft2 | 0 | 900 | 0 | 0 | 0.15833 | 0.263 | 1.558 | 900 | Square Feet | ft2 | 712.5066 | 1010.7036 | 2338.2333 | 1 | 1 | 0.80364 | 0.97364 | 1435.7793 | 1733.9763 | 3061.506 | 1588.7793 | 1886.9763 | 3214.506 | 2035 | Advanced | 999 | Prevailing local wages, Drive time, Local code requirements, Access, Presence/condition/type of existing insulation, Existing construction and materials, Moisture issues present, Presence of hazardous materials, Presence of hazardous materials, Extent of preparation, Accommodation for termite inspections | 4 | 93 | 0.1894 | 2023 | Assumes reference and advanced case are constant based on raw materials. Typical costs assume a wall area of 900 sq ft as an example based on average sqft of a house to be 2,025, though wall areas and insulation amounts vary greatly by building.
148 | 2023 | Residential | Envelope | Unfinished Basement (Ceiling) | Batt |  | Unfinished Basement (Ceiling) Batt | 2023$/sqft | Unfinished Basement (Ceiling) |  | 0.031667 | 0.043 | 0.052 | R-value | ft2*degF*h/Btu | 6 | 20 | 49 | 49 | 0 | 0 | 0 | Square Feet | ft2 | 0 | 900 | 0 | 0 | 0.15833 | 0.263 | 1.558 | 900 | Square Feet | ft2 | 712.5066 | 1010.7036 | 2338.2333 | 1 | 1 | 0.80364 | 0.97364 | 1435.7793 | 1733.9763 | 3061.506 | 1588.7793 | 1886.9763 | 3214.506 | 2040 | Advanced | 999 | Prevailing local wages, Drive time, Local code requirements, Access, Presence/condition/type of existing insulation, Existing construction and materials, Moisture issues present, Presence of hazardous materials, Presence of hazardous materials, Extent of preparation, Accommodation for termite inspections | 4 | 93 | 0.1894 | 2023 | Assumes reference and advanced case are constant based on raw materials. Typical costs assume a wall area of 900 sq ft as an example based on average sqft of a house to be 2,025, though wall areas and insulation amounts vary greatly by building.
148 | 2023 | Residential | Envelope | Unfinished Basement (Ceiling) | Batt |  | Unfinished Basement (Ceiling) Batt | 2023$/sqft | Unfinished Basement (Ceiling) |  | 0.031667 | 0.043 | 0.052 | R-value | ft2*degF*h/Btu | 6 | 20 | 49 | 49 | 0 | 0 | 0 | Square Feet | ft2 | 0 | 900 | 0 | 0 | 0.15833 | 0.263 | 1.558 | 900 | Square Feet | ft2 | 712.5066 | 1010.7036 | 2338.2333 | 1 | 1 | 0.80364 | 0.97364 | 1435.7793 | 1733.9763 | 3061.506 | 1588.7793 | 1886.9763 | 3214.506 | 2045 | Advanced | 999 | Prevailing local wages, Drive time, Local code requirements, Access, Presence/condition/type of existing insulation, Existing construction and materials, Moisture issues present, Presence of hazardous materials, Presence of hazardous materials, Extent of preparation, Accommodation for termite inspections | 4 | 93 | 0.1894 | 2023 | Assumes reference and advanced case are constant based on raw materials. Typical costs assume a wall area of 900 sq ft as an example based on average sqft of a house to be 2,025, though wall areas and insulation amounts vary greatly by building.
148 | 2023 | Residential | Envelope | Unfinished Basement (Ceiling) | Batt |  | Unfinished Basement (Ceiling) Batt | 2023$/sqft | Unfinished Basement (Ceiling) |  | 0.031667 | 0.043 | 0.052 | R-value | ft2*degF*h/Btu | 6 | 20 | 49 | 49 | 0 | 0 | 0 | Square Feet | ft2 | 0 | 900 | 0 | 0 | 0.15833 | 0.263 | 1.558 | 900 | Square Feet | ft2 | 712.5066 | 1010.7036 | 2338.2333 | 1 | 1 | 0.80364 | 0.97364 | 1435.7793 | 1733.9763 | 3061.506 | 1588.7793 | 1886.9763 | 3214.506 | 2050 | Advanced | 999 | Prevailing local wages, Drive time, Local code requirements, Access, Presence/condition/type of existing insulation, Existing construction and materials, Moisture issues present, Presence of hazardous materials, Presence of hazardous materials, Extent of preparation, Accommodation for termite inspections | 4 | 93 | 0.1894 | 2023 | Assumes reference and advanced case are constant based on raw materials. Typical costs assume a wall area of 900 sq ft as an example based on average sqft of a house to be 2,025, though wall areas and insulation amounts vary greatly by building.
149 | 2023 | Residential | Envelope | Unfinished Basement (Ceiling) | Spray Foam (Closed Cell) |  | Unfinished Basement (Ceiling) Spray Foam (Closed Cell) | 2023$/sqft | Unfinished Basement (Ceiling) |  | 0.20929 | 0.30106 | 0.61853 | R-value | ft2*degF*h/Btu | 5.5 | 6 | 42 | 42 | 0 | 0 | 0 | Square Feet | ft2 | 0 | 900 | 0 | 0 | 4e-06 | 0.031017 | -0.003062 | 900 | Square Feet | ft2 | 1130.148 | 1653.6123 | 3337.3332 | 1.1367 | 1.2849 | 0 | 0 | 1284.6161 | 1879.6273 | 3793.4784 | 1452.1747 | 2124.796 | 4288.2799 | 2023 | Reference | 999 | Prevailing local wages, Drive time, Local code requirements, Access, Presence/condition/type of existing insulation, Existing construction and materials, Moisture issues present, Presence of hazardous materials, Presence of hazardous materials, Extent of preparation, Accommodation for termite inspections | 3 | 274 | 0.3875 | 2023 | Assumes for the reference case that raw material prices will increase over the coming decades. Assumed for the advanced case that energy dependency will move away from oil and gas causing a higher supply of raw materials used to make insulation which will lower the material costs. Typical costs assume a wall area of 900 sq ft as an example based on average sqft of a house to be 2,025, though wall areas and insulation amounts vary greatly by building.
149 | 2023 | Residential | Envelope | Unfinished Basement (Ceiling) | Spray Foam (Closed Cell) |  | Unfinished Basement (Ceiling) Spray Foam (Closed Cell) | 2023$/sqft | Unfinished Basement (Ceiling) |  | 0.23021 | 0.33116 | 0.68039 | R-value | ft2*degF*h/Btu | 5.5 | 6 | 42 | 42 | 0 | 0 | 0 | Square Feet | ft2 | 0 | 900 | 0 | 0 | 4.4e-06 | 0.034119 | -0.0033682 | 900 | Square Feet | ft2 | 1243.1628 | 1818.9735 | 3671.0665 | 1.1367 | 1.2849 | 0 | 0 | 1413.0777 | 2067.59 | 4172.8262 | 1597.3922 | 2337.2756 | 4717.1079 | 2030 | Reference | 999 | Prevailing local wages, Drive time, Local code requirements, Access, Presence/condition/type of existing insulation, Existing construction and materials, Moisture issues present, Presence of hazardous materials, Presence of hazardous materials, Extent of preparation, Accommodation for termite inspections | 3 | 274 | 0.3875 | 2023 | Assumes for the reference case that raw material prices will increase over the coming decades. Assumed for the advanced case that energy dependency will move away from oil and gas causing a higher supply of raw materials used to make insulation which will lower the material costs. Typical costs assume a wall area of 900 sq ft as an example based on average sqft of a house to be 2,025, though wall areas and insulation amounts vary greatly by building.
149 | 2023 | Residential | Envelope | Unfinished Basement (Ceiling) | Spray Foam (Closed Cell) |  | Unfinished Basement (Ceiling) Spray Foam (Closed Cell) | 2023$/sqft | Unfinished Basement (Ceiling) |  | 0.24173 | 0.34772 | 0.71441 | R-value | ft2*degF*h/Btu | 5.5 | 6 | 42 | 42 | 0 | 0 | 0 | Square Feet | ft2 | 0 | 900 | 0 | 0 | 4.62e-06 | 0.035825 | -0.0035366 | 900 | Square Feet | ft2 | 1305.3209 | 1909.9222 | 3854.6198 | 1.1367 | 1.2849 | 0 | 0 | 1483.7316 | 2170.9695 | 4381.4675 | 1677.2618 | 2454.1394 | 4952.9633 | 2035 | Reference | 999 | Prevailing local wages, Drive time, Local code requirements, Access, Presence/condition/type of existing insulation, Existing construction and materials, Moisture issues present, Presence of hazardous materials, Presence of hazardous materials, Extent of preparation, Accommodation for termite inspections | 3 | 274 | 0.3875 | 2023 | Assumes for the reference case that raw material prices will increase over the coming decades. Assumed for the advanced case that energy dependency will move away from oil and gas causing a higher supply of raw materials used to make insulation which will lower the material costs. Typical costs assume a wall area of 900 sq ft as an example based on average sqft of a house to be 2,025, though wall areas and insulation amounts vary greatly by building.
149 | 2023 | Residential | Envelope | Unfinished Basement (Ceiling) | Spray Foam (Closed Cell) |  | Unfinished Basement (Ceiling) Spray Foam (Closed Cell) | 2023$/sqft | Unfinished Basement (Ceiling) |  | 0.25324 | 0.36428 | 0.74843 | R-value | ft2*degF*h/Btu | 5.5 | 6 | 42 | 42 | 0 | 0 | 0 | Square Feet | ft2 | 0 | 900 | 0 | 0 | 4.84e-06 | 0.037531 | -0.003705 | 900 | Square Feet | ft2 | 1367.4791 | 2000.8709 | 4038.1732 | 1.1367 | 1.2849 | 0 | 0 | 1554.3855 | 2274.349 | 4590.1088 | 1757.1314 | 2571.0032 | 5188.8187 | 2040 | Reference | 999 | Prevailing local wages, Drive time, Local code requirements, Access, Presence/condition/type of existing insulation, Existing construction and materials, Moisture issues present, Presence of hazardous materials, Presence of hazardous materials, Extent of preparation, Accommodation for termite inspections | 3 | 274 | 0.3875 | 2023 | Assumes for the reference case that raw material prices will increase over the coming decades. Assumed for the advanced case that energy dependency will move away from oil and gas causing a higher supply of raw materials used to make insulation which will lower the material costs. Typical costs assume a wall area of 900 sq ft as an example based on average sqft of a house to be 2,025, though wall areas and insulation amounts vary greatly by building.
149 | 2023 | Residential | Envelope | Unfinished Basement (Ceiling) | Spray Foam (Closed Cell) |  | Unfinished Basement (Ceiling) Spray Foam (Closed Cell) | 2023$/sqft | Unfinished Basement (Ceiling) |  | 0.25873 | 0.37218 | 0.76466 | R-value | ft2*degF*h/Btu | 5.5 | 6 | 42 | 42 | 0 | 0 | 0 | Square Feet | ft2 | 0 | 900 | 0 | 0 | 4.945e-06 | 0.038345 | -0.0037854 | 900 | Square Feet | ft2 | 1397.1455 | 2044.2782 | 4125.7782 | 1.1367 | 1.2849 | 0 | 0 | 1588.1067 | 2323.6892 | 4689.6876 | 1795.251 | 2626.7791 | 5301.386 | 2045 | Reference | 999 | Prevailing local wages, Drive time, Local code requirements, Access, Presence/condition/type of existing insulation, Existing construction and materials, Moisture issues present, Presence of hazardous materials, Presence of hazardous materials, Extent of preparation, Accommodation for termite inspections | 3 | 274 | 0.3875 | 2023 | Assumes for the reference case that raw material prices will increase over the coming decades. Assumed for the advanced case that energy dependency will move away from oil and gas causing a higher supply of raw materials used to make insulation which will lower the material costs. Typical costs assume a wall area of 900 sq ft as an example based on average sqft of a house to be 2,025, though wall areas and insulation amounts vary greatly by building.
149 | 2023 | Residential | Envelope | Unfinished Basement (Ceiling) | Spray Foam (Closed Cell) |  | Unfinished Basement (Ceiling) Spray Foam (Closed Cell) | 2023$/sqft | Unfinished Basement (Ceiling) |  | 0.26422 | 0.38008 | 0.7809 | R-value | ft2*degF*h/Btu | 5.5 | 6 | 42 | 42 | 0 | 0 | 0 | Square Feet | ft2 | 0 | 900 | 0 | 0 | 5.05e-06 | 0.039159 | -0.0038658 | 900 | Square Feet | ft2 | 1426.8119 | 2087.6855 | 4213.3832 | 1.1367 | 1.2849 | 0 | 0 | 1621.8278 | 2373.0294 | 4789.2664 | 1833.3706 | 2682.555 | 5413.9533 | 2050 | Reference | 999 | Prevailing local wages, Drive time, Local code requirements, Access, Presence/condition/type of existing insulation, Existing construction and materials, Moisture issues present, Presence of hazardous materials, Presence of hazardous materials, Extent of preparation, Accommodation for termite inspections | 3 | 274 | 0.3875 | 2023 | Assumes for the reference case that raw material prices will increase over the coming decades. Assumed for the advanced case that energy dependency will move away from oil and gas causing a higher supply of raw materials used to make insulation which will lower the material costs. Typical costs assume a wall area of 900 sq ft as an example based on average sqft of a house to be 2,025, though wall areas and insulation amounts vary greatly by building.
149 | 2023 | Residential | Envelope | Unfinished Basement (Ceiling) | Spray Foam (Closed Cell) |  | Unfinished Basement (Ceiling) Spray Foam (Closed Cell) | 2023$/sqft | Unfinished Basement (Ceiling) |  | 0.20929 | 0.30106 | 0.61853 | R-value | ft2*degF*h/Btu | 5.5 | 6 | 42 | 42 | 0 | 0 | 0 | Square Feet | ft2 | 0 | 900 | 0 | 0 | 4e-06 | 0.031017 | -0.003062 | 900 | Square Feet | ft2 | 1130.148 | 1653.6123 | 3337.3332 | 1.1367 | 1.2849 | 0 | 0 | 1284.6161 | 1879.6273 | 3793.4784 | 1452.1747 | 2124.796 | 4288.2799 | 2023 | Intermediate | 999 | Prevailing local wages, Drive time, Local code requirements, Access, Presence/condition/type of existing insulation, Existing construction and materials, Moisture issues present, Presence of hazardous materials, Presence of hazardous materials, Extent of preparation, Accommodation for termite inspections | 3 | 274 | 0.3875 | 2023 | Assumes for the reference case that raw material prices will increase over the coming decades. Assumed for the advanced case that energy dependency will move away from oil and gas causing a higher supply of raw materials used to make insulation which will lower the material costs. Typical costs assume a wall area of 900 sq ft as an example based on average sqft of a house to be 2,025, though wall areas and insulation amounts vary greatly by building.
149 | 2023 | Residential | Envelope | Unfinished Basement (Ceiling) | Spray Foam (Closed Cell) |  | Unfinished Basement (Ceiling) Spray Foam (Closed Cell) | 2023$/sqft | Unfinished Basement (Ceiling) |  | 0.20929 | 0.30106 | 0.61853 | R-value | ft2*degF*h/Btu | 5.5 | 6 | 42 | 42 | 0 | 0 | 0 | Square Feet | ft2 | 0 | 900 | 0 | 0 | 4e-06 | 0.031017 | -0.003062 | 900 | Square Feet | ft2 | 1130.148 | 1653.6123 | 3337.3332 | 1.1367 | 1.2849 | 0 | 0 | 1284.6161 | 1879.6273 | 3793.4784 | 1452.1747 | 2124.796 | 4288.2799 | 2030 | Intermediate | 999 | Prevailing local wages, Drive time, Local code requirements, Access, Presence/condition/type of existing insulation, Existing construction and materials, Moisture issues present, Presence of hazardous materials, Presence of hazardous materials, Extent of preparation, Accommodation for termite inspections | 3 | 274 | 0.3875 | 2023 | Assumes for the reference case that raw material prices will increase over the coming decades. Assumed for the advanced case that energy dependency will move away from oil and gas causing a higher supply of raw materials used to make insulation which will lower the material costs. Typical costs assume a wall area of 900 sq ft as an example based on average sqft of a house to be 2,025, though wall areas and insulation amounts vary greatly by building.
149 | 2023 | Residential | Envelope | Unfinished Basement (Ceiling) | Spray Foam (Closed Cell) |  | Unfinished Basement (Ceiling) Spray Foam (Closed Cell) | 2023$/sqft | Unfinished Basement (Ceiling) |  | 0.21033 | 0.30256 | 0.62163 | R-value | ft2*degF*h/Btu | 5.5 | 6 | 42 | 42 | 0 | 0 | 0 | Square Feet | ft2 | 0 | 900 | 0 | 0 | 4.02e-06 | 0.031172 | -0.0030773 | 900 | Square Feet | ft2 | 1135.7987 | 1661.8804 | 3354.0199 | 1.1367 | 1.2849 | 0 | 0 | 1291.0392 | 1889.0254 | 3812.4457 | 1459.4356 | 2135.42 | 4309.7213 | 2035 | Intermediate | 999 | Prevailing local wages, Drive time, Local code requirements, Access, Presence/condition/type of existing insulation, Existing construction and materials, Moisture issues present, Presence of hazardous materials, Presence of hazardous materials, Extent of preparation, Accommodation for termite inspections | 3 | 274 | 0.3875 | 2023 | Assumes for the reference case that raw material prices will increase over the coming decades. Assumed for the advanced case that energy dependency will move away from oil and gas causing a higher supply of raw materials used to make insulation which will lower the material costs. Typical costs assume a wall area of 900 sq ft as an example based on average sqft of a house to be 2,025, though wall areas and insulation amounts vary greatly by building.
149 | 2023 | Residential | Envelope | Unfinished Basement (Ceiling) | Spray Foam (Closed Cell) |  | Unfinished Basement (Ceiling) Spray Foam (Closed Cell) | 2023$/sqft | Unfinished Basement (Ceiling) |  | 0.21138 | 0.30407 | 0.62472 | R-value | ft2*degF*h/Btu | 5.5 | 6 | 42 | 42 | 0 | 0 | 0 | Square Feet | ft2 | 0 | 900 | 0 | 0 | 4.04e-06 | 0.031327 | -0.0030926 | 900 | Square Feet | ft2 | 1141.4495 | 1670.1484 | 3370.7065 | 1.1367 | 1.2849 | 0 | 0 | 1297.4623 | 1898.4235 | 3831.4131 | 1466.6965 | 2146.044 | 4331.1627 | 2040 | Intermediate | 999 | Prevailing local wages, Drive time, Local code requirements, Access, Presence/condition/type of existing insulation, Existing construction and materials, Moisture issues present, Presence of hazardous materials, Presence of hazardous materials, Extent of preparation, Accommodation for termite inspections | 3 | 274 | 0.3875 | 2023 | Assumes for the reference case that raw material prices will increase over the coming decades. Assumed for the advanced case that energy dependency will move away from oil and gas causing a higher supply of raw materials used to make insulation which will lower the material costs. Typical costs assume a wall area of 900 sq ft as an example based on average sqft of a house to be 2,025, though wall areas and insulation amounts vary greatly by building.
149 | 2023 | Residential | Envelope | Unfinished Basement (Ceiling) | Spray Foam (Closed Cell) |  | Unfinished Basement (Ceiling) Spray Foam (Closed Cell) | 2023$/sqft | Unfinished Basement (Ceiling) |  | 0.20989 | 0.30192 | 0.62031 | R-value | ft2*degF*h/Btu | 5.5 | 6 | 42 | 42 | 0 | 0 | 0 | Square Feet | ft2 | 0 | 900 | 0 | 0 | 4.0115e-06 | 0.031106 | -0.0030708 | 900 | Square Feet | ft2 | 1133.3972 | 1658.3664 | 3346.928 | 1.1367 | 1.2849 | 0 | 0 | 1288.3094 | 1885.0312 | 3804.3846 | 1456.3497 | 2130.9048 | 4300.6087 | 2045 | Intermediate | 999 | Prevailing local wages, Drive time, Local code requirements, Access, Presence/condition/type of existing insulation, Existing construction and materials, Moisture issues present, Presence of hazardous materials, Presence of hazardous materials, Extent of preparation, Accommodation for termite inspections | 3 | 274 | 0.3875 | 2023 | Assumes for the reference case that raw material prices will increase over the coming decades. Assumed for the advanced case that energy dependency will move away from oil and gas causing a higher supply of raw materials used to make insulation which will lower the material costs. Typical costs assume a wall area of 900 sq ft as an example based on average sqft of a house to be 2,025, though wall areas and insulation amounts vary greatly by building.
149 | 2023 | Residential | Envelope | Unfinished Basement (Ceiling) | Spray Foam (Closed Cell) |  | Unfinished Basement (Ceiling) Spray Foam (Closed Cell) | 2023$/sqft | Unfinished Basement (Ceiling) |  | 0.2084 | 0.29978 | 0.61591 | R-value | ft2*degF*h/Btu | 5.5 | 6 | 42 | 42 | 0 | 0 | 0 | Square Feet | ft2 | 0 | 900 | 0 | 0 | 3.983e-06 | 0.030885 | -0.003049 | 900 | Square Feet | ft2 | 1125.3449 | 1646.5844 | 3323.1495 | 1.1367 | 1.2849 | 0 | 0 | 1279.1565 | 1871.6388 | 3777.3561 | 1446.003 | 2115.7657 | 4270.0547 | 2050 | Intermediate | 999 | Prevailing local wages, Drive time, Local code requirements, Access, Presence/condition/type of existing insulation, Existing construction and materials, Moisture issues present, Presence of hazardous materials, Presence of hazardous materials, Extent of preparation, Accommodation for termite inspections | 3 | 274 | 0.3875 | 2023 | Assumes for the reference case that raw material prices will increase over the coming decades. Assumed for the advanced case that energy dependency will move away from oil and gas causing a higher supply of raw materials used to make insulation which will lower the material costs. Typical costs assume a wall area of 900 sq ft as an example based on average sqft of a house to be 2,025, though wall areas and insulation amounts vary greatly by building.
149 | 2023 | Residential | Envelope | Unfinished Basement (Ceiling) | Spray Foam (Closed Cell) |  | Unfinished Basement (Ceiling) Spray Foam (Closed Cell) | 2023$/sqft | Unfinished Basement (Ceiling) |  | 0.20929 | 0.30106 | 0.61853 | R-value | ft2*degF*h/Btu | 5.5 | 6 | 42 | 42 | 0 | 0 | 0 | Square Feet | ft2 | 0 | 900 | 0 | 0 | 4e-06 | 0.031017 | -0.003062 | 900 | Square Feet | ft2 | 1130.148 | 1653.6123 | 3337.3332 | 1.1367 | 1.2849 | 0 | 0 | 1284.6161 | 1879.6273 | 3793.4784 | 1452.1747 | 2124.796 | 4288.2799 | 2023 | Advanced | 999 | Prevailing local wages, Drive time, Local code requirements, Access, Presence/condition/type of existing insulation, Existing construction and materials, Moisture issues present, Presence of hazardous materials, Presence of hazardous materials, Extent of preparation, Accommodation for termite inspections | 3 | 274 | 0.3875 | 2023 | Assumes for the reference case that raw material prices will increase over the coming decades. Assumed for the advanced case that energy dependency will move away from oil and gas causing a higher supply of raw materials used to make insulation which will lower the material costs. Typical costs assume a wall area of 900 sq ft as an example based on average sqft of a house to be 2,025, though wall areas and insulation amounts vary greatly by building.
149 | 2023 | Residential | Envelope | Unfinished Basement (Ceiling) | Spray Foam (Closed Cell) |  | Unfinished Basement (Ceiling) Spray Foam (Closed Cell) | 2023$/sqft | Unfinished Basement (Ceiling) |  | 0.18836 | 0.27095 | 0.55668 | R-value | ft2*degF*h/Btu | 5.5 | 6 | 42 | 42 | 0 | 0 | 0 | Square Feet | ft2 | 0 | 900 | 0 | 0 | 3.6e-06 | 0.027915 | -0.0027558 | 900 | Square Feet | ft2 | 1017.1332 | 1488.2511 | 3003.5999 | 1.1367 | 1.2849 | 0 | 0 | 1156.1545 | 1691.6645 | 3414.1305 | 1306.9573 | 1912.3164 | 3859.4519 | 2030 | Advanced | 999 | Prevailing local wages, Drive time, Local code requirements, Access, Presence/condition/type of existing insulation, Existing construction and materials, Moisture issues present, Presence of hazardous materials, Presence of hazardous materials, Extent of preparation, Accommodation for termite inspections | 3 | 274 | 0.3875 | 2023 | Assumes for the reference case that raw material prices will increase over the coming decades. Assumed for the advanced case that energy dependency will move away from oil and gas causing a higher supply of raw materials used to make insulation which will lower the material costs. Typical costs assume a wall area of 900 sq ft as an example based on average sqft of a house to be 2,025, though wall areas and insulation amounts vary greatly by building.
149 | 2023 | Residential | Envelope | Unfinished Basement (Ceiling) | Spray Foam (Closed Cell) |  | Unfinished Basement (Ceiling) Spray Foam (Closed Cell) | 2023$/sqft | Unfinished Basement (Ceiling) |  | 0.17894 | 0.2574 | 0.52885 | R-value | ft2*degF*h/Btu | 5.5 | 6 | 42 | 42 | 0 | 0 | 0 | Square Feet | ft2 | 0 | 900 | 0 | 0 | 3.42e-06 | 0.02652 | -0.002618 | 900 | Square Feet | ft2 | 966.2765 | 1413.8385 | 2853.4199 | 1.1367 | 1.2849 | 0 | 0 | 1098.3468 | 1607.0813 | 3243.424 | 1241.6094 | 1816.7006 | 3666.4793 | 2035 | Advanced | 999 | Prevailing local wages, Drive time, Local code requirements, Access, Presence/condition/type of existing insulation, Existing construction and materials, Moisture issues present, Presence of hazardous materials, Presence of hazardous materials, Extent of preparation, Accommodation for termite inspections | 3 | 274 | 0.3875 | 2023 | Assumes for the reference case that raw material prices will increase over the coming decades. Assumed for the advanced case that energy dependency will move away from oil and gas causing a higher supply of raw materials used to make insulation which will lower the material costs. Typical costs assume a wall area of 900 sq ft as an example based on average sqft of a house to be 2,025, though wall areas and insulation amounts vary greatly by building.
149 | 2023 | Residential | Envelope | Unfinished Basement (Ceiling) | Spray Foam (Closed Cell) |  | Unfinished Basement (Ceiling) Spray Foam (Closed Cell) | 2023$/sqft | Unfinished Basement (Ceiling) |  | 0.16952 | 0.24385 | 0.50101 | R-value | ft2*degF*h/Btu | 5.5 | 6 | 42 | 42 | 0 | 0 | 0 | Square Feet | ft2 | 0 | 900 | 0 | 0 | 3.24e-06 | 0.025124 | -0.0024802 | 900 | Square Feet | ft2 | 915.4199 | 1339.426 | 2703.2399 | 1.1367 | 1.2849 | 0 | 0 | 1040.539 | 1522.4981 | 3072.7175 | 1176.2615 | 1721.0848 | 3473.5067 | 2040 | Advanced | 999 | Prevailing local wages, Drive time, Local code requirements, Access, Presence/condition/type of existing insulation, Existing construction and materials, Moisture issues present, Presence of hazardous materials, Presence of hazardous materials, Extent of preparation, Accommodation for termite inspections | 3 | 274 | 0.3875 | 2023 | Assumes for the reference case that raw material prices will increase over the coming decades. Assumed for the advanced case that energy dependency will move away from oil and gas causing a higher supply of raw materials used to make insulation which will lower the material costs. Typical costs assume a wall area of 900 sq ft as an example based on average sqft of a house to be 2,025, though wall areas and insulation amounts vary greatly by building.
149 | 2023 | Residential | Envelope | Unfinished Basement (Ceiling) | Spray Foam (Closed Cell) |  | Unfinished Basement (Ceiling) Spray Foam (Closed Cell) | 2023$/sqft | Unfinished Basement (Ceiling) |  | 0.16105 | 0.23166 | 0.47596 | R-value | ft2*degF*h/Btu | 5.5 | 6 | 42 | 42 | 0 | 0 | 0 | Square Feet | ft2 | 0 | 900 | 0 | 0 | 3.078e-06 | 0.023868 | -0.0023562 | 900 | Square Feet | ft2 | 869.6489 | 1272.4547 | 2568.0779 | 1.1367 | 1.2849 | 0 | 0 | 988.5121 | 1446.3732 | 2919.0816 | 1117.4485 | 1635.0306 | 3299.8314 | 2045 | Advanced | 999 | Prevailing local wages, Drive time, Local code requirements, Access, Presence/condition/type of existing insulation, Existing construction and materials, Moisture issues present, Presence of hazardous materials, Presence of hazardous materials, Extent of preparation, Accommodation for termite inspections | 3 | 274 | 0.3875 | 2023 | Assumes for the reference case that raw material prices will increase over the coming decades. Assumed for the advanced case that energy dependency will move away from oil and gas causing a higher supply of raw materials used to make insulation which will lower the material costs. Typical costs assume a wall area of 900 sq ft as an example based on average sqft of a house to be 2,025, though wall areas and insulation amounts vary greatly by building.
149 | 2023 | Residential | Envelope | Unfinished Basement (Ceiling) | Spray Foam (Closed Cell) |  | Unfinished Basement (Ceiling) Spray Foam (Closed Cell) | 2023$/sqft | Unfinished Basement (Ceiling) |  | 0.15257 | 0.21947 | 0.45091 | R-value | ft2*degF*h/Btu | 5.5 | 6 | 42 | 42 | 0 | 0 | 0 | Square Feet | ft2 | 0 | 900 | 0 | 0 | 2.916e-06 | 0.022611 | -0.0022322 | 900 | Square Feet | ft2 | 823.8779 | 1205.4834 | 2432.9159 | 1.1367 | 1.2849 | 0 | 0 | 936.4851 | 1370.2483 | 2765.4457 | 1058.6354 | 1548.9763 | 3126.156 | 2050 | Advanced | 999 | Prevailing local wages, Drive time, Local code requirements, Access, Presence/condition/type of existing insulation, Existing construction and materials, Moisture issues present, Presence of hazardous materials, Presence of hazardous materials, Extent of preparation, Accommodation for termite inspections | 3 | 274 | 0.3875 | 2023 | Assumes for the reference case that raw material prices will increase over the coming decades. Assumed for the advanced case that energy dependency will move away from oil and gas causing a higher supply of raw materials used to make insulation which will lower the material costs. Typical costs assume a wall area of 900 sq ft as an example based on average sqft of a house to be 2,025, though wall areas and insulation amounts vary greatly by building.
150 | 2023 | Residential | Envelope | Unfinished Basement (Ceiling) | Spray Foam (Open Cell) |  | Unfinished Basement (Ceiling) Spray Foam (Open Cell) | 2023$/sqft | Unfinished Basement (Ceiling) |  | 0.14643 | 0.27345 | 0.42841 | R-value | ft2*degF*h/Btu | 3.7 | 6 | 25.8 | 25.8 | 0 | 0 | 0 | Square Feet | ft2 | 0 | 900 | 0 | 0 | 4e-06 | 0.031017 | -0.003062 | 900 | Square Feet | ft2 | 790.7094 | 1504.5453 | 2310.6582 | 1.1367 | 1.2853 | 0 | 0 | 898.7832 | 1710.1859 | 2626.4779 | 1016.3335 | 1933.8581 | 2969.9904 | 2023 | Reference | 999 | Prevailing local wages, Drive time, Local code requirements, Access, Presence/condition/type of existing insulation, Existing construction and materials, Moisture issues present, Presence of hazardous materials, Presence of hazardous materials, Extent of preparation, Accommodation for termite inspections | 3 | 80 | 0.4672 | 2023 | Assumes for the reference case that raw material prices will increase over the coming decades. Assumed for the advanced case that energy dependency will move away from oil and gas causing a higher supply of raw materials used to make insulation which will lower the material costs. Typical costs assume a wall area of 900 sq ft as an example based on average sqft of a house to be 2,025, though wall areas and insulation amounts vary greatly by building.
150 | 2023 | Residential | Envelope | Unfinished Basement (Ceiling) | Spray Foam (Open Cell) |  | Unfinished Basement (Ceiling) Spray Foam (Open Cell) | 2023$/sqft | Unfinished Basement (Ceiling) |  | 0.16107 | 0.3008 | 0.47125 | R-value | ft2*degF*h/Btu | 3.7 | 6 | 25.8 | 25.8 | 0 | 0 | 0 | Square Feet | ft2 | 0 | 900 | 0 | 0 | 4.4e-06 | 0.034119 | -0.0033682 | 900 | Square Feet | ft2 | 869.7803 | 1654.9998 | 2541.724 | 1.1367 | 1.2853 | 0 | 0 | 988.6615 | 1881.2044 | 2889.1257 | 1117.9668 | 2127.2439 | 3266.9894 | 2030 | Reference | 999 | Prevailing local wages, Drive time, Local code requirements, Access, Presence/condition/type of existing insulation, Existing construction and materials, Moisture issues present, Presence of hazardous materials, Presence of hazardous materials, Extent of preparation, Accommodation for termite inspections | 3 | 80 | 0.4672 | 2023 | Assumes for the reference case that raw material prices will increase over the coming decades. Assumed for the advanced case that energy dependency will move away from oil and gas causing a higher supply of raw materials used to make insulation which will lower the material costs. Typical costs assume a wall area of 900 sq ft as an example based on average sqft of a house to be 2,025, though wall areas and insulation amounts vary greatly by building.
150 | 2023 | Residential | Envelope | Unfinished Basement (Ceiling) | Spray Foam (Open Cell) |  | Unfinished Basement (Ceiling) Spray Foam (Open Cell) | 2023$/sqft | Unfinished Basement (Ceiling) |  | 0.16912 | 0.31583 | 0.49481 | R-value | ft2*degF*h/Btu | 3.7 | 6 | 25.8 | 25.8 | 0 | 0 | 0 | Square Feet | ft2 | 0 | 900 | 0 | 0 | 4.62e-06 | 0.035825 | -0.0035366 | 900 | Square Feet | ft2 | 913.2694 | 1737.7498 | 2668.8102 | 1.1367 | 1.2853 | 0 | 0 | 1038.0946 | 1975.2647 | 3033.582 | 1173.8652 | 2233.6061 | 3430.3389 | 2035 | Reference | 999 | Prevailing local wages, Drive time, Local code requirements, Access, Presence/condition/type of existing insulation, Existing construction and materials, Moisture issues present, Presence of hazardous materials, Presence of hazardous materials, Extent of preparation, Accommodation for termite inspections | 3 | 80 | 0.4672 | 2023 | Assumes for the reference case that raw material prices will increase over the coming decades. Assumed for the advanced case that energy dependency will move away from oil and gas causing a higher supply of raw materials used to make insulation which will lower the material costs. Typical costs assume a wall area of 900 sq ft as an example based on average sqft of a house to be 2,025, though wall areas and insulation amounts vary greatly by building.
150 | 2023 | Residential | Envelope | Unfinished Basement (Ceiling) | Spray Foam (Open Cell) |  | Unfinished Basement (Ceiling) Spray Foam (Open Cell) | 2023$/sqft | Unfinished Basement (Ceiling) |  | 0.17718 | 0.33087 | 0.51838 | R-value | ft2*degF*h/Btu | 3.7 | 6 | 25.8 | 25.8 | 0 | 0 | 0 | Square Feet | ft2 | 0 | 900 | 0 | 0 | 4.84e-06 | 0.037531 | -0.003705 | 900 | Square Feet | ft2 | 956.7584 | 1820.4998 | 2795.8964 | 1.1367 | 1.2853 | 0 | 0 | 1087.5277 | 2069.3249 | 3178.0382 | 1229.7635 | 2339.9683 | 3593.6884 | 2040 | Reference | 999 | Prevailing local wages, Drive time, Local code requirements, Access, Presence/condition/type of existing insulation, Existing construction and materials, Moisture issues present, Presence of hazardous materials, Presence of hazardous materials, Extent of preparation, Accommodation for termite inspections | 3 | 80 | 0.4672 | 2023 | Assumes for the reference case that raw material prices will increase over the coming decades. Assumed for the advanced case that energy dependency will move away from oil and gas causing a higher supply of raw materials used to make insulation which will lower the material costs. Typical costs assume a wall area of 900 sq ft as an example based on average sqft of a house to be 2,025, though wall areas and insulation amounts vary greatly by building.
150 | 2023 | Residential | Envelope | Unfinished Basement (Ceiling) | Spray Foam (Open Cell) |  | Unfinished Basement (Ceiling) Spray Foam (Open Cell) | 2023$/sqft | Unfinished Basement (Ceiling) |  | 0.18102 | 0.33805 | 0.52962 | R-value | ft2*degF*h/Btu | 3.7 | 6 | 25.8 | 25.8 | 0 | 0 | 0 | Square Feet | ft2 | 0 | 900 | 0 | 0 | 4.945e-06 | 0.038345 | -0.0037854 | 900 | Square Feet | ft2 | 977.5145 | 1859.9941 | 2856.5512 | 1.1367 | 1.2853 | 0 | 0 | 1111.1207 | 2114.2173 | 3246.9833 | 1256.4423 | 2390.7321 | 3671.6506 | 2045 | Reference | 999 | Prevailing local wages, Drive time, Local code requirements, Access, Presence/condition/type of existing insulation, Existing construction and materials, Moisture issues present, Presence of hazardous materials, Presence of hazardous materials, Extent of preparation, Accommodation for termite inspections | 3 | 80 | 0.4672 | 2023 | Assumes for the reference case that raw material prices will increase over the coming decades. Assumed for the advanced case that energy dependency will move away from oil and gas causing a higher supply of raw materials used to make insulation which will lower the material costs. Typical costs assume a wall area of 900 sq ft as an example based on average sqft of a house to be 2,025, though wall areas and insulation amounts vary greatly by building.
150 | 2023 | Residential | Envelope | Unfinished Basement (Ceiling) | Spray Foam (Open Cell) |  | Unfinished Basement (Ceiling) Spray Foam (Open Cell) | 2023$/sqft | Unfinished Basement (Ceiling) |  | 0.18486 | 0.34523 | 0.54087 | R-value | ft2*degF*h/Btu | 3.7 | 6 | 25.8 | 25.8 | 0 | 0 | 0 | Square Feet | ft2 | 0 | 900 | 0 | 0 | 5.05e-06 | 0.039159 | -0.0038658 | 900 | Square Feet | ft2 | 998.2706 | 1899.4884 | 2917.206 | 1.1367 | 1.2853 | 0 | 0 | 1134.7138 | 2159.1096 | 3315.9283 | 1283.121 | 2441.4958 | 3749.6129 | 2050 | Reference | 999 | Prevailing local wages, Drive time, Local code requirements, Access, Presence/condition/type of existing insulation, Existing construction and materials, Moisture issues present, Presence of hazardous materials, Presence of hazardous materials, Extent of preparation, Accommodation for termite inspections | 3 | 80 | 0.4672 | 2023 | Assumes for the reference case that raw material prices will increase over the coming decades. Assumed for the advanced case that energy dependency will move away from oil and gas causing a higher supply of raw materials used to make insulation which will lower the material costs. Typical costs assume a wall area of 900 sq ft as an example based on average sqft of a house to be 2,025, though wall areas and insulation amounts vary greatly by building.
150 | 2023 | Residential | Envelope | Unfinished Basement (Ceiling) | Spray Foam (Open Cell) |  | Unfinished Basement (Ceiling) Spray Foam (Open Cell) | 2023$/sqft | Unfinished Basement (Ceiling) |  | 0.14643 | 0.27345 | 0.42841 | R-value | ft2*degF*h/Btu | 3.7 | 6 | 25.8 | 25.8 | 0 | 0 | 0 | Square Feet | ft2 | 0 | 900 | 0 | 0 | 4e-06 | 0.031017 | -0.003062 | 900 | Square Feet | ft2 | 790.7094 | 1504.5453 | 2310.6582 | 1.1367 | 1.2853 | 0 | 0 | 898.7832 | 1710.1859 | 2626.4779 | 1016.3335 | 1933.8581 | 2969.9904 | 2023 | Intermediate | 999 | Prevailing local wages, Drive time, Local code requirements, Access, Presence/condition/type of existing insulation, Existing construction and materials, Moisture issues present, Presence of hazardous materials, Presence of hazardous materials, Extent of preparation, Accommodation for termite inspections | 3 | 80 | 0.4672 | 2023 | Assumes for the reference case that raw material prices will increase over the coming decades. Assumed for the advanced case that energy dependency will move away from oil and gas causing a higher supply of raw materials used to make insulation which will lower the material costs. Typical costs assume a wall area of 900 sq ft as an example based on average sqft of a house to be 2,025, though wall areas and insulation amounts vary greatly by building.
150 | 2023 | Residential | Envelope | Unfinished Basement (Ceiling) | Spray Foam (Open Cell) |  | Unfinished Basement (Ceiling) Spray Foam (Open Cell) | 2023$/sqft | Unfinished Basement (Ceiling) |  | 0.14643 | 0.27345 | 0.42841 | R-value | ft2*degF*h/Btu | 3.7 | 6 | 25.8 | 25.8 | 0 | 0 | 0 | Square Feet | ft2 | 0 | 900 | 0 | 0 | 4e-06 | 0.031017 | -0.003062 | 900 | Square Feet | ft2 | 790.7094 | 1504.5453 | 2310.6582 | 1.1367 | 1.2853 | 0 | 0 | 898.7832 | 1710.1859 | 2626.4779 | 1016.3335 | 1933.8581 | 2969.9904 | 2030 | Intermediate | 999 | Prevailing local wages, Drive time, Local code requirements, Access, Presence/condition/type of existing insulation, Existing construction and materials, Moisture issues present, Presence of hazardous materials, Presence of hazardous materials, Extent of preparation, Accommodation for termite inspections | 3 | 80 | 0.4672 | 2023 | Assumes for the reference case that raw material prices will increase over the coming decades. Assumed for the advanced case that energy dependency will move away from oil and gas causing a higher supply of raw materials used to make insulation which will lower the material costs. Typical costs assume a wall area of 900 sq ft as an example based on average sqft of a house to be 2,025, though wall areas and insulation amounts vary greatly by building.
150 | 2023 | Residential | Envelope | Unfinished Basement (Ceiling) | Spray Foam (Open Cell) |  | Unfinished Basement (Ceiling) Spray Foam (Open Cell) | 2023$/sqft | Unfinished Basement (Ceiling) |  | 0.14716 | 0.27482 | 0.43055 | R-value | ft2*degF*h/Btu | 3.7 | 6 | 25.8 | 25.8 | 0 | 0 | 0 | Square Feet | ft2 | 0 | 900 | 0 | 0 | 4.02e-06 | 0.031172 | -0.0030773 | 900 | Square Feet | ft2 | 794.6629 | 1512.068 | 2322.2115 | 1.1367 | 1.2853 | 0 | 0 | 903.2771 | 1718.7368 | 2639.6103 | 1021.4152 | 1943.5274 | 2984.8403 | 2035 | Intermediate | 999 | Prevailing local wages, Drive time, Local code requirements, Access, Presence/condition/type of existing insulation, Existing construction and materials, Moisture issues present, Presence of hazardous materials, Presence of hazardous materials, Extent of preparation, Accommodation for termite inspections | 3 | 80 | 0.4672 | 2023 | Assumes for the reference case that raw material prices will increase over the coming decades. Assumed for the advanced case that energy dependency will move away from oil and gas causing a higher supply of raw materials used to make insulation which will lower the material costs. Typical costs assume a wall area of 900 sq ft as an example based on average sqft of a house to be 2,025, though wall areas and insulation amounts vary greatly by building.
150 | 2023 | Residential | Envelope | Unfinished Basement (Ceiling) | Spray Foam (Open Cell) |  | Unfinished Basement (Ceiling) Spray Foam (Open Cell) | 2023$/sqft | Unfinished Basement (Ceiling) |  | 0.14789 | 0.27618 | 0.43269 | R-value | ft2*degF*h/Btu | 3.7 | 6 | 25.8 | 25.8 | 0 | 0 | 0 | Square Feet | ft2 | 0 | 900 | 0 | 0 | 4.04e-06 | 0.031327 | -0.0030926 | 900 | Square Feet | ft2 | 798.6165 | 1519.5908 | 2333.7648 | 1.1367 | 1.2853 | 0 | 0 | 907.771 | 1727.2877 | 2652.7427 | 1026.4968 | 1953.1967 | 2999.6903 | 2040 | Intermediate | 999 | Prevailing local wages, Drive time, Local code requirements, Access, Presence/condition/type of existing insulation, Existing construction and materials, Moisture issues present, Presence of hazardous materials, Presence of hazardous materials, Extent of preparation, Accommodation for termite inspections | 3 | 80 | 0.4672 | 2023 | Assumes for the reference case that raw material prices will increase over the coming decades. Assumed for the advanced case that energy dependency will move away from oil and gas causing a higher supply of raw materials used to make insulation which will lower the material costs. Typical costs assume a wall area of 900 sq ft as an example based on average sqft of a house to be 2,025, though wall areas and insulation amounts vary greatly by building.
150 | 2023 | Residential | Envelope | Unfinished Basement (Ceiling) | Spray Foam (Open Cell) |  | Unfinished Basement (Ceiling) Spray Foam (Open Cell) | 2023$/sqft | Unfinished Basement (Ceiling) |  | 0.14685 | 0.27424 | 0.42964 | R-value | ft2*degF*h/Btu | 3.7 | 6 | 25.8 | 25.8 | 0 | 0 | 0 | Square Feet | ft2 | 0 | 900 | 0 | 0 | 4.0115e-06 | 0.031106 | -0.0030708 | 900 | Square Feet | ft2 | 792.9827 | 1508.8709 | 2317.3013 | 1.1367 | 1.2853 | 0 | 0 | 901.3672 | 1715.1026 | 2634.029 | 1019.2554 | 1939.4179 | 2978.5291 | 2045 | Intermediate | 999 | Prevailing local wages, Drive time, Local code requirements, Access, Presence/condition/type of existing insulation, Existing construction and materials, Moisture issues present, Presence of hazardous materials, Presence of hazardous materials, Extent of preparation, Accommodation for termite inspections | 3 | 80 | 0.4672 | 2023 | Assumes for the reference case that raw material prices will increase over the coming decades. Assumed for the advanced case that energy dependency will move away from oil and gas causing a higher supply of raw materials used to make insulation which will lower the material costs. Typical costs assume a wall area of 900 sq ft as an example based on average sqft of a house to be 2,025, though wall areas and insulation amounts vary greatly by building.
150 | 2023 | Residential | Envelope | Unfinished Basement (Ceiling) | Spray Foam (Open Cell) |  | Unfinished Basement (Ceiling) Spray Foam (Open Cell) | 2023$/sqft | Unfinished Basement (Ceiling) |  | 0.1458 | 0.27229 | 0.42659 | R-value | ft2*degF*h/Btu | 3.7 | 6 | 25.8 | 25.8 | 0 | 0 | 0 | Square Feet | ft2 | 0 | 900 | 0 | 0 | 3.983e-06 | 0.030885 | -0.003049 | 900 | Square Feet | ft2 | 787.3489 | 1498.151 | 2300.8379 | 1.1367 | 1.2853 | 0 | 0 | 894.9634 | 1702.9176 | 2615.3154 | 1012.0141 | 1925.6392 | 2957.3679 | 2050 | Intermediate | 999 | Prevailing local wages, Drive time, Local code requirements, Access, Presence/condition/type of existing insulation, Existing construction and materials, Moisture issues present, Presence of hazardous materials, Presence of hazardous materials, Extent of preparation, Accommodation for termite inspections | 3 | 80 | 0.4672 | 2023 | Assumes for the reference case that raw material prices will increase over the coming decades. Assumed for the advanced case that energy dependency will move away from oil and gas causing a higher supply of raw materials used to make insulation which will lower the material costs. Typical costs assume a wall area of 900 sq ft as an example based on average sqft of a house to be 2,025, though wall areas and insulation amounts vary greatly by building.
150 | 2023 | Residential | Envelope | Unfinished Basement (Ceiling) | Spray Foam (Open Cell) |  | Unfinished Basement (Ceiling) Spray Foam (Open Cell) | 2023$/sqft | Unfinished Basement (Ceiling) |  | 0.14643 | 0.27345 | 0.42841 | R-value | ft2*degF*h/Btu | 3.7 | 6 | 25.8 | 25.8 | 0 | 0 | 0 | Square Feet | ft2 | 0 | 900 | 0 | 0 | 4e-06 | 0.031017 | -0.003062 | 900 | Square Feet | ft2 | 790.7094 | 1504.5453 | 2310.6582 | 1.1367 | 1.2853 | 0 | 0 | 898.7832 | 1710.1859 | 2626.4779 | 1016.3335 | 1933.8581 | 2969.9904 | 2023 | Advanced | 999 | Prevailing local wages, Drive time, Local code requirements, Access, Presence/condition/type of existing insulation, Existing construction and materials, Moisture issues present, Presence of hazardous materials, Presence of hazardous materials, Extent of preparation, Accommodation for termite inspections | 3 | 80 | 0.4672 | 2023 | Assumes for the reference case that raw material prices will increase over the coming decades. Assumed for the advanced case that energy dependency will move away from oil and gas causing a higher supply of raw materials used to make insulation which will lower the material costs. Typical costs assume a wall area of 900 sq ft as an example based on average sqft of a house to be 2,025, though wall areas and insulation amounts vary greatly by building.
150 | 2023 | Residential | Envelope | Unfinished Basement (Ceiling) | Spray Foam (Open Cell) |  | Unfinished Basement (Ceiling) Spray Foam (Open Cell) | 2023$/sqft | Unfinished Basement (Ceiling) |  | 0.13178 | 0.24611 | 0.38557 | R-value | ft2*degF*h/Btu | 3.7 | 6 | 25.8 | 25.8 | 0 | 0 | 0 | Square Feet | ft2 | 0 | 900 | 0 | 0 | 3.6e-06 | 0.027915 | -0.0027558 | 900 | Square Feet | ft2 | 711.6385 | 1354.0908 | 2079.5924 | 1.1367 | 1.2853 | 0 | 0 | 808.9049 | 1539.1673 | 2363.8301 | 914.7001 | 1740.4723 | 2672.9913 | 2030 | Advanced | 999 | Prevailing local wages, Drive time, Local code requirements, Access, Presence/condition/type of existing insulation, Existing construction and materials, Moisture issues present, Presence of hazardous materials, Presence of hazardous materials, Extent of preparation, Accommodation for termite inspections | 3 | 80 | 0.4672 | 2023 | Assumes for the reference case that raw material prices will increase over the coming decades. Assumed for the advanced case that energy dependency will move away from oil and gas causing a higher supply of raw materials used to make insulation which will lower the material costs. Typical costs assume a wall area of 900 sq ft as an example based on average sqft of a house to be 2,025, though wall areas and insulation amounts vary greatly by building.
150 | 2023 | Residential | Envelope | Unfinished Basement (Ceiling) | Spray Foam (Open Cell) |  | Unfinished Basement (Ceiling) Spray Foam (Open Cell) | 2023$/sqft | Unfinished Basement (Ceiling) |  | 0.1252 | 0.2338 | 0.36629 | R-value | ft2*degF*h/Btu | 3.7 | 6 | 25.8 | 25.8 | 0 | 0 | 0 | Square Feet | ft2 | 0 | 900 | 0 | 0 | 3.42e-06 | 0.02652 | -0.002618 | 900 | Square Feet | ft2 | 676.0565 | 1286.3862 | 1975.6128 | 1.1367 | 1.2853 | 0 | 0 | 768.4596 | 1462.2089 | 2245.6386 | 868.9651 | 1653.4487 | 2539.3418 | 2035 | Advanced | 999 | Prevailing local wages, Drive time, Local code requirements, Access, Presence/condition/type of existing insulation, Existing construction and materials, Moisture issues present, Presence of hazardous materials, Presence of hazardous materials, Extent of preparation, Accommodation for termite inspections | 3 | 80 | 0.4672 | 2023 | Assumes for the reference case that raw material prices will increase over the coming decades. Assumed for the advanced case that energy dependency will move away from oil and gas causing a higher supply of raw materials used to make insulation which will lower the material costs. Typical costs assume a wall area of 900 sq ft as an example based on average sqft of a house to be 2,025, though wall areas and insulation amounts vary greatly by building.
150 | 2023 | Residential | Envelope | Unfinished Basement (Ceiling) | Spray Foam (Open Cell) |  | Unfinished Basement (Ceiling) Spray Foam (Open Cell) | 2023$/sqft | Unfinished Basement (Ceiling) |  | 0.11861 | 0.22149 | 0.34701 | R-value | ft2*degF*h/Btu | 3.7 | 6 | 25.8 | 25.8 | 0 | 0 | 0 | Square Feet | ft2 | 0 | 900 | 0 | 0 | 3.24e-06 | 0.025124 | -0.0024802 | 900 | Square Feet | ft2 | 640.4746 | 1218.6817 | 1871.6331 | 1.1367 | 1.2853 | 0 | 0 | 728.0144 | 1385.2505 | 2127.4471 | 823.2301 | 1566.4251 | 2405.6922 | 2040 | Advanced | 999 | Prevailing local wages, Drive time, Local code requirements, Access, Presence/condition/type of existing insulation, Existing construction and materials, Moisture issues present, Presence of hazardous materials, Presence of hazardous materials, Extent of preparation, Accommodation for termite inspections | 3 | 80 | 0.4672 | 2023 | Assumes for the reference case that raw material prices will increase over the coming decades. Assumed for the advanced case that energy dependency will move away from oil and gas causing a higher supply of raw materials used to make insulation which will lower the material costs. Typical costs assume a wall area of 900 sq ft as an example based on average sqft of a house to be 2,025, though wall areas and insulation amounts vary greatly by building.
150 | 2023 | Residential | Envelope | Unfinished Basement (Ceiling) | Spray Foam (Open Cell) |  | Unfinished Basement (Ceiling) Spray Foam (Open Cell) | 2023$/sqft | Unfinished Basement (Ceiling) |  | 0.11268 | 0.21042 | 0.32966 | R-value | ft2*degF*h/Btu | 3.7 | 6 | 25.8 | 25.8 | 0 | 0 | 0 | Square Feet | ft2 | 0 | 900 | 0 | 0 | 3.078e-06 | 0.023868 | -0.0023562 | 900 | Square Feet | ft2 | 608.4509 | 1157.7476 | 1778.0515 | 1.1367 | 1.2853 | 0 | 0 | 691.6137 | 1315.988 | 2021.0747 | 782.0686 | 1488.1038 | 2285.4076 | 2045 | Advanced | 999 | Prevailing local wages, Drive time, Local code requirements, Access, Presence/condition/type of existing insulation, Existing construction and materials, Moisture issues present, Presence of hazardous materials, Presence of hazardous materials, Extent of preparation, Accommodation for termite inspections | 3 | 80 | 0.4672 | 2023 | Assumes for the reference case that raw material prices will increase over the coming decades. Assumed for the advanced case that energy dependency will move away from oil and gas causing a higher supply of raw materials used to make insulation which will lower the material costs. Typical costs assume a wall area of 900 sq ft as an example based on average sqft of a house to be 2,025, though wall areas and insulation amounts vary greatly by building.
150 | 2023 | Residential | Envelope | Unfinished Basement (Ceiling) | Spray Foam (Open Cell) |  | Unfinished Basement (Ceiling) Spray Foam (Open Cell) | 2023$/sqft | Unfinished Basement (Ceiling) |  | 0.10675 | 0.19935 | 0.31231 | R-value | ft2*degF*h/Btu | 3.7 | 6 | 25.8 | 25.8 | 0 | 0 | 0 | Square Feet | ft2 | 0 | 900 | 0 | 0 | 2.916e-06 | 0.022611 | -0.0022322 | 900 | Square Feet | ft2 | 576.4272 | 1096.8135 | 1684.4698 | 1.1367 | 1.2853 | 0 | 0 | 655.2129 | 1246.7255 | 1914.7024 | 740.9071 | 1409.7826 | 2165.123 | 2050 | Advanced | 999 | Prevailing local wages, Drive time, Local code requirements, Access, Presence/condition/type of existing insulation, Existing construction and materials, Moisture issues present, Presence of hazardous materials, Presence of hazardous materials, Extent of preparation, Accommodation for termite inspections | 3 | 80 | 0.4672 | 2023 | Assumes for the reference case that raw material prices will increase over the coming decades. Assumed for the advanced case that energy dependency will move away from oil and gas causing a higher supply of raw materials used to make insulation which will lower the material costs. Typical costs assume a wall area of 900 sq ft as an example based on average sqft of a house to be 2,025, though wall areas and insulation amounts vary greatly by building.
151 | 2023 | Residential | Envelope | Unfinished Basement (Wall) | Batt |  | Unfinished Basement (Wall) Batt | 2023$/sqft | Unfinished Basement (Wall) |  | 0.031667 | 0.0416 | 0.049167 | R-value | ft2*degF*h/Btu | 6 | 20 | 49 | 49 | 0 | 0 | 0 | Square Feet | ft2 | 0 | 900 | 0 | 0 | 0.15833 | 0.2392 | 1.575 | 900 | Square Feet | ft2 | 712.5048 | 964.08 | 2302.5042 | 1 | 1 | 0.5861 | 0.7561 | 1239.9926 | 1491.5678 | 2829.992 | 1392.9926 | 1644.5678 | 2982.992 | 2023 | Reference | 999 | Prevailing local wages, Drive time, Local code requirements, Access, Presence/condition/type of existing insulation, Existing construction and materials, Moisture issues present, Adequacy of existing ventilation, Presence of hazardous materials, Extent of preparation | 4 | 101 | 0.2114 | 2023 | Assumes reference and advanced case are constant based on raw materials. Typical costs assume a wall area of 900 sq ft as an example based on average sqft of a house to be 2,025, though wall areas and insulation amounts vary greatly by building.
151 | 2023 | Residential | Envelope | Unfinished Basement (Wall) | Batt |  | Unfinished Basement (Wall) Batt | 2023$/sqft | Unfinished Basement (Wall) |  | 0.031667 | 0.0416 | 0.049167 | R-value | ft2*degF*h/Btu | 6 | 20 | 49 | 49 | 0 | 0 | 0 | Square Feet | ft2 | 0 | 900 | 0 | 0 | 0.15833 | 0.2392 | 1.575 | 900 | Square Feet | ft2 | 712.5048 | 964.08 | 2302.5042 | 1 | 1 | 0.5861 | 0.7561 | 1239.9926 | 1491.5678 | 2829.992 | 1392.9926 | 1644.5678 | 2982.992 | 2030 | Reference | 999 | Prevailing local wages, Drive time, Local code requirements, Access, Presence/condition/type of existing insulation, Existing construction and materials, Moisture issues present, Adequacy of existing ventilation, Presence of hazardous materials, Extent of preparation | 4 | 101 | 0.2114 | 2023 | Assumes reference and advanced case are constant based on raw materials. Typical costs assume a wall area of 900 sq ft as an example based on average sqft of a house to be 2,025, though wall areas and insulation amounts vary greatly by building.
151 | 2023 | Residential | Envelope | Unfinished Basement (Wall) | Batt |  | Unfinished Basement (Wall) Batt | 2023$/sqft | Unfinished Basement (Wall) |  | 0.031667 | 0.0416 | 0.049167 | R-value | ft2*degF*h/Btu | 6 | 20 | 49 | 49 | 0 | 0 | 0 | Square Feet | ft2 | 0 | 900 | 0 | 0 | 0.15833 | 0.2392 | 1.575 | 900 | Square Feet | ft2 | 712.5048 | 964.08 | 2302.5042 | 1 | 1 | 0.5861 | 0.7561 | 1239.9926 | 1491.5678 | 2829.992 | 1392.9926 | 1644.5678 | 2982.992 | 2035 | Reference | 999 | Prevailing local wages, Drive time, Local code requirements, Access, Presence/condition/type of existing insulation, Existing construction and materials, Moisture issues present, Adequacy of existing ventilation, Presence of hazardous materials, Extent of preparation | 4 | 101 | 0.2114 | 2023 | Assumes reference and advanced case are constant based on raw materials. Typical costs assume a wall area of 900 sq ft as an example based on average sqft of a house to be 2,025, though wall areas and insulation amounts vary greatly by building.
151 | 2023 | Residential | Envelope | Unfinished Basement (Wall) | Batt |  | Unfinished Basement (Wall) Batt | 2023$/sqft | Unfinished Basement (Wall) |  | 0.031667 | 0.0416 | 0.049167 | R-value | ft2*degF*h/Btu | 6 | 20 | 49 | 49 | 0 | 0 | 0 | Square Feet | ft2 | 0 | 900 | 0 | 0 | 0.15833 | 0.2392 | 1.575 | 900 | Square Feet | ft2 | 712.5048 | 964.08 | 2302.5042 | 1 | 1 | 0.5861 | 0.7561 | 1239.9926 | 1491.5678 | 2829.992 | 1392.9926 | 1644.5678 | 2982.992 | 2040 | Reference | 999 | Prevailing local wages, Drive time, Local code requirements, Access, Presence/condition/type of existing insulation, Existing construction and materials, Moisture issues present, Adequacy of existing ventilation, Presence of hazardous materials, Extent of preparation | 4 | 101 | 0.2114 | 2023 | Assumes reference and advanced case are constant based on raw materials. Typical costs assume a wall area of 900 sq ft as an example based on average sqft of a house to be 2,025, though wall areas and insulation amounts vary greatly by building.
151 | 2023 | Residential | Envelope | Unfinished Basement (Wall) | Batt |  | Unfinished Basement (Wall) Batt | 2023$/sqft | Unfinished Basement (Wall) |  | 0.031667 | 0.0416 | 0.049167 | R-value | ft2*degF*h/Btu | 6 | 20 | 49 | 49 | 0 | 0 | 0 | Square Feet | ft2 | 0 | 900 | 0 | 0 | 0.15833 | 0.2392 | 1.575 | 900 | Square Feet | ft2 | 712.5048 | 964.08 | 2302.5042 | 1 | 1 | 0.5861 | 0.7561 | 1239.9926 | 1491.5678 | 2829.992 | 1392.9926 | 1644.5678 | 2982.992 | 2045 | Reference | 999 | Prevailing local wages, Drive time, Local code requirements, Access, Presence/condition/type of existing insulation, Existing construction and materials, Moisture issues present, Adequacy of existing ventilation, Presence of hazardous materials, Extent of preparation | 4 | 101 | 0.2114 | 2023 | Assumes reference and advanced case are constant based on raw materials. Typical costs assume a wall area of 900 sq ft as an example based on average sqft of a house to be 2,025, though wall areas and insulation amounts vary greatly by building.
151 | 2023 | Residential | Envelope | Unfinished Basement (Wall) | Batt |  | Unfinished Basement (Wall) Batt | 2023$/sqft | Unfinished Basement (Wall) |  | 0.031667 | 0.0416 | 0.049167 | R-value | ft2*degF*h/Btu | 6 | 20 | 49 | 49 | 0 | 0 | 0 | Square Feet | ft2 | 0 | 900 | 0 | 0 | 0.15833 | 0.2392 | 1.575 | 900 | Square Feet | ft2 | 712.5048 | 964.08 | 2302.5042 | 1 | 1 | 0.5861 | 0.7561 | 1239.9926 | 1491.5678 | 2829.992 | 1392.9926 | 1644.5678 | 2982.992 | 2050 | Reference | 999 | Prevailing local wages, Drive time, Local code requirements, Access, Presence/condition/type of existing insulation, Existing construction and materials, Moisture issues present, Adequacy of existing ventilation, Presence of hazardous materials, Extent of preparation | 4 | 101 | 0.2114 | 2023 | Assumes reference and advanced case are constant based on raw materials. Typical costs assume a wall area of 900 sq ft as an example based on average sqft of a house to be 2,025, though wall areas and insulation amounts vary greatly by building.
151 | 2023 | Residential | Envelope | Unfinished Basement (Wall) | Batt |  | Unfinished Basement (Wall) Batt | 2023$/sqft | Unfinished Basement (Wall) |  | 0.031667 | 0.0416 | 0.049167 | R-value | ft2*degF*h/Btu | 6 | 20 | 49 | 49 | 0 | 0 | 0 | Square Feet | ft2 | 0 | 900 | 0 | 0 | 0.15833 | 0.2392 | 1.575 | 900 | Square Feet | ft2 | 712.5048 | 964.08 | 2302.5042 | 1 | 1 | 0.5861 | 0.7561 | 1239.9926 | 1491.5678 | 2829.992 | 1392.9926 | 1644.5678 | 2982.992 | 2023 | Intermediate | 999 | Prevailing local wages, Drive time, Local code requirements, Access, Presence/condition/type of existing insulation, Existing construction and materials, Moisture issues present, Adequacy of existing ventilation, Presence of hazardous materials, Extent of preparation | 4 | 101 | 0.2114 | 2023 | Assumes reference and advanced case are constant based on raw materials. Typical costs assume a wall area of 900 sq ft as an example based on average sqft of a house to be 2,025, though wall areas and insulation amounts vary greatly by building.
151 | 2023 | Residential | Envelope | Unfinished Basement (Wall) | Batt |  | Unfinished Basement (Wall) Batt | 2023$/sqft | Unfinished Basement (Wall) |  | 0.031667 | 0.0416 | 0.049167 | R-value | ft2*degF*h/Btu | 6 | 20 | 49 | 49 | 0 | 0 | 0 | Square Feet | ft2 | 0 | 900 | 0 | 0 | 0.15833 | 0.2392 | 1.575 | 900 | Square Feet | ft2 | 712.5048 | 964.08 | 2302.5042 | 1 | 1 | 0.5861 | 0.7561 | 1239.9926 | 1491.5678 | 2829.992 | 1392.9926 | 1644.5678 | 2982.992 | 2030 | Intermediate | 999 | Prevailing local wages, Drive time, Local code requirements, Access, Presence/condition/type of existing insulation, Existing construction and materials, Moisture issues present, Adequacy of existing ventilation, Presence of hazardous materials, Extent of preparation | 4 | 101 | 0.2114 | 2023 | Assumes reference and advanced case are constant based on raw materials. Typical costs assume a wall area of 900 sq ft as an example based on average sqft of a house to be 2,025, though wall areas and insulation amounts vary greatly by building.
151 | 2023 | Residential | Envelope | Unfinished Basement (Wall) | Batt |  | Unfinished Basement (Wall) Batt | 2023$/sqft | Unfinished Basement (Wall) |  | 0.031667 | 0.0416 | 0.049167 | R-value | ft2*degF*h/Btu | 6 | 20 | 49 | 49 | 0 | 0 | 0 | Square Feet | ft2 | 0 | 900 | 0 | 0 | 0.15833 | 0.2392 | 1.575 | 900 | Square Feet | ft2 | 712.5048 | 964.08 | 2302.5042 | 1 | 1 | 0.5861 | 0.7561 | 1239.9926 | 1491.5678 | 2829.992 | 1392.9926 | 1644.5678 | 2982.992 | 2035 | Intermediate | 999 | Prevailing local wages, Drive time, Local code requirements, Access, Presence/condition/type of existing insulation, Existing construction and materials, Moisture issues present, Adequacy of existing ventilation, Presence of hazardous materials, Extent of preparation | 4 | 101 | 0.2114 | 2023 | Assumes reference and advanced case are constant based on raw materials. Typical costs assume a wall area of 900 sq ft as an example based on average sqft of a house to be 2,025, though wall areas and insulation amounts vary greatly by building.
151 | 2023 | Residential | Envelope | Unfinished Basement (Wall) | Batt |  | Unfinished Basement (Wall) Batt | 2023$/sqft | Unfinished Basement (Wall) |  | 0.031667 | 0.0416 | 0.049167 | R-value | ft2*degF*h/Btu | 6 | 20 | 49 | 49 | 0 | 0 | 0 | Square Feet | ft2 | 0 | 900 | 0 | 0 | 0.15833 | 0.2392 | 1.575 | 900 | Square Feet | ft2 | 712.5048 | 964.08 | 2302.5042 | 1 | 1 | 0.5861 | 0.7561 | 1239.9926 | 1491.5678 | 2829.992 | 1392.9926 | 1644.5678 | 2982.992 | 2040 | Intermediate | 999 | Prevailing local wages, Drive time, Local code requirements, Access, Presence/condition/type of existing insulation, Existing construction and materials, Moisture issues present, Adequacy of existing ventilation, Presence of hazardous materials, Extent of preparation | 4 | 101 | 0.2114 | 2023 | Assumes reference and advanced case are constant based on raw materials. Typical costs assume a wall area of 900 sq ft as an example based on average sqft of a house to be 2,025, though wall areas and insulation amounts vary greatly by building.
151 | 2023 | Residential | Envelope | Unfinished Basement (Wall) | Batt |  | Unfinished Basement (Wall) Batt | 2023$/sqft | Unfinished Basement (Wall) |  | 0.031667 | 0.0416 | 0.049167 | R-value | ft2*degF*h/Btu | 6 | 20 | 49 | 49 | 0 | 0 | 0 | Square Feet | ft2 | 0 | 900 | 0 | 0 | 0.15833 | 0.2392 | 1.575 | 900 | Square Feet | ft2 | 712.5048 | 964.08 | 2302.5042 | 1 | 1 | 0.5861 | 0.7561 | 1239.9926 | 1491.5678 | 2829.992 | 1392.9926 | 1644.5678 | 2982.992 | 2045 | Intermediate | 999 | Prevailing local wages, Drive time, Local code requirements, Access, Presence/condition/type of existing insulation, Existing construction and materials, Moisture issues present, Adequacy of existing ventilation, Presence of hazardous materials, Extent of preparation | 4 | 101 | 0.2114 | 2023 | Assumes reference and advanced case are constant based on raw materials. Typical costs assume a wall area of 900 sq ft as an example based on average sqft of a house to be 2,025, though wall areas and insulation amounts vary greatly by building.
151 | 2023 | Residential | Envelope | Unfinished Basement (Wall) | Batt |  | Unfinished Basement (Wall) Batt | 2023$/sqft | Unfinished Basement (Wall) |  | 0.031667 | 0.0416 | 0.049167 | R-value | ft2*degF*h/Btu | 6 | 20 | 49 | 49 | 0 | 0 | 0 | Square Feet | ft2 | 0 | 900 | 0 | 0 | 0.15833 | 0.2392 | 1.575 | 900 | Square Feet | ft2 | 712.5048 | 964.08 | 2302.5042 | 1 | 1 | 0.5861 | 0.7561 | 1239.9926 | 1491.5678 | 2829.992 | 1392.9926 | 1644.5678 | 2982.992 | 2050 | Intermediate | 999 | Prevailing local wages, Drive time, Local code requirements, Access, Presence/condition/type of existing insulation, Existing construction and materials, Moisture issues present, Adequacy of existing ventilation, Presence of hazardous materials, Extent of preparation | 4 | 101 | 0.2114 | 2023 | Assumes reference and advanced case are constant based on raw materials. Typical costs assume a wall area of 900 sq ft as an example based on average sqft of a house to be 2,025, though wall areas and insulation amounts vary greatly by building.
151 | 2023 | Residential | Envelope | Unfinished Basement (Wall) | Batt |  | Unfinished Basement (Wall) Batt | 2023$/sqft | Unfinished Basement (Wall) |  | 0.031667 | 0.0416 | 0.049167 | R-value | ft2*degF*h/Btu | 6 | 20 | 49 | 49 | 0 | 0 | 0 | Square Feet | ft2 | 0 | 900 | 0 | 0 | 0.15833 | 0.2392 | 1.575 | 900 | Square Feet | ft2 | 712.5048 | 964.08 | 2302.5042 | 1 | 1 | 0.5861 | 0.7561 | 1239.9926 | 1491.5678 | 2829.992 | 1392.9926 | 1644.5678 | 2982.992 | 2023 | Advanced | 999 | Prevailing local wages, Drive time, Local code requirements, Access, Presence/condition/type of existing insulation, Existing construction and materials, Moisture issues present, Adequacy of existing ventilation, Presence of hazardous materials, Extent of preparation | 4 | 101 | 0.2114 | 2023 | Assumes reference and advanced case are constant based on raw materials. Typical costs assume a wall area of 900 sq ft as an example based on average sqft of a house to be 2,025, though wall areas and insulation amounts vary greatly by building.
151 | 2023 | Residential | Envelope | Unfinished Basement (Wall) | Batt |  | Unfinished Basement (Wall) Batt | 2023$/sqft | Unfinished Basement (Wall) |  | 0.031667 | 0.0416 | 0.049167 | R-value | ft2*degF*h/Btu | 6 | 20 | 49 | 49 | 0 | 0 | 0 | Square Feet | ft2 | 0 | 900 | 0 | 0 | 0.15833 | 0.2392 | 1.575 | 900 | Square Feet | ft2 | 712.5048 | 964.08 | 2302.5042 | 1 | 1 | 0.5861 | 0.7561 | 1239.9926 | 1491.5678 | 2829.992 | 1392.9926 | 1644.5678 | 2982.992 | 2030 | Advanced | 999 | Prevailing local wages, Drive time, Local code requirements, Access, Presence/condition/type of existing insulation, Existing construction and materials, Moisture issues present, Adequacy of existing ventilation, Presence of hazardous materials, Extent of preparation | 4 | 101 | 0.2114 | 2023 | Assumes reference and advanced case are constant based on raw materials. Typical costs assume a wall area of 900 sq ft as an example based on average sqft of a house to be 2,025, though wall areas and insulation amounts vary greatly by building.
151 | 2023 | Residential | Envelope | Unfinished Basement (Wall) | Batt |  | Unfinished Basement (Wall) Batt | 2023$/sqft | Unfinished Basement (Wall) |  | 0.031667 | 0.0416 | 0.049167 | R-value | ft2*degF*h/Btu | 6 | 20 | 49 | 49 | 0 | 0 | 0 | Square Feet | ft2 | 0 | 900 | 0 | 0 | 0.15833 | 0.2392 | 1.575 | 900 | Square Feet | ft2 | 712.5048 | 964.08 | 2302.5042 | 1 | 1 | 0.5861 | 0.7561 | 1239.9926 | 1491.5678 | 2829.992 | 1392.9926 | 1644.5678 | 2982.992 | 2035 | Advanced | 999 | Prevailing local wages, Drive time, Local code requirements, Access, Presence/condition/type of existing insulation, Existing construction and materials, Moisture issues present, Adequacy of existing ventilation, Presence of hazardous materials, Extent of preparation | 4 | 101 | 0.2114 | 2023 | Assumes reference and advanced case are constant based on raw materials. Typical costs assume a wall area of 900 sq ft as an example based on average sqft of a house to be 2,025, though wall areas and insulation amounts vary greatly by building.
151 | 2023 | Residential | Envelope | Unfinished Basement (Wall) | Batt |  | Unfinished Basement (Wall) Batt | 2023$/sqft | Unfinished Basement (Wall) |  | 0.031667 | 0.0416 | 0.049167 | R-value | ft2*degF*h/Btu | 6 | 20 | 49 | 49 | 0 | 0 | 0 | Square Feet | ft2 | 0 | 900 | 0 | 0 | 0.15833 | 0.2392 | 1.575 | 900 | Square Feet | ft2 | 712.5048 | 964.08 | 2302.5042 | 1 | 1 | 0.5861 | 0.7561 | 1239.9926 | 1491.5678 | 2829.992 | 1392.9926 | 1644.5678 | 2982.992 | 2040 | Advanced | 999 | Prevailing local wages, Drive time, Local code requirements, Access, Presence/condition/type of existing insulation, Existing construction and materials, Moisture issues present, Adequacy of existing ventilation, Presence of hazardous materials, Extent of preparation | 4 | 101 | 0.2114 | 2023 | Assumes reference and advanced case are constant based on raw materials. Typical costs assume a wall area of 900 sq ft as an example based on average sqft of a house to be 2,025, though wall areas and insulation amounts vary greatly by building.
151 | 2023 | Residential | Envelope | Unfinished Basement (Wall) | Batt |  | Unfinished Basement (Wall) Batt | 2023$/sqft | Unfinished Basement (Wall) |  | 0.031667 | 0.0416 | 0.049167 | R-value | ft2*degF*h/Btu | 6 | 20 | 49 | 49 | 0 | 0 | 0 | Square Feet | ft2 | 0 | 900 | 0 | 0 | 0.15833 | 0.2392 | 1.575 | 900 | Square Feet | ft2 | 712.5048 | 964.08 | 2302.5042 | 1 | 1 | 0.5861 | 0.7561 | 1239.9926 | 1491.5678 | 2829.992 | 1392.9926 | 1644.5678 | 2982.992 | 2045 | Advanced | 999 | Prevailing local wages, Drive time, Local code requirements, Access, Presence/condition/type of existing insulation, Existing construction and materials, Moisture issues present, Adequacy of existing ventilation, Presence of hazardous materials, Extent of preparation | 4 | 101 | 0.2114 | 2023 | Assumes reference and advanced case are constant based on raw materials. Typical costs assume a wall area of 900 sq ft as an example based on average sqft of a house to be 2,025, though wall areas and insulation amounts vary greatly by building.
151 | 2023 | Residential | Envelope | Unfinished Basement (Wall) | Batt |  | Unfinished Basement (Wall) Batt | 2023$/sqft | Unfinished Basement (Wall) |  | 0.031667 | 0.0416 | 0.049167 | R-value | ft2*degF*h/Btu | 6 | 20 | 49 | 49 | 0 | 0 | 0 | Square Feet | ft2 | 0 | 900 | 0 | 0 | 0.15833 | 0.2392 | 1.575 | 900 | Square Feet | ft2 | 712.5048 | 964.08 | 2302.5042 | 1 | 1 | 0.5861 | 0.7561 | 1239.9926 | 1491.5678 | 2829.992 | 1392.9926 | 1644.5678 | 2982.992 | 2050 | Advanced | 999 | Prevailing local wages, Drive time, Local code requirements, Access, Presence/condition/type of existing insulation, Existing construction and materials, Moisture issues present, Adequacy of existing ventilation, Presence of hazardous materials, Extent of preparation | 4 | 101 | 0.2114 | 2023 | Assumes reference and advanced case are constant based on raw materials. Typical costs assume a wall area of 900 sq ft as an example based on average sqft of a house to be 2,025, though wall areas and insulation amounts vary greatly by building.
152 | 2023 | Residential | Envelope | Unfinished Basement (Wall) | Rigid Foam (EPS) |  | Unfinished Basement (Wall) Rigid Foam (EPS) | 2023$/sqft | Unfinished Basement (Wall) |  | 0.068808 | 0.13143 | 0.29179 | R-value | ft2*degF*h/Btu | 1.44 | 6 | 10 | 10 | 0 | 0 | 0 | Square Feet | ft2 | 0 | 900 | 0 | 0 | 0.13047 | 0.072906 | 0.042857 | 900 | Square Feet | ft2 | 488.9898 | 775.3266 | 1614.2103 | 1 | 1 | 0.455 | 0.525 | 898.4898 | 1184.8266 | 2023.7103 | 961.4898 | 1247.8266 | 2086.7103 | 2023 | Reference | 999 | Prevailing local wages, Drive time, Local code requirements, Access, Presence/condition/type of existing insulation, Existing construction and materials, Moisture issues present, Presence of hazardous materials, Presence of hazardous materials, Extent of preparation, Accommodation for termite inspections | 3 | 40 | 0.1958 | 2023 | Assumes for the reference case that raw material prices will increase over the coming decades. Assumed for the advanced case that energy dependency will move away from oil and gas causing a higher supply of raw materials used to make insulation which will lower the material costs. Typical costs assume a wall area of 900 sq ft as an example based on average sqft of a house to be 2,025, though wall areas and insulation amounts vary greatly by building.
152 | 2023 | Residential | Envelope | Unfinished Basement (Wall) | Rigid Foam (EPS) |  | Unfinished Basement (Wall) Rigid Foam (EPS) | 2023$/sqft | Unfinished Basement (Wall) |  | 0.075689 | 0.14457 | 0.32096 | R-value | ft2*degF*h/Btu | 1.44 | 6 | 10 | 10 | 0 | 0 | 0 | Square Feet | ft2 | 0 | 900 | 0 | 0 | 0.14352 | 0.080197 | 0.047143 | 900 | Square Feet | ft2 | 537.8888 | 852.8593 | 1775.6313 | 1 | 1 | 0.455 | 0.525 | 947.3888 | 1262.3593 | 2185.1313 | 1010.3888 | 1325.3593 | 2248.1313 | 2030 | Reference | 999 | Prevailing local wages, Drive time, Local code requirements, Access, Presence/condition/type of existing insulation, Existing construction and materials, Moisture issues present, Presence of hazardous materials, Presence of hazardous materials, Extent of preparation, Accommodation for termite inspections | 3 | 40 | 0.1958 | 2023 | Assumes for the reference case that raw material prices will increase over the coming decades. Assumed for the advanced case that energy dependency will move away from oil and gas causing a higher supply of raw materials used to make insulation which will lower the material costs. Typical costs assume a wall area of 900 sq ft as an example based on average sqft of a house to be 2,025, though wall areas and insulation amounts vary greatly by building.
152 | 2023 | Residential | Envelope | Unfinished Basement (Wall) | Rigid Foam (EPS) |  | Unfinished Basement (Wall) Rigid Foam (EPS) | 2023$/sqft | Unfinished Basement (Wall) |  | 0.079473 | 0.1518 | 0.33701 | R-value | ft2*degF*h/Btu | 1.44 | 6 | 10 | 10 | 0 | 0 | 0 | Square Feet | ft2 | 0 | 900 | 0 | 0 | 0.1507 | 0.084206 | 0.0495 | 900 | Square Feet | ft2 | 564.7832 | 895.5022 | 1864.4129 | 1 | 1 | 0.455 | 0.525 | 974.2832 | 1305.0022 | 2273.9129 | 1037.2832 | 1368.0022 | 2336.9129 | 2035 | Reference | 999 | Prevailing local wages, Drive time, Local code requirements, Access, Presence/condition/type of existing insulation, Existing construction and materials, Moisture issues present, Presence of hazardous materials, Presence of hazardous materials, Extent of preparation, Accommodation for termite inspections | 3 | 40 | 0.1958 | 2023 | Assumes for the reference case that raw material prices will increase over the coming decades. Assumed for the advanced case that energy dependency will move away from oil and gas causing a higher supply of raw materials used to make insulation which will lower the material costs. Typical costs assume a wall area of 900 sq ft as an example based on average sqft of a house to be 2,025, though wall areas and insulation amounts vary greatly by building.
152 | 2023 | Residential | Envelope | Unfinished Basement (Wall) | Rigid Foam (EPS) |  | Unfinished Basement (Wall) Rigid Foam (EPS) | 2023$/sqft | Unfinished Basement (Wall) |  | 0.083258 | 0.15903 | 0.35306 | R-value | ft2*degF*h/Btu | 1.44 | 6 | 10 | 10 | 0 | 0 | 0 | Square Feet | ft2 | 0 | 900 | 0 | 0 | 0.15787 | 0.088216 | 0.051857 | 900 | Square Feet | ft2 | 591.6777 | 938.1452 | 1953.1945 | 1 | 1 | 0.455 | 0.525 | 1001.1777 | 1347.6452 | 2362.6945 | 1064.1777 | 1410.6452 | 2425.6945 | 2040 | Reference | 999 | Prevailing local wages, Drive time, Local code requirements, Access, Presence/condition/type of existing insulation, Existing construction and materials, Moisture issues present, Presence of hazardous materials, Presence of hazardous materials, Extent of preparation, Accommodation for termite inspections | 3 | 40 | 0.1958 | 2023 | Assumes for the reference case that raw material prices will increase over the coming decades. Assumed for the advanced case that energy dependency will move away from oil and gas causing a higher supply of raw materials used to make insulation which will lower the material costs. Typical costs assume a wall area of 900 sq ft as an example based on average sqft of a house to be 2,025, though wall areas and insulation amounts vary greatly by building.
152 | 2023 | Residential | Envelope | Unfinished Basement (Wall) | Rigid Foam (EPS) |  | Unfinished Basement (Wall) Rigid Foam (EPS) | 2023$/sqft | Unfinished Basement (Wall) |  | 0.085064 | 0.16248 | 0.36072 | R-value | ft2*degF*h/Btu | 1.44 | 6 | 10 | 10 | 0 | 0 | 0 | Square Feet | ft2 | 0 | 900 | 0 | 0 | 0.1613 | 0.09013 | 0.052982 | 900 | Square Feet | ft2 | 604.5136 | 958.4975 | 1995.5675 | 1 | 1 | 0.455 | 0.525 | 1014.0136 | 1367.9975 | 2405.0675 | 1077.0136 | 1430.9975 | 2468.0675 | 2045 | Reference | 999 | Prevailing local wages, Drive time, Local code requirements, Access, Presence/condition/type of existing insulation, Existing construction and materials, Moisture issues present, Presence of hazardous materials, Presence of hazardous materials, Extent of preparation, Accommodation for termite inspections | 3 | 40 | 0.1958 | 2023 | Assumes for the reference case that raw material prices will increase over the coming decades. Assumed for the advanced case that energy dependency will move away from oil and gas causing a higher supply of raw materials used to make insulation which will lower the material costs. Typical costs assume a wall area of 900 sq ft as an example based on average sqft of a house to be 2,025, though wall areas and insulation amounts vary greatly by building.
152 | 2023 | Residential | Envelope | Unfinished Basement (Wall) | Rigid Foam (EPS) |  | Unfinished Basement (Wall) Rigid Foam (EPS) | 2023$/sqft | Unfinished Basement (Wall) |  | 0.08687 | 0.16593 | 0.36838 | R-value | ft2*degF*h/Btu | 1.44 | 6 | 10 | 10 | 0 | 0 | 0 | Square Feet | ft2 | 0 | 900 | 0 | 0 | 0.16472 | 0.092044 | 0.054107 | 900 | Square Feet | ft2 | 617.3496 | 978.8498 | 2037.9405 | 1 | 1 | 0.455 | 0.525 | 1026.8496 | 1388.3498 | 2447.4405 | 1089.8496 | 1451.3498 | 2510.4405 | 2050 | Reference | 999 | Prevailing local wages, Drive time, Local code requirements, Access, Presence/condition/type of existing insulation, Existing construction and materials, Moisture issues present, Presence of hazardous materials, Presence of hazardous materials, Extent of preparation, Accommodation for termite inspections | 3 | 40 | 0.1958 | 2023 | Assumes for the reference case that raw material prices will increase over the coming decades. Assumed for the advanced case that energy dependency will move away from oil and gas causing a higher supply of raw materials used to make insulation which will lower the material costs. Typical costs assume a wall area of 900 sq ft as an example based on average sqft of a house to be 2,025, though wall areas and insulation amounts vary greatly by building.
152 | 2023 | Residential | Envelope | Unfinished Basement (Wall) | Rigid Foam (EPS) |  | Unfinished Basement (Wall) Rigid Foam (EPS) | 2023$/sqft | Unfinished Basement (Wall) |  | 0.068808 | 0.13143 | 0.29179 | R-value | ft2*degF*h/Btu | 1.44 | 6 | 10 | 10 | 0 | 0 | 0 | Square Feet | ft2 | 0 | 900 | 0 | 0 | 0.13047 | 0.072906 | 0.042857 | 900 | Square Feet | ft2 | 488.9898 | 775.3266 | 1614.2103 | 1 | 1 | 0.455 | 0.525 | 898.4898 | 1184.8266 | 2023.7103 | 961.4898 | 1247.8266 | 2086.7103 | 2023 | Intermediate | 999 | Prevailing local wages, Drive time, Local code requirements, Access, Presence/condition/type of existing insulation, Existing construction and materials, Moisture issues present, Presence of hazardous materials, Presence of hazardous materials, Extent of preparation, Accommodation for termite inspections | 3 | 40 | 0.1958 | 2023 | Assumes for the reference case that raw material prices will increase over the coming decades. Assumed for the advanced case that energy dependency will move away from oil and gas causing a higher supply of raw materials used to make insulation which will lower the material costs. Typical costs assume a wall area of 900 sq ft as an example based on average sqft of a house to be 2,025, though wall areas and insulation amounts vary greatly by building.
152 | 2023 | Residential | Envelope | Unfinished Basement (Wall) | Rigid Foam (EPS) |  | Unfinished Basement (Wall) Rigid Foam (EPS) | 2023$/sqft | Unfinished Basement (Wall) |  | 0.068808 | 0.13143 | 0.29179 | R-value | ft2*degF*h/Btu | 1.44 | 6 | 10 | 10 | 0 | 0 | 0 | Square Feet | ft2 | 0 | 900 | 0 | 0 | 0.13047 | 0.072906 | 0.042857 | 900 | Square Feet | ft2 | 488.9898 | 775.3266 | 1614.2103 | 1 | 1 | 0.455 | 0.525 | 898.4898 | 1184.8266 | 2023.7103 | 961.4898 | 1247.8266 | 2086.7103 | 2030 | Intermediate | 999 | Prevailing local wages, Drive time, Local code requirements, Access, Presence/condition/type of existing insulation, Existing construction and materials, Moisture issues present, Presence of hazardous materials, Presence of hazardous materials, Extent of preparation, Accommodation for termite inspections | 3 | 40 | 0.1958 | 2023 | Assumes for the reference case that raw material prices will increase over the coming decades. Assumed for the advanced case that energy dependency will move away from oil and gas causing a higher supply of raw materials used to make insulation which will lower the material costs. Typical costs assume a wall area of 900 sq ft as an example based on average sqft of a house to be 2,025, though wall areas and insulation amounts vary greatly by building.
152 | 2023 | Residential | Envelope | Unfinished Basement (Wall) | Rigid Foam (EPS) |  | Unfinished Basement (Wall) Rigid Foam (EPS) | 2023$/sqft | Unfinished Basement (Wall) |  | 0.069152 | 0.13209 | 0.29324 | R-value | ft2*degF*h/Btu | 1.44 | 6 | 10 | 10 | 0 | 0 | 0 | Square Feet | ft2 | 0 | 900 | 0 | 0 | 0.13113 | 0.073271 | 0.043071 | 900 | Square Feet | ft2 | 491.4347 | 779.2032 | 1622.2814 | 1 | 1 | 0.455 | 0.525 | 900.9347 | 1188.7032 | 2031.7814 | 963.9347 | 1251.7032 | 2094.7814 | 2035 | Intermediate | 999 | Prevailing local wages, Drive time, Local code requirements, Access, Presence/condition/type of existing insulation, Existing construction and materials, Moisture issues present, Presence of hazardous materials, Presence of hazardous materials, Extent of preparation, Accommodation for termite inspections | 3 | 40 | 0.1958 | 2023 | Assumes for the reference case that raw material prices will increase over the coming decades. Assumed for the advanced case that energy dependency will move away from oil and gas causing a higher supply of raw materials used to make insulation which will lower the material costs. Typical costs assume a wall area of 900 sq ft as an example based on average sqft of a house to be 2,025, though wall areas and insulation amounts vary greatly by building.
152 | 2023 | Residential | Envelope | Unfinished Basement (Wall) | Rigid Foam (EPS) |  | Unfinished Basement (Wall) Rigid Foam (EPS) | 2023$/sqft | Unfinished Basement (Wall) |  | 0.069496 | 0.13274 | 0.2947 | R-value | ft2*degF*h/Btu | 1.44 | 6 | 10 | 10 | 0 | 0 | 0 | Square Feet | ft2 | 0 | 900 | 0 | 0 | 0.13178 | 0.073635 | 0.043286 | 900 | Square Feet | ft2 | 493.8797 | 783.0799 | 1630.3524 | 1 | 1 | 0.455 | 0.525 | 903.3797 | 1192.5799 | 2039.8524 | 966.3797 | 1255.5799 | 2102.8524 | 2040 | Intermediate | 999 | Prevailing local wages, Drive time, Local code requirements, Access, Presence/condition/type of existing insulation, Existing construction and materials, Moisture issues present, Presence of hazardous materials, Presence of hazardous materials, Extent of preparation, Accommodation for termite inspections | 3 | 40 | 0.1958 | 2023 | Assumes for the reference case that raw material prices will increase over the coming decades. Assumed for the advanced case that energy dependency will move away from oil and gas causing a higher supply of raw materials used to make insulation which will lower the material costs. Typical costs assume a wall area of 900 sq ft as an example based on average sqft of a house to be 2,025, though wall areas and insulation amounts vary greatly by building.
152 | 2023 | Residential | Envelope | Unfinished Basement (Wall) | Rigid Foam (EPS) |  | Unfinished Basement (Wall) Rigid Foam (EPS) | 2023$/sqft | Unfinished Basement (Wall) |  | 0.069006 | 0.13181 | 0.29262 | R-value | ft2*degF*h/Btu | 1.44 | 6 | 10 | 10 | 0 | 0 | 0 | Square Feet | ft2 | 0 | 900 | 0 | 0 | 0.13085 | 0.073116 | 0.04298 | 900 | Square Feet | ft2 | 490.3956 | 777.5557 | 1618.8512 | 1 | 1 | 0.455 | 0.525 | 899.8956 | 1187.0557 | 2028.3512 | 962.8956 | 1250.0557 | 2091.3512 | 2045 | Intermediate | 999 | Prevailing local wages, Drive time, Local code requirements, Access, Presence/condition/type of existing insulation, Existing construction and materials, Moisture issues present, Presence of hazardous materials, Presence of hazardous materials, Extent of preparation, Accommodation for termite inspections | 3 | 40 | 0.1958 | 2023 | Assumes for the reference case that raw material prices will increase over the coming decades. Assumed for the advanced case that energy dependency will move away from oil and gas causing a higher supply of raw materials used to make insulation which will lower the material costs. Typical costs assume a wall area of 900 sq ft as an example based on average sqft of a house to be 2,025, though wall areas and insulation amounts vary greatly by building.
152 | 2023 | Residential | Envelope | Unfinished Basement (Wall) | Rigid Foam (EPS) |  | Unfinished Basement (Wall) Rigid Foam (EPS) | 2023$/sqft | Unfinished Basement (Wall) |  | 0.068516 | 0.13087 | 0.29054 | R-value | ft2*degF*h/Btu | 1.44 | 6 | 10 | 10 | 0 | 0 | 0 | Square Feet | ft2 | 0 | 900 | 0 | 0 | 0.12992 | 0.072596 | 0.042675 | 900 | Square Feet | ft2 | 486.9116 | 772.0315 | 1607.3499 | 1 | 1 | 0.455 | 0.525 | 896.4116 | 1181.5315 | 2016.8499 | 959.4116 | 1244.5315 | 2079.8499 | 2050 | Intermediate | 999 | Prevailing local wages, Drive time, Local code requirements, Access, Presence/condition/type of existing insulation, Existing construction and materials, Moisture issues present, Presence of hazardous materials, Presence of hazardous materials, Extent of preparation, Accommodation for termite inspections | 3 | 40 | 0.1958 | 2023 | Assumes for the reference case that raw material prices will increase over the coming decades. Assumed for the advanced case that energy dependency will move away from oil and gas causing a higher supply of raw materials used to make insulation which will lower the material costs. Typical costs assume a wall area of 900 sq ft as an example based on average sqft of a house to be 2,025, though wall areas and insulation amounts vary greatly by building.
152 | 2023 | Residential | Envelope | Unfinished Basement (Wall) | Rigid Foam (EPS) |  | Unfinished Basement (Wall) Rigid Foam (EPS) | 2023$/sqft | Unfinished Basement (Wall) |  | 0.068808 | 0.13143 | 0.29179 | R-value | ft2*degF*h/Btu | 1.44 | 6 | 10 | 10 | 0 | 0 | 0 | Square Feet | ft2 | 0 | 900 | 0 | 0 | 0.13047 | 0.072906 | 0.042857 | 900 | Square Feet | ft2 | 488.9898 | 775.3266 | 1614.2103 | 1 | 1 | 0.455 | 0.525 | 898.4898 | 1184.8266 | 2023.7103 | 961.4898 | 1247.8266 | 2086.7103 | 2023 | Advanced | 999 | Prevailing local wages, Drive time, Local code requirements, Access, Presence/condition/type of existing insulation, Existing construction and materials, Moisture issues present, Presence of hazardous materials, Presence of hazardous materials, Extent of preparation, Accommodation for termite inspections | 3 | 40 | 0.1958 | 2023 | Assumes for the reference case that raw material prices will increase over the coming decades. Assumed for the advanced case that energy dependency will move away from oil and gas causing a higher supply of raw materials used to make insulation which will lower the material costs. Typical costs assume a wall area of 900 sq ft as an example based on average sqft of a house to be 2,025, though wall areas and insulation amounts vary greatly by building.
152 | 2023 | Residential | Envelope | Unfinished Basement (Wall) | Rigid Foam (EPS) |  | Unfinished Basement (Wall) Rigid Foam (EPS) | 2023$/sqft | Unfinished Basement (Wall) |  | 0.061927 | 0.11829 | 0.26261 | R-value | ft2*degF*h/Btu | 1.44 | 6 | 10 | 10 | 0 | 0 | 0 | Square Feet | ft2 | 0 | 900 | 0 | 0 | 0.11743 | 0.065615 | 0.038571 | 900 | Square Feet | ft2 | 440.0908 | 697.7939 | 1452.7893 | 1 | 1 | 0.455 | 0.525 | 849.5908 | 1107.2939 | 1862.2893 | 912.5908 | 1170.2939 | 1925.2893 | 2030 | Advanced | 999 | Prevailing local wages, Drive time, Local code requirements, Access, Presence/condition/type of existing insulation, Existing construction and materials, Moisture issues present, Presence of hazardous materials, Presence of hazardous materials, Extent of preparation, Accommodation for termite inspections | 3 | 40 | 0.1958 | 2023 | Assumes for the reference case that raw material prices will increase over the coming decades. Assumed for the advanced case that energy dependency will move away from oil and gas causing a higher supply of raw materials used to make insulation which will lower the material costs. Typical costs assume a wall area of 900 sq ft as an example based on average sqft of a house to be 2,025, though wall areas and insulation amounts vary greatly by building.
152 | 2023 | Residential | Envelope | Unfinished Basement (Wall) | Rigid Foam (EPS) |  | Unfinished Basement (Wall) Rigid Foam (EPS) | 2023$/sqft | Unfinished Basement (Wall) |  | 0.058831 | 0.11237 | 0.24948 | R-value | ft2*degF*h/Btu | 1.44 | 6 | 10 | 10 | 0 | 0 | 0 | Square Feet | ft2 | 0 | 900 | 0 | 0 | 0.11156 | 0.062335 | 0.036643 | 900 | Square Feet | ft2 | 418.0863 | 662.9042 | 1380.1498 | 1 | 1 | 0.455 | 0.525 | 827.5863 | 1072.4042 | 1789.6498 | 890.5863 | 1135.4042 | 1852.6498 | 2035 | Advanced | 999 | Prevailing local wages, Drive time, Local code requirements, Access, Presence/condition/type of existing insulation, Existing construction and materials, Moisture issues present, Presence of hazardous materials, Presence of hazardous materials, Extent of preparation, Accommodation for termite inspections | 3 | 40 | 0.1958 | 2023 | Assumes for the reference case that raw material prices will increase over the coming decades. Assumed for the advanced case that energy dependency will move away from oil and gas causing a higher supply of raw materials used to make insulation which will lower the material costs. Typical costs assume a wall area of 900 sq ft as an example based on average sqft of a house to be 2,025, though wall areas and insulation amounts vary greatly by building.
152 | 2023 | Residential | Envelope | Unfinished Basement (Wall) | Rigid Foam (EPS) |  | Unfinished Basement (Wall) Rigid Foam (EPS) | 2023$/sqft | Unfinished Basement (Wall) |  | 0.055734 | 0.10646 | 0.23635 | R-value | ft2*degF*h/Btu | 1.44 | 6 | 10 | 10 | 0 | 0 | 0 | Square Feet | ft2 | 0 | 900 | 0 | 0 | 0.10568 | 0.059054 | 0.034714 | 900 | Square Feet | ft2 | 396.0817 | 628.0145 | 1307.5103 | 1 | 1 | 0.455 | 0.525 | 805.5817 | 1037.5145 | 1717.0103 | 868.5817 | 1100.5145 | 1780.0103 | 2040 | Advanced | 999 | Prevailing local wages, Drive time, Local code requirements, Access, Presence/condition/type of existing insulation, Existing construction and materials, Moisture issues present, Presence of hazardous materials, Presence of hazardous materials, Extent of preparation, Accommodation for termite inspections | 3 | 40 | 0.1958 | 2023 | Assumes for the reference case that raw material prices will increase over the coming decades. Assumed for the advanced case that energy dependency will move away from oil and gas causing a higher supply of raw materials used to make insulation which will lower the material costs. Typical costs assume a wall area of 900 sq ft as an example based on average sqft of a house to be 2,025, though wall areas and insulation amounts vary greatly by building.
152 | 2023 | Residential | Envelope | Unfinished Basement (Wall) | Rigid Foam (EPS) |  | Unfinished Basement (Wall) Rigid Foam (EPS) | 2023$/sqft | Unfinished Basement (Wall) |  | 0.052948 | 0.10113 | 0.22453 | R-value | ft2*degF*h/Btu | 1.44 | 6 | 10 | 10 | 0 | 0 | 0 | Square Feet | ft2 | 0 | 900 | 0 | 0 | 0.1004 | 0.056101 | 0.032978 | 900 | Square Feet | ft2 | 376.2777 | 596.6138 | 1242.1348 | 1 | 1 | 0.455 | 0.525 | 785.7777 | 1006.1138 | 1651.6348 | 848.7777 | 1069.1138 | 1714.6348 | 2045 | Advanced | 999 | Prevailing local wages, Drive time, Local code requirements, Access, Presence/condition/type of existing insulation, Existing construction and materials, Moisture issues present, Presence of hazardous materials, Presence of hazardous materials, Extent of preparation, Accommodation for termite inspections | 3 | 40 | 0.1958 | 2023 | Assumes for the reference case that raw material prices will increase over the coming decades. Assumed for the advanced case that energy dependency will move away from oil and gas causing a higher supply of raw materials used to make insulation which will lower the material costs. Typical costs assume a wall area of 900 sq ft as an example based on average sqft of a house to be 2,025, though wall areas and insulation amounts vary greatly by building.
152 | 2023 | Residential | Envelope | Unfinished Basement (Wall) | Rigid Foam (EPS) |  | Unfinished Basement (Wall) Rigid Foam (EPS) | 2023$/sqft | Unfinished Basement (Wall) |  | 0.050161 | 0.095811 | 0.21271 | R-value | ft2*degF*h/Btu | 1.44 | 6 | 10 | 10 | 0 | 0 | 0 | Square Feet | ft2 | 0 | 900 | 0 | 0 | 0.095116 | 0.053148 | 0.031243 | 900 | Square Feet | ft2 | 356.4736 | 565.2131 | 1176.7593 | 1 | 1 | 0.455 | 0.525 | 765.9736 | 974.7131 | 1586.2593 | 828.9736 | 1037.7131 | 1649.2593 | 2050 | Advanced | 999 | Prevailing local wages, Drive time, Local code requirements, Access, Presence/condition/type of existing insulation, Existing construction and materials, Moisture issues present, Presence of hazardous materials, Presence of hazardous materials, Extent of preparation, Accommodation for termite inspections | 3 | 40 | 0.1958 | 2023 | Assumes for the reference case that raw material prices will increase over the coming decades. Assumed for the advanced case that energy dependency will move away from oil and gas causing a higher supply of raw materials used to make insulation which will lower the material costs. Typical costs assume a wall area of 900 sq ft as an example based on average sqft of a house to be 2,025, though wall areas and insulation amounts vary greatly by building.
153 | 2023 | Residential | Envelope | Unfinished Basement (Wall) | Rigid Foam (ISO) |  | Unfinished Basement (Wall) Rigid Foam (ISO) | 2023$/sqft | Unfinished Basement (Wall) |  | 0.026871 | 0.10174 | 0.14459 | R-value | ft2*degF*h/Btu | 2.7 | 6 | 31 | 31 | 0 | 0 | 0 | Square Feet | ft2 | 0 | 900 | 0 | 0 | 0.53651 | 0.49099 | 0.67024 | 900 | Square Feet | ft2 | 627.9651 | 991.2825 | 1383.9921 | 1 | 1 | 0.40875 | 0.47875 | 995.8401 | 1359.1575 | 1751.8671 | 1058.8401 | 1422.1575 | 1814.8671 | 2023 | Reference | 999 | Prevailing local wages, Drive time, Local code requirements, Access, Presence/condition/type of existing insulation, Existing construction and materials, Moisture issues present, Presence of hazardous materials, Presence of hazardous materials, Extent of preparation, Accommodation for termite inspections | 3 | 36 | 0.4695 | 2023 | Assumes for the reference case that raw material prices will increase over the coming decades. Assumed for the advanced case that energy dependency will move away from oil and gas causing a higher supply of raw materials used to make insulation which will lower the material costs. Typical costs assume a wall area of 900 sq ft as an example based on average sqft of a house to be 2,025, though wall areas and insulation amounts vary greatly by building.
153 | 2023 | Residential | Envelope | Unfinished Basement (Wall) | Rigid Foam (ISO) |  | Unfinished Basement (Wall) Rigid Foam (ISO) | 2023$/sqft | Unfinished Basement (Wall) |  | 0.029558 | 0.11191 | 0.15905 | R-value | ft2*degF*h/Btu | 2.7 | 6 | 31 | 31 | 0 | 0 | 0 | Square Feet | ft2 | 0 | 900 | 0 | 0 | 0.59016 | 0.54009 | 0.73726 | 900 | Square Feet | ft2 | 690.7616 | 1090.4108 | 1522.3913 | 1 | 1 | 0.40875 | 0.47875 | 1058.6366 | 1458.2858 | 1890.2663 | 1121.6366 | 1521.2858 | 1953.2663 | 2030 | Reference | 999 | Prevailing local wages, Drive time, Local code requirements, Access, Presence/condition/type of existing insulation, Existing construction and materials, Moisture issues present, Presence of hazardous materials, Presence of hazardous materials, Extent of preparation, Accommodation for termite inspections | 3 | 36 | 0.4695 | 2023 | Assumes for the reference case that raw material prices will increase over the coming decades. Assumed for the advanced case that energy dependency will move away from oil and gas causing a higher supply of raw materials used to make insulation which will lower the material costs. Typical costs assume a wall area of 900 sq ft as an example based on average sqft of a house to be 2,025, though wall areas and insulation amounts vary greatly by building.
153 | 2023 | Residential | Envelope | Unfinished Basement (Wall) | Rigid Foam (ISO) |  | Unfinished Basement (Wall) Rigid Foam (ISO) | 2023$/sqft | Unfinished Basement (Wall) |  | 0.031036 | 0.11751 | 0.167 | R-value | ft2*degF*h/Btu | 2.7 | 6 | 31 | 31 | 0 | 0 | 0 | Square Feet | ft2 | 0 | 900 | 0 | 0 | 0.61967 | 0.56709 | 0.77412 | 900 | Square Feet | ft2 | 725.2997 | 1144.9313 | 1598.5109 | 1 | 1 | 0.40875 | 0.47875 | 1093.1747 | 1512.8063 | 1966.3859 | 1156.1747 | 1575.8063 | 2029.3859 | 2035 | Reference | 999 | Prevailing local wages, Drive time, Local code requirements, Access, Presence/condition/type of existing insulation, Existing construction and materials, Moisture issues present, Presence of hazardous materials, Presence of hazardous materials, Extent of preparation, Accommodation for termite inspections | 3 | 36 | 0.4695 | 2023 | Assumes for the reference case that raw material prices will increase over the coming decades. Assumed for the advanced case that energy dependency will move away from oil and gas causing a higher supply of raw materials used to make insulation which will lower the material costs. Typical costs assume a wall area of 900 sq ft as an example based on average sqft of a house to be 2,025, though wall areas and insulation amounts vary greatly by building.
153 | 2023 | Residential | Envelope | Unfinished Basement (Wall) | Rigid Foam (ISO) |  | Unfinished Basement (Wall) Rigid Foam (ISO) | 2023$/sqft | Unfinished Basement (Wall) |  | 0.032514 | 0.1231 | 0.17495 | R-value | ft2*degF*h/Btu | 2.7 | 6 | 31 | 31 | 0 | 0 | 0 | Square Feet | ft2 | 0 | 900 | 0 | 0 | 0.64918 | 0.5941 | 0.81098 | 900 | Square Feet | ft2 | 759.8378 | 1199.4518 | 1674.6304 | 1 | 1 | 0.40875 | 0.47875 | 1127.7128 | 1567.3268 | 2042.5054 | 1190.7128 | 1630.3268 | 2105.5054 | 2040 | Reference | 999 | Prevailing local wages, Drive time, Local code requirements, Access, Presence/condition/type of existing insulation, Existing construction and materials, Moisture issues present, Presence of hazardous materials, Presence of hazardous materials, Extent of preparation, Accommodation for termite inspections | 3 | 36 | 0.4695 | 2023 | Assumes for the reference case that raw material prices will increase over the coming decades. Assumed for the advanced case that energy dependency will move away from oil and gas causing a higher supply of raw materials used to make insulation which will lower the material costs. Typical costs assume a wall area of 900 sq ft as an example based on average sqft of a house to be 2,025, though wall areas and insulation amounts vary greatly by building.
153 | 2023 | Residential | Envelope | Unfinished Basement (Wall) | Rigid Foam (ISO) |  | Unfinished Basement (Wall) Rigid Foam (ISO) | 2023$/sqft | Unfinished Basement (Wall) |  | 0.033219 | 0.12577 | 0.17875 | R-value | ft2*degF*h/Btu | 2.7 | 6 | 31 | 31 | 0 | 0 | 0 | Square Feet | ft2 | 0 | 900 | 0 | 0 | 0.66326 | 0.60699 | 0.82858 | 900 | Square Feet | ft2 | 776.3219 | 1225.473 | 1710.9602 | 1 | 1 | 0.40875 | 0.47875 | 1144.1969 | 1593.348 | 2078.8352 | 1207.1969 | 1656.348 | 2141.8352 | 2045 | Reference | 999 | Prevailing local wages, Drive time, Local code requirements, Access, Presence/condition/type of existing insulation, Existing construction and materials, Moisture issues present, Presence of hazardous materials, Presence of hazardous materials, Extent of preparation, Accommodation for termite inspections | 3 | 36 | 0.4695 | 2023 | Assumes for the reference case that raw material prices will increase over the coming decades. Assumed for the advanced case that energy dependency will move away from oil and gas causing a higher supply of raw materials used to make insulation which will lower the material costs. Typical costs assume a wall area of 900 sq ft as an example based on average sqft of a house to be 2,025, though wall areas and insulation amounts vary greatly by building.
153 | 2023 | Residential | Envelope | Unfinished Basement (Wall) | Rigid Foam (ISO) |  | Unfinished Basement (Wall) Rigid Foam (ISO) | 2023$/sqft | Unfinished Basement (Wall) |  | 0.033925 | 0.12845 | 0.18254 | R-value | ft2*degF*h/Btu | 2.7 | 6 | 31 | 31 | 0 | 0 | 0 | Square Feet | ft2 | 0 | 900 | 0 | 0 | 0.67735 | 0.61988 | 0.84617 | 900 | Square Feet | ft2 | 792.8059 | 1251.4942 | 1747.29 | 1 | 1 | 0.40875 | 0.47875 | 1160.6809 | 1619.3692 | 2115.165 | 1223.6809 | 1682.3692 | 2178.165 | 2050 | Reference | 999 | Prevailing local wages, Drive time, Local code requirements, Access, Presence/condition/type of existing insulation, Existing construction and materials, Moisture issues present, Presence of hazardous materials, Presence of hazardous materials, Extent of preparation, Accommodation for termite inspections | 3 | 36 | 0.4695 | 2023 | Assumes for the reference case that raw material prices will increase over the coming decades. Assumed for the advanced case that energy dependency will move away from oil and gas causing a higher supply of raw materials used to make insulation which will lower the material costs. Typical costs assume a wall area of 900 sq ft as an example based on average sqft of a house to be 2,025, though wall areas and insulation amounts vary greatly by building.
153 | 2023 | Residential | Envelope | Unfinished Basement (Wall) | Rigid Foam (ISO) |  | Unfinished Basement (Wall) Rigid Foam (ISO) | 2023$/sqft | Unfinished Basement (Wall) |  | 0.026871 | 0.10174 | 0.14459 | R-value | ft2*degF*h/Btu | 2.7 | 6 | 31 | 31 | 0 | 0 | 0 | Square Feet | ft2 | 0 | 900 | 0 | 0 | 0.53651 | 0.49099 | 0.67024 | 900 | Square Feet | ft2 | 627.9651 | 991.2825 | 1383.9921 | 1 | 1 | 0.40875 | 0.47875 | 995.8401 | 1359.1575 | 1751.8671 | 1058.8401 | 1422.1575 | 1814.8671 | 2023 | Intermediate | 999 | Prevailing local wages, Drive time, Local code requirements, Access, Presence/condition/type of existing insulation, Existing construction and materials, Moisture issues present, Presence of hazardous materials, Presence of hazardous materials, Extent of preparation, Accommodation for termite inspections | 3 | 36 | 0.4695 | 2023 | Assumes for the reference case that raw material prices will increase over the coming decades. Assumed for the advanced case that energy dependency will move away from oil and gas causing a higher supply of raw materials used to make insulation which will lower the material costs. Typical costs assume a wall area of 900 sq ft as an example based on average sqft of a house to be 2,025, though wall areas and insulation amounts vary greatly by building.
153 | 2023 | Residential | Envelope | Unfinished Basement (Wall) | Rigid Foam (ISO) |  | Unfinished Basement (Wall) Rigid Foam (ISO) | 2023$/sqft | Unfinished Basement (Wall) |  | 0.026871 | 0.10174 | 0.14459 | R-value | ft2*degF*h/Btu | 2.7 | 6 | 31 | 31 | 0 | 0 | 0 | Square Feet | ft2 | 0 | 900 | 0 | 0 | 0.53651 | 0.49099 | 0.67024 | 900 | Square Feet | ft2 | 627.9651 | 991.2825 | 1383.9921 | 1 | 1 | 0.40875 | 0.47875 | 995.8401 | 1359.1575 | 1751.8671 | 1058.8401 | 1422.1575 | 1814.8671 | 2030 | Intermediate | 999 | Prevailing local wages, Drive time, Local code requirements, Access, Presence/condition/type of existing insulation, Existing construction and materials, Moisture issues present, Presence of hazardous materials, Presence of hazardous materials, Extent of preparation, Accommodation for termite inspections | 3 | 36 | 0.4695 | 2023 | Assumes for the reference case that raw material prices will increase over the coming decades. Assumed for the advanced case that energy dependency will move away from oil and gas causing a higher supply of raw materials used to make insulation which will lower the material costs. Typical costs assume a wall area of 900 sq ft as an example based on average sqft of a house to be 2,025, though wall areas and insulation amounts vary greatly by building.
153 | 2023 | Residential | Envelope | Unfinished Basement (Wall) | Rigid Foam (ISO) |  | Unfinished Basement (Wall) Rigid Foam (ISO) | 2023$/sqft | Unfinished Basement (Wall) |  | 0.027005 | 0.10225 | 0.14531 | R-value | ft2*degF*h/Btu | 2.7 | 6 | 31 | 31 | 0 | 0 | 0 | Square Feet | ft2 | 0 | 900 | 0 | 0 | 0.5392 | 0.49345 | 0.67359 | 900 | Square Feet | ft2 | 631.1049 | 996.2389 | 1390.9121 | 1 | 1 | 0.40875 | 0.47875 | 998.9799 | 1364.1139 | 1758.7871 | 1061.9799 | 1427.1139 | 1821.7871 | 2035 | Intermediate | 999 | Prevailing local wages, Drive time, Local code requirements, Access, Presence/condition/type of existing insulation, Existing construction and materials, Moisture issues present, Presence of hazardous materials, Presence of hazardous materials, Extent of preparation, Accommodation for termite inspections | 3 | 36 | 0.4695 | 2023 | Assumes for the reference case that raw material prices will increase over the coming decades. Assumed for the advanced case that energy dependency will move away from oil and gas causing a higher supply of raw materials used to make insulation which will lower the material costs. Typical costs assume a wall area of 900 sq ft as an example based on average sqft of a house to be 2,025, though wall areas and insulation amounts vary greatly by building.
153 | 2023 | Residential | Envelope | Unfinished Basement (Wall) | Rigid Foam (ISO) |  | Unfinished Basement (Wall) Rigid Foam (ISO) | 2023$/sqft | Unfinished Basement (Wall) |  | 0.02714 | 0.10276 | 0.14603 | R-value | ft2*degF*h/Btu | 2.7 | 6 | 31 | 31 | 0 | 0 | 0 | Square Feet | ft2 | 0 | 900 | 0 | 0 | 0.54188 | 0.4959 | 0.67694 | 900 | Square Feet | ft2 | 634.2448 | 1001.1953 | 1397.832 | 1 | 1 | 0.40875 | 0.47875 | 1002.1198 | 1369.0703 | 1765.707 | 1065.1198 | 1432.0703 | 1828.707 | 2040 | Intermediate | 999 | Prevailing local wages, Drive time, Local code requirements, Access, Presence/condition/type of existing insulation, Existing construction and materials, Moisture issues present, Presence of hazardous materials, Presence of hazardous materials, Extent of preparation, Accommodation for termite inspections | 3 | 36 | 0.4695 | 2023 | Assumes for the reference case that raw material prices will increase over the coming decades. Assumed for the advanced case that energy dependency will move away from oil and gas causing a higher supply of raw materials used to make insulation which will lower the material costs. Typical costs assume a wall area of 900 sq ft as an example based on average sqft of a house to be 2,025, though wall areas and insulation amounts vary greatly by building.
153 | 2023 | Residential | Envelope | Unfinished Basement (Wall) | Rigid Foam (ISO) |  | Unfinished Basement (Wall) Rigid Foam (ISO) | 2023$/sqft | Unfinished Basement (Wall) |  | 0.026948 | 0.10203 | 0.145 | R-value | ft2*degF*h/Btu | 2.7 | 6 | 31 | 31 | 0 | 0 | 0 | Square Feet | ft2 | 0 | 900 | 0 | 0 | 0.53806 | 0.4924 | 0.67216 | 900 | Square Feet | ft2 | 629.7705 | 994.1324 | 1387.9711 | 1 | 1 | 0.40875 | 0.47875 | 997.6455 | 1362.0074 | 1755.8461 | 1060.6455 | 1425.0074 | 1818.8461 | 2045 | Intermediate | 999 | Prevailing local wages, Drive time, Local code requirements, Access, Presence/condition/type of existing insulation, Existing construction and materials, Moisture issues present, Presence of hazardous materials, Presence of hazardous materials, Extent of preparation, Accommodation for termite inspections | 3 | 36 | 0.4695 | 2023 | Assumes for the reference case that raw material prices will increase over the coming decades. Assumed for the advanced case that energy dependency will move away from oil and gas causing a higher supply of raw materials used to make insulation which will lower the material costs. Typical costs assume a wall area of 900 sq ft as an example based on average sqft of a house to be 2,025, though wall areas and insulation amounts vary greatly by building.
153 | 2023 | Residential | Envelope | Unfinished Basement (Wall) | Rigid Foam (ISO) |  | Unfinished Basement (Wall) Rigid Foam (ISO) | 2023$/sqft | Unfinished Basement (Wall) |  | 0.026757 | 0.10131 | 0.14397 | R-value | ft2*degF*h/Btu | 2.7 | 6 | 31 | 31 | 0 | 0 | 0 | Square Feet | ft2 | 0 | 900 | 0 | 0 | 0.53423 | 0.4889 | 0.66739 | 900 | Square Feet | ft2 | 625.2962 | 987.0695 | 1378.1101 | 1 | 1 | 0.40875 | 0.47875 | 993.1712 | 1354.9445 | 1745.9851 | 1056.1712 | 1417.9445 | 1808.9851 | 2050 | Intermediate | 999 | Prevailing local wages, Drive time, Local code requirements, Access, Presence/condition/type of existing insulation, Existing construction and materials, Moisture issues present, Presence of hazardous materials, Presence of hazardous materials, Extent of preparation, Accommodation for termite inspections | 3 | 36 | 0.4695 | 2023 | Assumes for the reference case that raw material prices will increase over the coming decades. Assumed for the advanced case that energy dependency will move away from oil and gas causing a higher supply of raw materials used to make insulation which will lower the material costs. Typical costs assume a wall area of 900 sq ft as an example based on average sqft of a house to be 2,025, though wall areas and insulation amounts vary greatly by building.
153 | 2023 | Residential | Envelope | Unfinished Basement (Wall) | Rigid Foam (ISO) |  | Unfinished Basement (Wall) Rigid Foam (ISO) | 2023$/sqft | Unfinished Basement (Wall) |  | 0.026871 | 0.10174 | 0.14459 | R-value | ft2*degF*h/Btu | 2.7 | 6 | 31 | 31 | 0 | 0 | 0 | Square Feet | ft2 | 0 | 900 | 0 | 0 | 0.53651 | 0.49099 | 0.67024 | 900 | Square Feet | ft2 | 627.9651 | 991.2825 | 1383.9921 | 1 | 1 | 0.40875 | 0.47875 | 995.8401 | 1359.1575 | 1751.8671 | 1058.8401 | 1422.1575 | 1814.8671 | 2023 | Advanced | 999 | Prevailing local wages, Drive time, Local code requirements, Access, Presence/condition/type of existing insulation, Existing construction and materials, Moisture issues present, Presence of hazardous materials, Presence of hazardous materials, Extent of preparation, Accommodation for termite inspections | 3 | 36 | 0.4695 | 2023 | Assumes for the reference case that raw material prices will increase over the coming decades. Assumed for the advanced case that energy dependency will move away from oil and gas causing a higher supply of raw materials used to make insulation which will lower the material costs. Typical costs assume a wall area of 900 sq ft as an example based on average sqft of a house to be 2,025, though wall areas and insulation amounts vary greatly by building.
153 | 2023 | Residential | Envelope | Unfinished Basement (Wall) | Rigid Foam (ISO) |  | Unfinished Basement (Wall) Rigid Foam (ISO) | 2023$/sqft | Unfinished Basement (Wall) |  | 0.024184 | 0.091565 | 0.13013 | R-value | ft2*degF*h/Btu | 2.7 | 6 | 31 | 31 | 0 | 0 | 0 | Square Feet | ft2 | 0 | 900 | 0 | 0 | 0.48286 | 0.44189 | 0.60321 | 900 | Square Feet | ft2 | 565.1686 | 892.1542 | 1245.5929 | 1 | 1 | 0.40875 | 0.47875 | 933.0436 | 1260.0293 | 1613.4679 | 996.0436 | 1323.0293 | 1676.4679 | 2030 | Advanced | 999 | Prevailing local wages, Drive time, Local code requirements, Access, Presence/condition/type of existing insulation, Existing construction and materials, Moisture issues present, Presence of hazardous materials, Presence of hazardous materials, Extent of preparation, Accommodation for termite inspections | 3 | 36 | 0.4695 | 2023 | Assumes for the reference case that raw material prices will increase over the coming decades. Assumed for the advanced case that energy dependency will move away from oil and gas causing a higher supply of raw materials used to make insulation which will lower the material costs. Typical costs assume a wall area of 900 sq ft as an example based on average sqft of a house to be 2,025, though wall areas and insulation amounts vary greatly by building.
153 | 2023 | Residential | Envelope | Unfinished Basement (Wall) | Rigid Foam (ISO) |  | Unfinished Basement (Wall) Rigid Foam (ISO) | 2023$/sqft | Unfinished Basement (Wall) |  | 0.022975 | 0.086987 | 0.12362 | R-value | ft2*degF*h/Btu | 2.7 | 6 | 31 | 31 | 0 | 0 | 0 | Square Feet | ft2 | 0 | 900 | 0 | 0 | 0.45872 | 0.4198 | 0.57305 | 900 | Square Feet | ft2 | 536.9102 | 847.5465 | 1183.3132 | 1 | 1 | 0.40875 | 0.47875 | 904.7852 | 1215.4215 | 1551.1882 | 967.7852 | 1278.4215 | 1614.1882 | 2035 | Advanced | 999 | Prevailing local wages, Drive time, Local code requirements, Access, Presence/condition/type of existing insulation, Existing construction and materials, Moisture issues present, Presence of hazardous materials, Presence of hazardous materials, Extent of preparation, Accommodation for termite inspections | 3 | 36 | 0.4695 | 2023 | Assumes for the reference case that raw material prices will increase over the coming decades. Assumed for the advanced case that energy dependency will move away from oil and gas causing a higher supply of raw materials used to make insulation which will lower the material costs. Typical costs assume a wall area of 900 sq ft as an example based on average sqft of a house to be 2,025, though wall areas and insulation amounts vary greatly by building.
153 | 2023 | Residential | Envelope | Unfinished Basement (Wall) | Rigid Foam (ISO) |  | Unfinished Basement (Wall) Rigid Foam (ISO) | 2023$/sqft | Unfinished Basement (Wall) |  | 0.021766 | 0.082409 | 0.11712 | R-value | ft2*degF*h/Btu | 2.7 | 6 | 31 | 31 | 0 | 0 | 0 | Square Feet | ft2 | 0 | 900 | 0 | 0 | 0.43458 | 0.3977 | 0.54289 | 900 | Square Feet | ft2 | 508.6517 | 802.9388 | 1121.0336 | 1 | 1 | 0.40875 | 0.47875 | 876.5267 | 1170.8138 | 1488.9086 | 939.5267 | 1233.8138 | 1551.9086 | 2040 | Advanced | 999 | Prevailing local wages, Drive time, Local code requirements, Access, Presence/condition/type of existing insulation, Existing construction and materials, Moisture issues present, Presence of hazardous materials, Presence of hazardous materials, Extent of preparation, Accommodation for termite inspections | 3 | 36 | 0.4695 | 2023 | Assumes for the reference case that raw material prices will increase over the coming decades. Assumed for the advanced case that energy dependency will move away from oil and gas causing a higher supply of raw materials used to make insulation which will lower the material costs. Typical costs assume a wall area of 900 sq ft as an example based on average sqft of a house to be 2,025, though wall areas and insulation amounts vary greatly by building.
153 | 2023 | Residential | Envelope | Unfinished Basement (Wall) | Rigid Foam (ISO) |  | Unfinished Basement (Wall) Rigid Foam (ISO) | 2023$/sqft | Unfinished Basement (Wall) |  | 0.020677 | 0.078288 | 0.11126 | R-value | ft2*degF*h/Btu | 2.7 | 6 | 31 | 31 | 0 | 0 | 0 | Square Feet | ft2 | 0 | 900 | 0 | 0 | 0.41285 | 0.37782 | 0.51575 | 900 | Square Feet | ft2 | 483.2191 | 762.7919 | 1064.9819 | 1 | 1 | 0.40875 | 0.47875 | 851.0941 | 1130.6669 | 1432.8569 | 914.0941 | 1193.6669 | 1495.8569 | 2045 | Advanced | 999 | Prevailing local wages, Drive time, Local code requirements, Access, Presence/condition/type of existing insulation, Existing construction and materials, Moisture issues present, Presence of hazardous materials, Presence of hazardous materials, Extent of preparation, Accommodation for termite inspections | 3 | 36 | 0.4695 | 2023 | Assumes for the reference case that raw material prices will increase over the coming decades. Assumed for the advanced case that energy dependency will move away from oil and gas causing a higher supply of raw materials used to make insulation which will lower the material costs. Typical costs assume a wall area of 900 sq ft as an example based on average sqft of a house to be 2,025, though wall areas and insulation amounts vary greatly by building.
153 | 2023 | Residential | Envelope | Unfinished Basement (Wall) | Rigid Foam (ISO) |  | Unfinished Basement (Wall) Rigid Foam (ISO) | 2023$/sqft | Unfinished Basement (Wall) |  | 0.019589 | 0.074168 | 0.10541 | R-value | ft2*degF*h/Btu | 2.7 | 6 | 31 | 31 | 0 | 0 | 0 | Square Feet | ft2 | 0 | 900 | 0 | 0 | 0.39112 | 0.35793 | 0.4886 | 900 | Square Feet | ft2 | 457.7866 | 722.6449 | 1008.9302 | 1 | 1 | 0.40875 | 0.47875 | 825.6616 | 1090.5199 | 1376.8052 | 888.6616 | 1153.5199 | 1439.8052 | 2050 | Advanced | 999 | Prevailing local wages, Drive time, Local code requirements, Access, Presence/condition/type of existing insulation, Existing construction and materials, Moisture issues present, Presence of hazardous materials, Presence of hazardous materials, Extent of preparation, Accommodation for termite inspections | 3 | 36 | 0.4695 | 2023 | Assumes for the reference case that raw material prices will increase over the coming decades. Assumed for the advanced case that energy dependency will move away from oil and gas causing a higher supply of raw materials used to make insulation which will lower the material costs. Typical costs assume a wall area of 900 sq ft as an example based on average sqft of a house to be 2,025, though wall areas and insulation amounts vary greatly by building.
154 | 2023 | Residential | Envelope | Unfinished Basement (Wall) | Rigid Foam (XPS) |  | Unfinished Basement (Wall) Rigid Foam (XPS) | 2023$/sqft | Unfinished Basement (Wall) |  | 0.12372 | 0.1755 | 0.2285 | R-value | ft2*degF*h/Btu | 1 | 6 | 20 | 20 | 0 | 0 | 0 | Square Feet | ft2 | 0 | 900 | 0 | 0 | 0.065725 | 0.10125 | 2.7075 | 900 | Square Feet | ft2 | 727.2243 | 1038.8268 | 3670.65 | 1 | 1 | 0.455 | 0.525 | 1136.7243 | 1448.3268 | 4080.15 | 1199.7243 | 1511.3268 | 4143.15 | 2023 | Reference | 999 | Prevailing local wages, Drive time, Local code requirements, Access, Presence/condition/type of existing insulation, Existing construction and materials, Moisture issues present, Presence of hazardous materials, Presence of hazardous materials, Extent of preparation, Accommodation for termite inspections | 3 | 75 | 0.2668 | 2023 | Assumes for the reference case that raw material prices will increase over the coming decades. Assumed for the advanced case that energy dependency will move away from oil and gas causing a higher supply of raw materials used to make insulation which will lower the material costs. Typical costs assume a wall area of 900 sq ft as an example based on average sqft of a house to be 2,025, though wall areas and insulation amounts vary greatly by building.
154 | 2023 | Residential | Envelope | Unfinished Basement (Wall) | Rigid Foam (XPS) |  | Unfinished Basement (Wall) Rigid Foam (XPS) | 2023$/sqft | Unfinished Basement (Wall) |  | 0.13609 | 0.19305 | 0.25135 | R-value | ft2*degF*h/Btu | 1 | 6 | 20 | 20 | 0 | 0 | 0 | Square Feet | ft2 | 0 | 900 | 0 | 0 | 0.072298 | 0.11138 | 2.9783 | 900 | Square Feet | ft2 | 799.9467 | 1142.7095 | 4037.715 | 1 | 1 | 0.455 | 0.525 | 1209.4467 | 1552.2095 | 4447.215 | 1272.4467 | 1615.2095 | 4510.215 | 2030 | Reference | 999 | Prevailing local wages, Drive time, Local code requirements, Access, Presence/condition/type of existing insulation, Existing construction and materials, Moisture issues present, Presence of hazardous materials, Presence of hazardous materials, Extent of preparation, Accommodation for termite inspections | 3 | 75 | 0.2668 | 2023 | Assumes for the reference case that raw material prices will increase over the coming decades. Assumed for the advanced case that energy dependency will move away from oil and gas causing a higher supply of raw materials used to make insulation which will lower the material costs. Typical costs assume a wall area of 900 sq ft as an example based on average sqft of a house to be 2,025, though wall areas and insulation amounts vary greatly by building.
154 | 2023 | Residential | Envelope | Unfinished Basement (Wall) | Rigid Foam (XPS) |  | Unfinished Basement (Wall) Rigid Foam (XPS) | 2023$/sqft | Unfinished Basement (Wall) |  | 0.14289 | 0.2027 | 0.26392 | R-value | ft2*degF*h/Btu | 1 | 6 | 20 | 20 | 0 | 0 | 0 | Square Feet | ft2 | 0 | 900 | 0 | 0 | 0.075912 | 0.11695 | 3.1272 | 900 | Square Feet | ft2 | 839.9441 | 1199.845 | 4239.6008 | 1 | 1 | 0.455 | 0.525 | 1249.4441 | 1609.345 | 4649.1008 | 1312.4441 | 1672.345 | 4712.1008 | 2035 | Reference | 999 | Prevailing local wages, Drive time, Local code requirements, Access, Presence/condition/type of existing insulation, Existing construction and materials, Moisture issues present, Presence of hazardous materials, Presence of hazardous materials, Extent of preparation, Accommodation for termite inspections | 3 | 75 | 0.2668 | 2023 | Assumes for the reference case that raw material prices will increase over the coming decades. Assumed for the advanced case that energy dependency will move away from oil and gas causing a higher supply of raw materials used to make insulation which will lower the material costs. Typical costs assume a wall area of 900 sq ft as an example based on average sqft of a house to be 2,025, though wall areas and insulation amounts vary greatly by building.
154 | 2023 | Residential | Envelope | Unfinished Basement (Wall) | Rigid Foam (XPS) |  | Unfinished Basement (Wall) Rigid Foam (XPS) | 2023$/sqft | Unfinished Basement (Wall) |  | 0.1497 | 0.21236 | 0.27649 | R-value | ft2*degF*h/Btu | 1 | 6 | 20 | 20 | 0 | 0 | 0 | Square Feet | ft2 | 0 | 900 | 0 | 0 | 0.079527 | 0.12251 | 3.2761 | 900 | Square Feet | ft2 | 879.9414 | 1256.9804 | 4441.4865 | 1 | 1 | 0.455 | 0.525 | 1289.4414 | 1666.4804 | 4850.9865 | 1352.4414 | 1729.4804 | 4913.9865 | 2040 | Reference | 999 | Prevailing local wages, Drive time, Local code requirements, Access, Presence/condition/type of existing insulation, Existing construction and materials, Moisture issues present, Presence of hazardous materials, Presence of hazardous materials, Extent of preparation, Accommodation for termite inspections | 3 | 75 | 0.2668 | 2023 | Assumes for the reference case that raw material prices will increase over the coming decades. Assumed for the advanced case that energy dependency will move away from oil and gas causing a higher supply of raw materials used to make insulation which will lower the material costs. Typical costs assume a wall area of 900 sq ft as an example based on average sqft of a house to be 2,025, though wall areas and insulation amounts vary greatly by building.
154 | 2023 | Residential | Envelope | Unfinished Basement (Wall) | Rigid Foam (XPS) |  | Unfinished Basement (Wall) Rigid Foam (XPS) | 2023$/sqft | Unfinished Basement (Wall) |  | 0.15295 | 0.21696 | 0.28248 | R-value | ft2*degF*h/Btu | 1 | 6 | 20 | 20 | 0 | 0 | 0 | Square Feet | ft2 | 0 | 900 | 0 | 0 | 0.081253 | 0.12517 | 3.3471 | 900 | Square Feet | ft2 | 899.031 | 1284.2496 | 4537.8411 | 1 | 1 | 0.455 | 0.525 | 1308.531 | 1693.7496 | 4947.3411 | 1371.531 | 1756.7496 | 5010.3411 | 2045 | Reference | 999 | Prevailing local wages, Drive time, Local code requirements, Access, Presence/condition/type of existing insulation, Existing construction and materials, Moisture issues present, Presence of hazardous materials, Presence of hazardous materials, Extent of preparation, Accommodation for termite inspections | 3 | 75 | 0.2668 | 2023 | Assumes for the reference case that raw material prices will increase over the coming decades. Assumed for the advanced case that energy dependency will move away from oil and gas causing a higher supply of raw materials used to make insulation which will lower the material costs. Typical costs assume a wall area of 900 sq ft as an example based on average sqft of a house to be 2,025, though wall areas and insulation amounts vary greatly by building.
154 | 2023 | Residential | Envelope | Unfinished Basement (Wall) | Rigid Foam (XPS) |  | Unfinished Basement (Wall) Rigid Foam (XPS) | 2023$/sqft | Unfinished Basement (Wall) |  | 0.15619 | 0.22157 | 0.28848 | R-value | ft2*degF*h/Btu | 1 | 6 | 20 | 20 | 0 | 0 | 0 | Square Feet | ft2 | 0 | 900 | 0 | 0 | 0.082978 | 0.12783 | 3.4182 | 900 | Square Feet | ft2 | 918.1207 | 1311.5188 | 4634.1956 | 1 | 1 | 0.455 | 0.525 | 1327.6207 | 1721.0188 | 5043.6956 | 1390.6207 | 1784.0188 | 5106.6956 | 2050 | Reference | 999 | Prevailing local wages, Drive time, Local code requirements, Access, Presence/condition/type of existing insulation, Existing construction and materials, Moisture issues present, Presence of hazardous materials, Presence of hazardous materials, Extent of preparation, Accommodation for termite inspections | 3 | 75 | 0.2668 | 2023 | Assumes for the reference case that raw material prices will increase over the coming decades. Assumed for the advanced case that energy dependency will move away from oil and gas causing a higher supply of raw materials used to make insulation which will lower the material costs. Typical costs assume a wall area of 900 sq ft as an example based on average sqft of a house to be 2,025, though wall areas and insulation amounts vary greatly by building.
154 | 2023 | Residential | Envelope | Unfinished Basement (Wall) | Rigid Foam (XPS) |  | Unfinished Basement (Wall) Rigid Foam (XPS) | 2023$/sqft | Unfinished Basement (Wall) |  | 0.12372 | 0.1755 | 0.2285 | R-value | ft2*degF*h/Btu | 1 | 6 | 20 | 20 | 0 | 0 | 0 | Square Feet | ft2 | 0 | 900 | 0 | 0 | 0.065725 | 0.10125 | 2.7075 | 900 | Square Feet | ft2 | 727.2243 | 1038.8268 | 3670.65 | 1 | 1 | 0.455 | 0.525 | 1136.7243 | 1448.3268 | 4080.15 | 1199.7243 | 1511.3268 | 4143.15 | 2023 | Intermediate | 999 | Prevailing local wages, Drive time, Local code requirements, Access, Presence/condition/type of existing insulation, Existing construction and materials, Moisture issues present, Presence of hazardous materials, Presence of hazardous materials, Extent of preparation, Accommodation for termite inspections | 3 | 75 | 0.2668 | 2023 | Assumes for the reference case that raw material prices will increase over the coming decades. Assumed for the advanced case that energy dependency will move away from oil and gas causing a higher supply of raw materials used to make insulation which will lower the material costs. Typical costs assume a wall area of 900 sq ft as an example based on average sqft of a house to be 2,025, though wall areas and insulation amounts vary greatly by building.
154 | 2023 | Residential | Envelope | Unfinished Basement (Wall) | Rigid Foam (XPS) |  | Unfinished Basement (Wall) Rigid Foam (XPS) | 2023$/sqft | Unfinished Basement (Wall) |  | 0.12372 | 0.1755 | 0.2285 | R-value | ft2*degF*h/Btu | 1 | 6 | 20 | 20 | 0 | 0 | 0 | Square Feet | ft2 | 0 | 900 | 0 | 0 | 0.065725 | 0.10125 | 2.7075 | 900 | Square Feet | ft2 | 727.2243 | 1038.8268 | 3670.65 | 1 | 1 | 0.455 | 0.525 | 1136.7243 | 1448.3268 | 4080.15 | 1199.7243 | 1511.3268 | 4143.15 | 2030 | Intermediate | 999 | Prevailing local wages, Drive time, Local code requirements, Access, Presence/condition/type of existing insulation, Existing construction and materials, Moisture issues present, Presence of hazardous materials, Presence of hazardous materials, Extent of preparation, Accommodation for termite inspections | 3 | 75 | 0.2668 | 2023 | Assumes for the reference case that raw material prices will increase over the coming decades. Assumed for the advanced case that energy dependency will move away from oil and gas causing a higher supply of raw materials used to make insulation which will lower the material costs. Typical costs assume a wall area of 900 sq ft as an example based on average sqft of a house to be 2,025, though wall areas and insulation amounts vary greatly by building.
154 | 2023 | Residential | Envelope | Unfinished Basement (Wall) | Rigid Foam (XPS) |  | Unfinished Basement (Wall) Rigid Foam (XPS) | 2023$/sqft | Unfinished Basement (Wall) |  | 0.12434 | 0.17638 | 0.22964 | R-value | ft2*degF*h/Btu | 1 | 6 | 20 | 20 | 0 | 0 | 0 | Square Feet | ft2 | 0 | 900 | 0 | 0 | 0.066054 | 0.10176 | 2.721 | 900 | Square Feet | ft2 | 730.8604 | 1044.0209 | 3689.0033 | 1 | 1 | 0.455 | 0.525 | 1140.3604 | 1453.5209 | 4098.5033 | 1203.3604 | 1516.5209 | 4161.5033 | 2035 | Intermediate | 999 | Prevailing local wages, Drive time, Local code requirements, Access, Presence/condition/type of existing insulation, Existing construction and materials, Moisture issues present, Presence of hazardous materials, Presence of hazardous materials, Extent of preparation, Accommodation for termite inspections | 3 | 75 | 0.2668 | 2023 | Assumes for the reference case that raw material prices will increase over the coming decades. Assumed for the advanced case that energy dependency will move away from oil and gas causing a higher supply of raw materials used to make insulation which will lower the material costs. Typical costs assume a wall area of 900 sq ft as an example based on average sqft of a house to be 2,025, though wall areas and insulation amounts vary greatly by building.
154 | 2023 | Residential | Envelope | Unfinished Basement (Wall) | Rigid Foam (XPS) |  | Unfinished Basement (Wall) Rigid Foam (XPS) | 2023$/sqft | Unfinished Basement (Wall) |  | 0.12495 | 0.17725 | 0.23079 | R-value | ft2*degF*h/Btu | 1 | 6 | 20 | 20 | 0 | 0 | 0 | Square Feet | ft2 | 0 | 900 | 0 | 0 | 0.066382 | 0.10226 | 2.7346 | 900 | Square Feet | ft2 | 734.4965 | 1049.2151 | 3707.3565 | 1 | 1 | 0.455 | 0.525 | 1143.9965 | 1458.7151 | 4116.8565 | 1206.9965 | 1521.7151 | 4179.8565 | 2040 | Intermediate | 999 | Prevailing local wages, Drive time, Local code requirements, Access, Presence/condition/type of existing insulation, Existing construction and materials, Moisture issues present, Presence of hazardous materials, Presence of hazardous materials, Extent of preparation, Accommodation for termite inspections | 3 | 75 | 0.2668 | 2023 | Assumes for the reference case that raw material prices will increase over the coming decades. Assumed for the advanced case that energy dependency will move away from oil and gas causing a higher supply of raw materials used to make insulation which will lower the material costs. Typical costs assume a wall area of 900 sq ft as an example based on average sqft of a house to be 2,025, though wall areas and insulation amounts vary greatly by building.
154 | 2023 | Residential | Envelope | Unfinished Basement (Wall) | Rigid Foam (XPS) |  | Unfinished Basement (Wall) Rigid Foam (XPS) | 2023$/sqft | Unfinished Basement (Wall) |  | 0.12407 | 0.176 | 0.22916 | R-value | ft2*degF*h/Btu | 1 | 6 | 20 | 20 | 0 | 0 | 0 | Square Feet | ft2 | 0 | 900 | 0 | 0 | 0.065914 | 0.10154 | 2.7153 | 900 | Square Feet | ft2 | 729.3151 | 1041.8134 | 3681.2031 | 1 | 1 | 0.455 | 0.525 | 1138.8151 | 1451.3134 | 4090.7031 | 1201.8151 | 1514.3134 | 4153.7031 | 2045 | Intermediate | 999 | Prevailing local wages, Drive time, Local code requirements, Access, Presence/condition/type of existing insulation, Existing construction and materials, Moisture issues present, Presence of hazardous materials, Presence of hazardous materials, Extent of preparation, Accommodation for termite inspections | 3 | 75 | 0.2668 | 2023 | Assumes for the reference case that raw material prices will increase over the coming decades. Assumed for the advanced case that energy dependency will move away from oil and gas causing a higher supply of raw materials used to make insulation which will lower the material costs. Typical costs assume a wall area of 900 sq ft as an example based on average sqft of a house to be 2,025, though wall areas and insulation amounts vary greatly by building.
154 | 2023 | Residential | Envelope | Unfinished Basement (Wall) | Rigid Foam (XPS) |  | Unfinished Basement (Wall) Rigid Foam (XPS) | 2023$/sqft | Unfinished Basement (Wall) |  | 0.12319 | 0.17475 | 0.22753 | R-value | ft2*degF*h/Btu | 1 | 6 | 20 | 20 | 0 | 0 | 0 | Square Feet | ft2 | 0 | 900 | 0 | 0 | 0.065446 | 0.10082 | 2.696 | 900 | Square Feet | ft2 | 724.1336 | 1034.4118 | 3655.0497 | 1 | 1 | 0.455 | 0.525 | 1133.6336 | 1443.9118 | 4064.5497 | 1196.6336 | 1506.9118 | 4127.5497 | 2050 | Intermediate | 999 | Prevailing local wages, Drive time, Local code requirements, Access, Presence/condition/type of existing insulation, Existing construction and materials, Moisture issues present, Presence of hazardous materials, Presence of hazardous materials, Extent of preparation, Accommodation for termite inspections | 3 | 75 | 0.2668 | 2023 | Assumes for the reference case that raw material prices will increase over the coming decades. Assumed for the advanced case that energy dependency will move away from oil and gas causing a higher supply of raw materials used to make insulation which will lower the material costs. Typical costs assume a wall area of 900 sq ft as an example based on average sqft of a house to be 2,025, though wall areas and insulation amounts vary greatly by building.
154 | 2023 | Residential | Envelope | Unfinished Basement (Wall) | Rigid Foam (XPS) |  | Unfinished Basement (Wall) Rigid Foam (XPS) | 2023$/sqft | Unfinished Basement (Wall) |  | 0.12372 | 0.1755 | 0.2285 | R-value | ft2*degF*h/Btu | 1 | 6 | 20 | 20 | 0 | 0 | 0 | Square Feet | ft2 | 0 | 900 | 0 | 0 | 0.065725 | 0.10125 | 2.7075 | 900 | Square Feet | ft2 | 727.2243 | 1038.8268 | 3670.65 | 1 | 1 | 0.455 | 0.525 | 1136.7243 | 1448.3268 | 4080.15 | 1199.7243 | 1511.3268 | 4143.15 | 2023 | Advanced | 999 | Prevailing local wages, Drive time, Local code requirements, Access, Presence/condition/type of existing insulation, Existing construction and materials, Moisture issues present, Presence of hazardous materials, Presence of hazardous materials, Extent of preparation, Accommodation for termite inspections | 3 | 75 | 0.2668 | 2023 | Assumes for the reference case that raw material prices will increase over the coming decades. Assumed for the advanced case that energy dependency will move away from oil and gas causing a higher supply of raw materials used to make insulation which will lower the material costs. Typical costs assume a wall area of 900 sq ft as an example based on average sqft of a house to be 2,025, though wall areas and insulation amounts vary greatly by building.
154 | 2023 | Residential | Envelope | Unfinished Basement (Wall) | Rigid Foam (XPS) |  | Unfinished Basement (Wall) Rigid Foam (XPS) | 2023$/sqft | Unfinished Basement (Wall) |  | 0.11135 | 0.15795 | 0.20565 | R-value | ft2*degF*h/Btu | 1 | 6 | 20 | 20 | 0 | 0 | 0 | Square Feet | ft2 | 0 | 900 | 0 | 0 | 0.059153 | 0.091127 | 2.4367 | 900 | Square Feet | ft2 | 654.5019 | 934.9441 | 3303.585 | 1 | 1 | 0.455 | 0.525 | 1064.0019 | 1344.4441 | 3713.085 | 1127.0019 | 1407.4441 | 3776.085 | 2030 | Advanced | 999 | Prevailing local wages, Drive time, Local code requirements, Access, Presence/condition/type of existing insulation, Existing construction and materials, Moisture issues present, Presence of hazardous materials, Presence of hazardous materials, Extent of preparation, Accommodation for termite inspections | 3 | 75 | 0.2668 | 2023 | Assumes for the reference case that raw material prices will increase over the coming decades. Assumed for the advanced case that energy dependency will move away from oil and gas causing a higher supply of raw materials used to make insulation which will lower the material costs. Typical costs assume a wall area of 900 sq ft as an example based on average sqft of a house to be 2,025, though wall areas and insulation amounts vary greatly by building.
154 | 2023 | Residential | Envelope | Unfinished Basement (Wall) | Rigid Foam (XPS) |  | Unfinished Basement (Wall) Rigid Foam (XPS) | 2023$/sqft | Unfinished Basement (Wall) |  | 0.10578 | 0.15005 | 0.19537 | R-value | ft2*degF*h/Btu | 1 | 6 | 20 | 20 | 0 | 0 | 0 | Square Feet | ft2 | 0 | 900 | 0 | 0 | 0.056195 | 0.08657 | 2.3149 | 900 | Square Feet | ft2 | 621.7768 | 888.1969 | 3138.4057 | 1 | 1 | 0.455 | 0.525 | 1031.2768 | 1297.6969 | 3547.9057 | 1094.2768 | 1360.6969 | 3610.9057 | 2035 | Advanced | 999 | Prevailing local wages, Drive time, Local code requirements, Access, Presence/condition/type of existing insulation, Existing construction and materials, Moisture issues present, Presence of hazardous materials, Presence of hazardous materials, Extent of preparation, Accommodation for termite inspections | 3 | 75 | 0.2668 | 2023 | Assumes for the reference case that raw material prices will increase over the coming decades. Assumed for the advanced case that energy dependency will move away from oil and gas causing a higher supply of raw materials used to make insulation which will lower the material costs. Typical costs assume a wall area of 900 sq ft as an example based on average sqft of a house to be 2,025, though wall areas and insulation amounts vary greatly by building.
154 | 2023 | Residential | Envelope | Unfinished Basement (Wall) | Rigid Foam (XPS) |  | Unfinished Basement (Wall) Rigid Foam (XPS) | 2023$/sqft | Unfinished Basement (Wall) |  | 0.10021 | 0.14215 | 0.18508 | R-value | ft2*degF*h/Btu | 1 | 6 | 20 | 20 | 0 | 0 | 0 | Square Feet | ft2 | 0 | 900 | 0 | 0 | 0.053237 | 0.082014 | 2.1931 | 900 | Square Feet | ft2 | 589.0517 | 841.4497 | 2973.2265 | 1 | 1 | 0.455 | 0.525 | 998.5517 | 1250.9497 | 3382.7265 | 1061.5517 | 1313.9497 | 3445.7265 | 2040 | Advanced | 999 | Prevailing local wages, Drive time, Local code requirements, Access, Presence/condition/type of existing insulation, Existing construction and materials, Moisture issues present, Presence of hazardous materials, Presence of hazardous materials, Extent of preparation, Accommodation for termite inspections | 3 | 75 | 0.2668 | 2023 | Assumes for the reference case that raw material prices will increase over the coming decades. Assumed for the advanced case that energy dependency will move away from oil and gas causing a higher supply of raw materials used to make insulation which will lower the material costs. Typical costs assume a wall area of 900 sq ft as an example based on average sqft of a house to be 2,025, though wall areas and insulation amounts vary greatly by building.
154 | 2023 | Residential | Envelope | Unfinished Basement (Wall) | Rigid Foam (XPS) |  | Unfinished Basement (Wall) Rigid Foam (XPS) | 2023$/sqft | Unfinished Basement (Wall) |  | 0.0952 | 0.13505 | 0.17583 | R-value | ft2*degF*h/Btu | 1 | 6 | 20 | 20 | 0 | 0 | 0 | Square Feet | ft2 | 0 | 900 | 0 | 0 | 0.050575 | 0.077913 | 2.0834 | 900 | Square Feet | ft2 | 559.5991 | 799.3772 | 2824.5652 | 1 | 1 | 0.455 | 0.525 | 969.0991 | 1208.8772 | 3234.0652 | 1032.0991 | 1271.8772 | 3297.0652 | 2045 | Advanced | 999 | Prevailing local wages, Drive time, Local code requirements, Access, Presence/condition/type of existing insulation, Existing construction and materials, Moisture issues present, Presence of hazardous materials, Presence of hazardous materials, Extent of preparation, Accommodation for termite inspections | 3 | 75 | 0.2668 | 2023 | Assumes for the reference case that raw material prices will increase over the coming decades. Assumed for the advanced case that energy dependency will move away from oil and gas causing a higher supply of raw materials used to make insulation which will lower the material costs. Typical costs assume a wall area of 900 sq ft as an example based on average sqft of a house to be 2,025, though wall areas and insulation amounts vary greatly by building.
154 | 2023 | Residential | Envelope | Unfinished Basement (Wall) | Rigid Foam (XPS) |  | Unfinished Basement (Wall) Rigid Foam (XPS) | 2023$/sqft | Unfinished Basement (Wall) |  | 0.09019 | 0.12794 | 0.16658 | R-value | ft2*degF*h/Btu | 1 | 6 | 20 | 20 | 0 | 0 | 0 | Square Feet | ft2 | 0 | 900 | 0 | 0 | 0.047914 | 0.073813 | 1.9738 | 900 | Square Feet | ft2 | 530.1465 | 757.3047 | 2675.9039 | 1 | 1 | 0.455 | 0.525 | 939.6465 | 1166.8047 | 3085.4039 | 1002.6465 | 1229.8047 | 3148.4039 | 2050 | Advanced | 999 | Prevailing local wages, Drive time, Local code requirements, Access, Presence/condition/type of existing insulation, Existing construction and materials, Moisture issues present, Presence of hazardous materials, Presence of hazardous materials, Extent of preparation, Accommodation for termite inspections | 3 | 75 | 0.2668 | 2023 | Assumes for the reference case that raw material prices will increase over the coming decades. Assumed for the advanced case that energy dependency will move away from oil and gas causing a higher supply of raw materials used to make insulation which will lower the material costs. Typical costs assume a wall area of 900 sq ft as an example based on average sqft of a house to be 2,025, though wall areas and insulation amounts vary greatly by building.
155 | 2023 | Residential | HVAC | Unit Heater | Electric Resistance | Electricity | Unit Heaters Electric Resistance | 2023$ |  | Residential Electric Resistance Unit Heaters | 0 | 0 | 0 | Heating Capacity | kBtu/h | 5.1 | 5.1 | 5.1 | 5.1 | 0 | 0 | 0 | Efficiency | Percent | 100 | 100 | 100 | 100 | 132 | 165 | 198 | 1 |  |  | 132 | 165 | 198 | 1.71 | 2.12 | 0 | 0 | 225.72 | 282.15 | 338.58 | 279.84 | 349.8 | 419.76 | 2023 | Reference | 23 | Prevailing local wages, Drive time, Local code requirements, Access, Moisture issues present, Condition of existing flue, Need to bring in combustion air, Condition of existing electrical system, Condition of existing plumbing, Condition of existing gas line, Presence of hazardous materials, Type of equipment | 2 | 19 | 0 | 2023
155 | 2023 | Residential | HVAC | Unit Heater | Electric Resistance | Electricity | Unit Heaters Electric Resistance | 2023$ |  | Residential Electric Resistance Unit Heaters | 0 | 0 | 0 | Heating Capacity | kBtu/h | 5.1 | 5.1 | 5.1 | 5.1 | 0 | 0 | 0 | Efficiency | Percent | 100 | 100 | 100 | 100 | 132 | 165 | 198 | 1 |  |  | 132 | 165 | 198 | 1.71 | 2.12 | 0 | 0 | 225.72 | 282.15 | 338.58 | 279.84 | 349.8 | 419.76 | 2030 | Reference | 23 | Prevailing local wages, Drive time, Local code requirements, Access, Moisture issues present, Condition of existing flue, Need to bring in combustion air, Condition of existing electrical system, Condition of existing plumbing, Condition of existing gas line, Presence of hazardous materials, Type of equipment | 2 | 19 | 0 | 2023 | 0
155 | 2023 | Residential | HVAC | Unit Heater | Electric Resistance | Electricity | Unit Heaters Electric Resistance | 2023$ |  | Residential Electric Resistance Unit Heaters | 0 | 0 | 0 | Heating Capacity | kBtu/h | 5.1 | 5.1 | 5.1 | 5.1 | 0 | 0 | 0 | Efficiency | Percent | 100 | 100 | 100 | 100 | 132 | 165 | 198 | 1 |  |  | 132 | 165 | 198 | 1.71 | 2.12 | 0 | 0 | 225.72 | 282.15 | 338.58 | 279.84 | 349.8 | 419.76 | 2035 | Reference | 23 | Prevailing local wages, Drive time, Local code requirements, Access, Moisture issues present, Condition of existing flue, Need to bring in combustion air, Condition of existing electrical system, Condition of existing plumbing, Condition of existing gas line, Presence of hazardous materials, Type of equipment | 2 | 19 | 0 | 2023 | 0
155 | 2023 | Residential | HVAC | Unit Heater | Electric Resistance | Electricity | Unit Heaters Electric Resistance | 2023$ |  | Residential Electric Resistance Unit Heaters | 0 | 0 | 0 | Heating Capacity | kBtu/h | 5.1 | 5.1 | 5.1 | 5.1 | 0 | 0 | 0 | Efficiency | Percent | 100 | 100 | 100 | 100 | 132 | 165 | 198 | 1 |  |  | 132 | 165 | 198 | 1.71 | 2.12 | 0 | 0 | 225.72 | 282.15 | 338.58 | 279.84 | 349.8 | 419.76 | 2040 | Reference | 23 | Prevailing local wages, Drive time, Local code requirements, Access, Moisture issues present, Condition of existing flue, Need to bring in combustion air, Condition of existing electrical system, Condition of existing plumbing, Condition of existing gas line, Presence of hazardous materials, Type of equipment | 2 | 19 | 0 | 2023 | 0
155 | 2023 | Residential | HVAC | Unit Heater | Electric Resistance | Electricity | Unit Heaters Electric Resistance | 2023$ |  | Residential Electric Resistance Unit Heaters | 0 | 0 | 0 | Heating Capacity | kBtu/h | 5.1 | 5.1 | 5.1 | 5.1 | 0 | 0 | 0 | Efficiency | Percent | 100 | 100 | 100 | 100 | 132 | 165 | 198 | 1 |  |  | 132 | 165 | 198 | 1.71 | 2.12 | 0 | 0 | 225.72 | 282.15 | 338.58 | 279.84 | 349.8 | 419.76 | 2045 | Reference | 23 | Prevailing local wages, Drive time, Local code requirements, Access, Moisture issues present, Condition of existing flue, Need to bring in combustion air, Condition of existing electrical system, Condition of existing plumbing, Condition of existing gas line, Presence of hazardous materials, Type of equipment | 2 | 19 | 0 | 2023 | 0
155 | 2023 | Residential | HVAC | Unit Heater | Electric Resistance | Electricity | Unit Heaters Electric Resistance | 2023$ |  | Residential Electric Resistance Unit Heaters | 0 | 0 | 0 | Heating Capacity | kBtu/h | 5.1 | 5.1 | 5.1 | 5.1 | 0 | 0 | 0 | Efficiency | Percent | 100 | 100 | 100 | 100 | 132 | 165 | 198 | 1 |  |  | 132 | 165 | 198 | 1.71 | 2.12 | 0 | 0 | 225.72 | 282.15 | 338.58 | 279.84 | 349.8 | 419.76 | 2050 | Reference | 23 | Prevailing local wages, Drive time, Local code requirements, Access, Moisture issues present, Condition of existing flue, Need to bring in combustion air, Condition of existing electrical system, Condition of existing plumbing, Condition of existing gas line, Presence of hazardous materials, Type of equipment | 2 | 19 | 0 | 2023 | 0
155 | 2023 | Residential | HVAC | Unit Heater | Electric Resistance | Electricity | Unit Heaters Electric Resistance | 2023$ |  | Residential Electric Resistance Unit Heaters | 0 | 0 | 0 | Heating Capacity | kBtu/h | 5.1 | 5.1 | 5.1 | 5.1 | 0 | 0 | 0 | Efficiency | Percent | 100 | 100 | 100 | 100 | 132 | 165 | 198 | 1 |  |  | 132 | 165 | 198 | 1.71 | 2.12 | 0 | 0 | 225.72 | 282.15 | 338.58 | 279.84 | 349.8 | 419.76 | 2023 | Intermediate | 23 | Prevailing local wages, Drive time, Local code requirements, Access, Moisture issues present, Condition of existing flue, Need to bring in combustion air, Condition of existing electrical system, Condition of existing plumbing, Condition of existing gas line, Presence of hazardous materials, Type of equipment | 2 | 19 | 0 | 2023 | 0
155 | 2023 | Residential | HVAC | Unit Heater | Electric Resistance | Electricity | Unit Heaters Electric Resistance | 2023$ |  | Residential Electric Resistance Unit Heaters | 0 | 0 | 0 | Heating Capacity | kBtu/h | 5.1 | 5.1 | 5.1 | 5.1 | 0 | 0 | 0 | Efficiency | Percent | 100 | 100 | 100 | 100 | 132 | 165 | 198 | 1 |  |  | 132 | 165 | 198 | 1.71 | 2.12 | 0 | 0 | 225.72 | 282.15 | 338.58 | 279.84 | 349.8 | 419.76 | 2030 | Intermediate | 23 | Prevailing local wages, Drive time, Local code requirements, Access, Moisture issues present, Condition of existing flue, Need to bring in combustion air, Condition of existing electrical system, Condition of existing plumbing, Condition of existing gas line, Presence of hazardous materials, Type of equipment | 2 | 19 | 0 | 2023 | 0
155 | 2023 | Residential | HVAC | Unit Heater | Electric Resistance | Electricity | Unit Heaters Electric Resistance | 2023$ |  | Residential Electric Resistance Unit Heaters | 0 | 0 | 0 | Heating Capacity | kBtu/h | 5.1 | 5.1 | 5.1 | 5.1 | 0 | 0 | 0 | Efficiency | Percent | 100 | 100 | 100 | 100 | 132 | 165 | 198 | 1 |  |  | 132 | 165 | 198 | 1.71 | 2.12 | 0 | 0 | 225.72 | 282.15 | 338.58 | 279.84 | 349.8 | 419.76 | 2035 | Intermediate | 23 | Prevailing local wages, Drive time, Local code requirements, Access, Moisture issues present, Condition of existing flue, Need to bring in combustion air, Condition of existing electrical system, Condition of existing plumbing, Condition of existing gas line, Presence of hazardous materials, Type of equipment | 2 | 19 | 0 | 2023 | 0
155 | 2023 | Residential | HVAC | Unit Heater | Electric Resistance | Electricity | Unit Heaters Electric Resistance | 2023$ |  | Residential Electric Resistance Unit Heaters | 0 | 0 | 0 | Heating Capacity | kBtu/h | 5.1 | 5.1 | 5.1 | 5.1 | 0 | 0 | 0 | Efficiency | Percent | 100 | 100 | 100 | 100 | 132 | 165 | 198 | 1 |  |  | 132 | 165 | 198 | 1.71 | 2.12 | 0 | 0 | 225.72 | 282.15 | 338.58 | 279.84 | 349.8 | 419.76 | 2040 | Intermediate | 23 | Prevailing local wages, Drive time, Local code requirements, Access, Moisture issues present, Condition of existing flue, Need to bring in combustion air, Condition of existing electrical system, Condition of existing plumbing, Condition of existing gas line, Presence of hazardous materials, Type of equipment | 2 | 19 | 0 | 2023 | 0
155 | 2023 | Residential | HVAC | Unit Heater | Electric Resistance | Electricity | Unit Heaters Electric Resistance | 2023$ |  | Residential Electric Resistance Unit Heaters | 0 | 0 | 0 | Heating Capacity | kBtu/h | 5.1 | 5.1 | 5.1 | 5.1 | 0 | 0 | 0 | Efficiency | Percent | 100 | 100 | 100 | 100 | 132 | 165 | 198 | 1 |  |  | 132 | 165 | 198 | 1.71 | 2.12 | 0 | 0 | 225.72 | 282.15 | 338.58 | 279.84 | 349.8 | 419.76 | 2045 | Intermediate | 23 | Prevailing local wages, Drive time, Local code requirements, Access, Moisture issues present, Condition of existing flue, Need to bring in combustion air, Condition of existing electrical system, Condition of existing plumbing, Condition of existing gas line, Presence of hazardous materials, Type of equipment | 2 | 19 | 0 | 2023 | 0
155 | 2023 | Residential | HVAC | Unit Heater | Electric Resistance | Electricity | Unit Heaters Electric Resistance | 2023$ |  | Residential Electric Resistance Unit Heaters | 0 | 0 | 0 | Heating Capacity | kBtu/h | 5.1 | 5.1 | 5.1 | 5.1 | 0 | 0 | 0 | Efficiency | Percent | 100 | 100 | 100 | 100 | 132 | 165 | 198 | 1 |  |  | 132 | 165 | 198 | 1.71 | 2.12 | 0 | 0 | 225.72 | 282.15 | 338.58 | 279.84 | 349.8 | 419.76 | 2050 | Intermediate | 23 | Prevailing local wages, Drive time, Local code requirements, Access, Moisture issues present, Condition of existing flue, Need to bring in combustion air, Condition of existing electrical system, Condition of existing plumbing, Condition of existing gas line, Presence of hazardous materials, Type of equipment | 2 | 19 | 0 | 2023 | 0
155 | 2023 | Residential | HVAC | Unit Heater | Electric Resistance | Electricity | Unit Heaters Electric Resistance | 2023$ |  | Residential Electric Resistance Unit Heaters | 0 | 0 | 0 | Heating Capacity | kBtu/h | 5.1 | 5.1 | 5.1 | 5.1 | 0 | 0 | 0 | Efficiency | Percent | 100 | 100 | 100 | 100 | 132 | 165 | 198 | 1 |  |  | 132 | 165 | 198 | 1.71 | 2.12 | 0 | 0 | 225.72 | 282.15 | 338.58 | 279.84 | 349.8 | 419.76 | 2023 | Advanced | 23 | Prevailing local wages, Drive time, Local code requirements, Access, Moisture issues present, Condition of existing flue, Need to bring in combustion air, Condition of existing electrical system, Condition of existing plumbing, Condition of existing gas line, Presence of hazardous materials, Type of equipment | 2 | 19 | 0 | 2023 | 0
155 | 2023 | Residential | HVAC | Unit Heater | Electric Resistance | Electricity | Unit Heaters Electric Resistance | 2023$ |  | Residential Electric Resistance Unit Heaters | 0 | 0 | 0 | Heating Capacity | kBtu/h | 5.1 | 5.1 | 5.1 | 5.1 | 0 | 0 | 0 | Efficiency | Percent | 100 | 100 | 100 | 100 | 132 | 165 | 198 | 1 |  |  | 132 | 165 | 198 | 1.71 | 2.12 | 0 | 0 | 225.72 | 282.15 | 338.58 | 279.84 | 349.8 | 419.76 | 2030 | Advanced | 23 | Prevailing local wages, Drive time, Local code requirements, Access, Moisture issues present, Condition of existing flue, Need to bring in combustion air, Condition of existing electrical system, Condition of existing plumbing, Condition of existing gas line, Presence of hazardous materials, Type of equipment | 2 | 19 | 0 | 2023 | 0
155 | 2023 | Residential | HVAC | Unit Heater | Electric Resistance | Electricity | Unit Heaters Electric Resistance | 2023$ |  | Residential Electric Resistance Unit Heaters | 0 | 0 | 0 | Heating Capacity | kBtu/h | 5.1 | 5.1 | 5.1 | 5.1 | 0 | 0 | 0 | Efficiency | Percent | 100 | 100 | 100 | 100 | 132 | 165 | 198 | 1 |  |  | 132 | 165 | 198 | 1.71 | 2.12 | 0 | 0 | 225.72 | 282.15 | 338.58 | 279.84 | 349.8 | 419.76 | 2035 | Advanced | 23 | Prevailing local wages, Drive time, Local code requirements, Access, Moisture issues present, Condition of existing flue, Need to bring in combustion air, Condition of existing electrical system, Condition of existing plumbing, Condition of existing gas line, Presence of hazardous materials, Type of equipment | 2 | 19 | 0 | 2023 | 0
155 | 2023 | Residential | HVAC | Unit Heater | Electric Resistance | Electricity | Unit Heaters Electric Resistance | 2023$ |  | Residential Electric Resistance Unit Heaters | 0 | 0 | 0 | Heating Capacity | kBtu/h | 5.1 | 5.1 | 5.1 | 5.1 | 0 | 0 | 0 | Efficiency | Percent | 100 | 100 | 100 | 100 | 132 | 165 | 198 | 1 |  |  | 132 | 165 | 198 | 1.71 | 2.12 | 0 | 0 | 225.72 | 282.15 | 338.58 | 279.84 | 349.8 | 419.76 | 2040 | Advanced | 23 | Prevailing local wages, Drive time, Local code requirements, Access, Moisture issues present, Condition of existing flue, Need to bring in combustion air, Condition of existing electrical system, Condition of existing plumbing, Condition of existing gas line, Presence of hazardous materials, Type of equipment | 2 | 19 | 0 | 2023 | 0
155 | 2023 | Residential | HVAC | Unit Heater | Electric Resistance | Electricity | Unit Heaters Electric Resistance | 2023$ |  | Residential Electric Resistance Unit Heaters | 0 | 0 | 0 | Heating Capacity | kBtu/h | 5.1 | 5.1 | 5.1 | 5.1 | 0 | 0 | 0 | Efficiency | Percent | 100 | 100 | 100 | 100 | 132 | 165 | 198 | 1 |  |  | 132 | 165 | 198 | 1.71 | 2.12 | 0 | 0 | 225.72 | 282.15 | 338.58 | 279.84 | 349.8 | 419.76 | 2045 | Advanced | 23 | Prevailing local wages, Drive time, Local code requirements, Access, Moisture issues present, Condition of existing flue, Need to bring in combustion air, Condition of existing electrical system, Condition of existing plumbing, Condition of existing gas line, Presence of hazardous materials, Type of equipment | 2 | 19 | 0 | 2023 | 0
155 | 2023 | Residential | HVAC | Unit Heater | Electric Resistance | Electricity | Unit Heaters Electric Resistance | 2023$ |  | Residential Electric Resistance Unit Heaters | 0 | 0 | 0 | Heating Capacity | kBtu/h | 5.1 | 5.1 | 5.1 | 5.1 | 0 | 0 | 0 | Efficiency | Percent | 100 | 100 | 100 | 100 | 132 | 165 | 198 | 1 |  |  | 132 | 165 | 198 | 1.71 | 2.12 | 0 | 0 | 225.72 | 282.15 | 338.58 | 279.84 | 349.8 | 419.76 | 2050 | Advanced | 23 | Prevailing local wages, Drive time, Local code requirements, Access, Moisture issues present, Condition of existing flue, Need to bring in combustion air, Condition of existing electrical system, Condition of existing plumbing, Condition of existing gas line, Presence of hazardous materials, Type of equipment | 2 | 19 | 0 | 2023 | 0
156 | 2023 | Residential | Envelope | Wall Sheathing | Drywall |  | Wall Sheathing Drywall | 2023$/sqft | Wall Sheathing Drywall |  | 0 | 0 | 0 | N/A | N/A | 0 | 0 | 0 | 0 | 0 | 0 | 0 | Square Feet | ft2 | 0 | 100 | 0 | 0 | 0.377 | 0.48615 | 0.715 | 100 | Square Feet | ft2 | 37.7 | 48.6146 | 71.5 | 2 | 2.1842 | 0 | 0 | 75.4 | 97.2292 | 143 | 82.3447 | 106.1845 | 156.1711 | 2023 | Reference | 11 | Prevailing local wages, Drive time, Local code requirements, Access, Presence/condition/type of existing insulation, Existing construction and materials, Moisture issues present, Adequacy of existing ventilation, Presence of hazardous materials, Extent of preparation | 3 | 31 | 0 | 2023 | Assumes the 100 sqft for typical exterior finish area
156 | 2023 | Residential | Envelope | Wall Sheathing | Drywall |  | Wall Sheathing Drywall | 2023$/sqft | Wall Sheathing Drywall |  | 0 | 0 | 0 | N/A | N/A | 0 | 0 | 0 | 0 | 0 | 0 | 0 | Square Feet | ft2 | 0 | 100 | 0 | 0 | 0.377 | 0.48615 | 0.715 | 100 | Square Feet | ft2 | 37.7 | 48.6146 | 71.5 | 2 | 2.1842 | 0 | 0 | 75.4 | 97.2292 | 143 | 82.3447 | 106.1845 | 156.1711 | 2030 | Reference | 11 | Prevailing local wages, Drive time, Local code requirements, Access, Presence/condition/type of existing insulation, Existing construction and materials, Moisture issues present, Adequacy of existing ventilation, Presence of hazardous materials, Extent of preparation | 3 | 31 | 0 | 2023 | Assumes the 100 sqft for typical exterior finish area
156 | 2023 | Residential | Envelope | Wall Sheathing | Drywall |  | Wall Sheathing Drywall | 2023$/sqft | Wall Sheathing Drywall |  | 0 | 0 | 0 | N/A | N/A | 0 | 0 | 0 | 0 | 0 | 0 | 0 | Square Feet | ft2 | 0 | 100 | 0 | 0 | 0.377 | 0.48615 | 0.715 | 100 | Square Feet | ft2 | 37.7 | 48.6146 | 71.5 | 2 | 2.1842 | 0 | 0 | 75.4 | 97.2292 | 143 | 82.3447 | 106.1845 | 156.1711 | 2035 | Reference | 11 | Prevailing local wages, Drive time, Local code requirements, Access, Presence/condition/type of existing insulation, Existing construction and materials, Moisture issues present, Adequacy of existing ventilation, Presence of hazardous materials, Extent of preparation | 3 | 31 | 0 | 2023 | Assumes the 100 sqft for typical exterior finish area
156 | 2023 | Residential | Envelope | Wall Sheathing | Drywall |  | Wall Sheathing Drywall | 2023$/sqft | Wall Sheathing Drywall |  | 0 | 0 | 0 | N/A | N/A | 0 | 0 | 0 | 0 | 0 | 0 | 0 | Square Feet | ft2 | 0 | 100 | 0 | 0 | 0.377 | 0.48615 | 0.715 | 100 | Square Feet | ft2 | 37.7 | 48.6146 | 71.5 | 2 | 2.1842 | 0 | 0 | 75.4 | 97.2292 | 143 | 82.3447 | 106.1845 | 156.1711 | 2040 | Reference | 11 | Prevailing local wages, Drive time, Local code requirements, Access, Presence/condition/type of existing insulation, Existing construction and materials, Moisture issues present, Adequacy of existing ventilation, Presence of hazardous materials, Extent of preparation | 3 | 31 | 0 | 2023 | Assumes the 100 sqft for typical exterior finish area
156 | 2023 | Residential | Envelope | Wall Sheathing | Drywall |  | Wall Sheathing Drywall | 2023$/sqft | Wall Sheathing Drywall |  | 0 | 0 | 0 | N/A | N/A | 0 | 0 | 0 | 0 | 0 | 0 | 0 | Square Feet | ft2 | 0 | 100 | 0 | 0 | 0.377 | 0.48615 | 0.715 | 100 | Square Feet | ft2 | 37.7 | 48.6146 | 71.5 | 2 | 2.1842 | 0 | 0 | 75.4 | 97.2292 | 143 | 82.3447 | 106.1845 | 156.1711 | 2045 | Reference | 11 | Prevailing local wages, Drive time, Local code requirements, Access, Presence/condition/type of existing insulation, Existing construction and materials, Moisture issues present, Adequacy of existing ventilation, Presence of hazardous materials, Extent of preparation | 3 | 31 | 0 | 2023 | Assumes the 100 sqft for typical exterior finish area
156 | 2023 | Residential | Envelope | Wall Sheathing | Drywall |  | Wall Sheathing Drywall | 2023$/sqft | Wall Sheathing Drywall |  | 0 | 0 | 0 | N/A | N/A | 0 | 0 | 0 | 0 | 0 | 0 | 0 | Square Feet | ft2 | 0 | 100 | 0 | 0 | 0.377 | 0.48615 | 0.715 | 100 | Square Feet | ft2 | 37.7 | 48.6146 | 71.5 | 2 | 2.1842 | 0 | 0 | 75.4 | 97.2292 | 143 | 82.3447 | 106.1845 | 156.1711 | 2050 | Reference | 11 | Prevailing local wages, Drive time, Local code requirements, Access, Presence/condition/type of existing insulation, Existing construction and materials, Moisture issues present, Adequacy of existing ventilation, Presence of hazardous materials, Extent of preparation | 3 | 31 | 0 | 2023 | Assumes the 100 sqft for typical exterior finish area
156 | 2023 | Residential | Envelope | Wall Sheathing | Drywall |  | Wall Sheathing Drywall | 2023$/sqft | Wall Sheathing Drywall |  | 0 | 0 | 0 | N/A | N/A | 0 | 0 | 0 | 0 | 0 | 0 | 0 | Square Feet | ft2 | 0 | 100 | 0 | 0 | 0.377 | 0.48615 | 0.715 | 100 | Square Feet | ft2 | 37.7 | 48.6146 | 71.5 | 2 | 2.1842 | 0 | 0 | 75.4 | 97.2292 | 143 | 82.3447 | 106.1845 | 156.1711 | 2023 | Intermediate | 11 | Prevailing local wages, Drive time, Local code requirements, Access, Presence/condition/type of existing insulation, Existing construction and materials, Moisture issues present, Adequacy of existing ventilation, Presence of hazardous materials, Extent of preparation | 3 | 31 | 0 | 2023 | Assumes the 100 sqft for typical exterior finish area
156 | 2023 | Residential | Envelope | Wall Sheathing | Drywall |  | Wall Sheathing Drywall | 2023$/sqft | Wall Sheathing Drywall |  | 0 | 0 | 0 | N/A | N/A | 0 | 0 | 0 | 0 | 0 | 0 | 0 | Square Feet | ft2 | 0 | 100 | 0 | 0 | 0.377 | 0.48615 | 0.715 | 100 | Square Feet | ft2 | 37.7 | 48.6146 | 71.5 | 2 | 2.1842 | 0 | 0 | 75.4 | 97.2292 | 143 | 82.3447 | 106.1845 | 156.1711 | 2030 | Intermediate | 11 | Prevailing local wages, Drive time, Local code requirements, Access, Presence/condition/type of existing insulation, Existing construction and materials, Moisture issues present, Adequacy of existing ventilation, Presence of hazardous materials, Extent of preparation | 3 | 31 | 0 | 2023 | Assumes the 100 sqft for typical exterior finish area
156 | 2023 | Residential | Envelope | Wall Sheathing | Drywall |  | Wall Sheathing Drywall | 2023$/sqft | Wall Sheathing Drywall |  | 0 | 0 | 0 | N/A | N/A | 0 | 0 | 0 | 0 | 0 | 0 | 0 | Square Feet | ft2 | 0 | 100 | 0 | 0 | 0.377 | 0.48615 | 0.715 | 100 | Square Feet | ft2 | 37.7 | 48.6146 | 71.5 | 2 | 2.1842 | 0 | 0 | 75.4 | 97.2292 | 143 | 82.3447 | 106.1845 | 156.1711 | 2035 | Intermediate | 11 | Prevailing local wages, Drive time, Local code requirements, Access, Presence/condition/type of existing insulation, Existing construction and materials, Moisture issues present, Adequacy of existing ventilation, Presence of hazardous materials, Extent of preparation | 3 | 31 | 0 | 2023 | Assumes the 100 sqft for typical exterior finish area
156 | 2023 | Residential | Envelope | Wall Sheathing | Drywall |  | Wall Sheathing Drywall | 2023$/sqft | Wall Sheathing Drywall |  | 0 | 0 | 0 | N/A | N/A | 0 | 0 | 0 | 0 | 0 | 0 | 0 | Square Feet | ft2 | 0 | 100 | 0 | 0 | 0.377 | 0.48615 | 0.715 | 100 | Square Feet | ft2 | 37.7 | 48.6146 | 71.5 | 2 | 2.1842 | 0 | 0 | 75.4 | 97.2292 | 143 | 82.3447 | 106.1845 | 156.1711 | 2040 | Intermediate | 11 | Prevailing local wages, Drive time, Local code requirements, Access, Presence/condition/type of existing insulation, Existing construction and materials, Moisture issues present, Adequacy of existing ventilation, Presence of hazardous materials, Extent of preparation | 3 | 31 | 0 | 2023 | Assumes the 100 sqft for typical exterior finish area
156 | 2023 | Residential | Envelope | Wall Sheathing | Drywall |  | Wall Sheathing Drywall | 2023$/sqft | Wall Sheathing Drywall |  | 0 | 0 | 0 | N/A | N/A | 0 | 0 | 0 | 0 | 0 | 0 | 0 | Square Feet | ft2 | 0 | 100 | 0 | 0 | 0.377 | 0.48615 | 0.715 | 100 | Square Feet | ft2 | 37.7 | 48.6146 | 71.5 | 2 | 2.1842 | 0 | 0 | 75.4 | 97.2292 | 143 | 82.3447 | 106.1845 | 156.1711 | 2045 | Intermediate | 11 | Prevailing local wages, Drive time, Local code requirements, Access, Presence/condition/type of existing insulation, Existing construction and materials, Moisture issues present, Adequacy of existing ventilation, Presence of hazardous materials, Extent of preparation | 3 | 31 | 0 | 2023 | Assumes the 100 sqft for typical exterior finish area
156 | 2023 | Residential | Envelope | Wall Sheathing | Drywall |  | Wall Sheathing Drywall | 2023$/sqft | Wall Sheathing Drywall |  | 0 | 0 | 0 | N/A | N/A | 0 | 0 | 0 | 0 | 0 | 0 | 0 | Square Feet | ft2 | 0 | 100 | 0 | 0 | 0.377 | 0.48615 | 0.715 | 100 | Square Feet | ft2 | 37.7 | 48.6146 | 71.5 | 2 | 2.1842 | 0 | 0 | 75.4 | 97.2292 | 143 | 82.3447 | 106.1845 | 156.1711 | 2050 | Intermediate | 11 | Prevailing local wages, Drive time, Local code requirements, Access, Presence/condition/type of existing insulation, Existing construction and materials, Moisture issues present, Adequacy of existing ventilation, Presence of hazardous materials, Extent of preparation | 3 | 31 | 0 | 2023 | Assumes the 100 sqft for typical exterior finish area
156 | 2023 | Residential | Envelope | Wall Sheathing | Drywall |  | Wall Sheathing Drywall | 2023$/sqft | Wall Sheathing Drywall |  | 0 | 0 | 0 | N/A | N/A | 0 | 0 | 0 | 0 | 0 | 0 | 0 | Square Feet | ft2 | 0 | 100 | 0 | 0 | 0.377 | 0.48615 | 0.715 | 100 | Square Feet | ft2 | 37.7 | 48.6146 | 71.5 | 2 | 2.1842 | 0 | 0 | 75.4 | 97.2292 | 143 | 82.3447 | 106.1845 | 156.1711 | 2023 | Advanced | 11 | Prevailing local wages, Drive time, Local code requirements, Access, Presence/condition/type of existing insulation, Existing construction and materials, Moisture issues present, Adequacy of existing ventilation, Presence of hazardous materials, Extent of preparation | 3 | 31 | 0 | 2023 | Assumes the 100 sqft for typical exterior finish area
156 | 2023 | Residential | Envelope | Wall Sheathing | Drywall |  | Wall Sheathing Drywall | 2023$/sqft | Wall Sheathing Drywall |  | 0 | 0 | 0 | N/A | N/A | 0 | 0 | 0 | 0 | 0 | 0 | 0 | Square Feet | ft2 | 0 | 100 | 0 | 0 | 0.377 | 0.48615 | 0.715 | 100 | Square Feet | ft2 | 37.7 | 48.6146 | 71.5 | 2 | 2.1842 | 0 | 0 | 75.4 | 97.2292 | 143 | 82.3447 | 106.1845 | 156.1711 | 2030 | Advanced | 11 | Prevailing local wages, Drive time, Local code requirements, Access, Presence/condition/type of existing insulation, Existing construction and materials, Moisture issues present, Adequacy of existing ventilation, Presence of hazardous materials, Extent of preparation | 3 | 31 | 0 | 2023 | Assumes the 100 sqft for typical exterior finish area
156 | 2023 | Residential | Envelope | Wall Sheathing | Drywall |  | Wall Sheathing Drywall | 2023$/sqft | Wall Sheathing Drywall |  | 0 | 0 | 0 | N/A | N/A | 0 | 0 | 0 | 0 | 0 | 0 | 0 | Square Feet | ft2 | 0 | 100 | 0 | 0 | 0.377 | 0.48615 | 0.715 | 100 | Square Feet | ft2 | 37.7 | 48.6146 | 71.5 | 2 | 2.1842 | 0 | 0 | 75.4 | 97.2292 | 143 | 82.3447 | 106.1845 | 156.1711 | 2035 | Advanced | 11 | Prevailing local wages, Drive time, Local code requirements, Access, Presence/condition/type of existing insulation, Existing construction and materials, Moisture issues present, Adequacy of existing ventilation, Presence of hazardous materials, Extent of preparation | 3 | 31 | 0 | 2023 | Assumes the 100 sqft for typical exterior finish area
156 | 2023 | Residential | Envelope | Wall Sheathing | Drywall |  | Wall Sheathing Drywall | 2023$/sqft | Wall Sheathing Drywall |  | 0 | 0 | 0 | N/A | N/A | 0 | 0 | 0 | 0 | 0 | 0 | 0 | Square Feet | ft2 | 0 | 100 | 0 | 0 | 0.377 | 0.48615 | 0.715 | 100 | Square Feet | ft2 | 37.7 | 48.6146 | 71.5 | 2 | 2.1842 | 0 | 0 | 75.4 | 97.2292 | 143 | 82.3447 | 106.1845 | 156.1711 | 2040 | Advanced | 11 | Prevailing local wages, Drive time, Local code requirements, Access, Presence/condition/type of existing insulation, Existing construction and materials, Moisture issues present, Adequacy of existing ventilation, Presence of hazardous materials, Extent of preparation | 3 | 31 | 0 | 2023 | Assumes the 100 sqft for typical exterior finish area
156 | 2023 | Residential | Envelope | Wall Sheathing | Drywall |  | Wall Sheathing Drywall | 2023$/sqft | Wall Sheathing Drywall |  | 0 | 0 | 0 | N/A | N/A | 0 | 0 | 0 | 0 | 0 | 0 | 0 | Square Feet | ft2 | 0 | 100 | 0 | 0 | 0.377 | 0.48615 | 0.715 | 100 | Square Feet | ft2 | 37.7 | 48.6146 | 71.5 | 2 | 2.1842 | 0 | 0 | 75.4 | 97.2292 | 143 | 82.3447 | 106.1845 | 156.1711 | 2045 | Advanced | 11 | Prevailing local wages, Drive time, Local code requirements, Access, Presence/condition/type of existing insulation, Existing construction and materials, Moisture issues present, Adequacy of existing ventilation, Presence of hazardous materials, Extent of preparation | 3 | 31 | 0 | 2023 | Assumes the 100 sqft for typical exterior finish area
156 | 2023 | Residential | Envelope | Wall Sheathing | Drywall |  | Wall Sheathing Drywall | 2023$/sqft | Wall Sheathing Drywall |  | 0 | 0 | 0 | N/A | N/A | 0 | 0 | 0 | 0 | 0 | 0 | 0 | Square Feet | ft2 | 0 | 100 | 0 | 0 | 0.377 | 0.48615 | 0.715 | 100 | Square Feet | ft2 | 37.7 | 48.6146 | 71.5 | 2 | 2.1842 | 0 | 0 | 75.4 | 97.2292 | 143 | 82.3447 | 106.1845 | 156.1711 | 2050 | Advanced | 11 | Prevailing local wages, Drive time, Local code requirements, Access, Presence/condition/type of existing insulation, Existing construction and materials, Moisture issues present, Adequacy of existing ventilation, Presence of hazardous materials, Extent of preparation | 3 | 31 | 0 | 2023 | Assumes the 100 sqft for typical exterior finish area
157 | 2023 | Residential | Envelope | Wall Sheathing | OSB |  | Wall Sheathing OSB | 2023$/sqft | Wall Sheathing OSB |  | 0 | 0 | 0 | N/A | N/A | 0 | 0 | 0 | 0 | 0 | 0 | 0 | Square Feet | ft2 | 0 | 100 | 0 | 0 | 0.615 | 0.78 | 1.0416 | 100 | Square Feet | ft2 | 61.5 | 78 | 104.1565 | 2 | 2.8209 | 0 | 0 | 123 | 156 | 208.313 | 173.4882 | 220.0338 | 293.8199 | 2023 | Reference | 11 | Prevailing local wages, Drive time, Local code requirements, Access, Presence/condition/type of existing insulation, Existing construction and materials, Moisture issues present, Adequacy of existing ventilation, Presence of hazardous materials, Extent of preparation | 3 | 12 | 0 | 2023 | Assumes the 100 sqft for typical exterior finish area
157 | 2023 | Residential | Envelope | Wall Sheathing | OSB |  | Wall Sheathing OSB | 2023$/sqft | Wall Sheathing OSB |  | 0 | 0 | 0 | N/A | N/A | 0 | 0 | 0 | 0 | 0 | 0 | 0 | Square Feet | ft2 | 0 | 100 | 0 | 0 | 0.615 | 0.78 | 1.0416 | 100 | Square Feet | ft2 | 61.5 | 78 | 104.1565 | 2 | 2.8209 | 0 | 0 | 123 | 156 | 208.313 | 173.4882 | 220.0338 | 293.8199 | 2030 | Reference | 11 | Prevailing local wages, Drive time, Local code requirements, Access, Presence/condition/type of existing insulation, Existing construction and materials, Moisture issues present, Adequacy of existing ventilation, Presence of hazardous materials, Extent of preparation | 3 | 12 | 0 | 2023 | Assumes the 100 sqft for typical exterior finish area
157 | 2023 | Residential | Envelope | Wall Sheathing | OSB |  | Wall Sheathing OSB | 2023$/sqft | Wall Sheathing OSB |  | 0 | 0 | 0 | N/A | N/A | 0 | 0 | 0 | 0 | 0 | 0 | 0 | Square Feet | ft2 | 0 | 100 | 0 | 0 | 0.615 | 0.78 | 1.0416 | 100 | Square Feet | ft2 | 61.5 | 78 | 104.1565 | 2 | 2.8209 | 0 | 0 | 123 | 156 | 208.313 | 173.4882 | 220.0338 | 293.8199 | 2035 | Reference | 11 | Prevailing local wages, Drive time, Local code requirements, Access, Presence/condition/type of existing insulation, Existing construction and materials, Moisture issues present, Adequacy of existing ventilation, Presence of hazardous materials, Extent of preparation | 3 | 12 | 0 | 2023 | Assumes the 100 sqft for typical exterior finish area
157 | 2023 | Residential | Envelope | Wall Sheathing | OSB |  | Wall Sheathing OSB | 2023$/sqft | Wall Sheathing OSB |  | 0 | 0 | 0 | N/A | N/A | 0 | 0 | 0 | 0 | 0 | 0 | 0 | Square Feet | ft2 | 0 | 100 | 0 | 0 | 0.615 | 0.78 | 1.0416 | 100 | Square Feet | ft2 | 61.5 | 78 | 104.1565 | 2 | 2.8209 | 0 | 0 | 123 | 156 | 208.313 | 173.4882 | 220.0338 | 293.8199 | 2040 | Reference | 11 | Prevailing local wages, Drive time, Local code requirements, Access, Presence/condition/type of existing insulation, Existing construction and materials, Moisture issues present, Adequacy of existing ventilation, Presence of hazardous materials, Extent of preparation | 3 | 12 | 0 | 2023 | Assumes the 100 sqft for typical exterior finish area
157 | 2023 | Residential | Envelope | Wall Sheathing | OSB |  | Wall Sheathing OSB | 2023$/sqft | Wall Sheathing OSB |  | 0 | 0 | 0 | N/A | N/A | 0 | 0 | 0 | 0 | 0 | 0 | 0 | Square Feet | ft2 | 0 | 100 | 0 | 0 | 0.615 | 0.78 | 1.0416 | 100 | Square Feet | ft2 | 61.5 | 78 | 104.1565 | 2 | 2.8209 | 0 | 0 | 123 | 156 | 208.313 | 173.4882 | 220.0338 | 293.8199 | 2045 | Reference | 11 | Prevailing local wages, Drive time, Local code requirements, Access, Presence/condition/type of existing insulation, Existing construction and materials, Moisture issues present, Adequacy of existing ventilation, Presence of hazardous materials, Extent of preparation | 3 | 12 | 0 | 2023 | Assumes the 100 sqft for typical exterior finish area
157 | 2023 | Residential | Envelope | Wall Sheathing | OSB |  | Wall Sheathing OSB | 2023$/sqft | Wall Sheathing OSB |  | 0 | 0 | 0 | N/A | N/A | 0 | 0 | 0 | 0 | 0 | 0 | 0 | Square Feet | ft2 | 0 | 100 | 0 | 0 | 0.615 | 0.78 | 1.0416 | 100 | Square Feet | ft2 | 61.5 | 78 | 104.1565 | 2 | 2.8209 | 0 | 0 | 123 | 156 | 208.313 | 173.4882 | 220.0338 | 293.8199 | 2050 | Reference | 11 | Prevailing local wages, Drive time, Local code requirements, Access, Presence/condition/type of existing insulation, Existing construction and materials, Moisture issues present, Adequacy of existing ventilation, Presence of hazardous materials, Extent of preparation | 3 | 12 | 0 | 2023 | Assumes the 100 sqft for typical exterior finish area
157 | 2023 | Residential | Envelope | Wall Sheathing | OSB |  | Wall Sheathing OSB | 2023$/sqft | Wall Sheathing OSB |  | 0 | 0 | 0 | N/A | N/A | 0 | 0 | 0 | 0 | 0 | 0 | 0 | Square Feet | ft2 | 0 | 100 | 0 | 0 | 0.615 | 0.78 | 1.0416 | 100 | Square Feet | ft2 | 61.5 | 78 | 104.1565 | 2 | 2.8209 | 0 | 0 | 123 | 156 | 208.313 | 173.4882 | 220.0338 | 293.8199 | 2023 | Intermediate | 11 | Prevailing local wages, Drive time, Local code requirements, Access, Presence/condition/type of existing insulation, Existing construction and materials, Moisture issues present, Adequacy of existing ventilation, Presence of hazardous materials, Extent of preparation | 3 | 12 | 0 | 2023 | Assumes the 100 sqft for typical exterior finish area
157 | 2023 | Residential | Envelope | Wall Sheathing | OSB |  | Wall Sheathing OSB | 2023$/sqft | Wall Sheathing OSB |  | 0 | 0 | 0 | N/A | N/A | 0 | 0 | 0 | 0 | 0 | 0 | 0 | Square Feet | ft2 | 0 | 100 | 0 | 0 | 0.615 | 0.78 | 1.0416 | 100 | Square Feet | ft2 | 61.5 | 78 | 104.1565 | 2 | 2.8209 | 0 | 0 | 123 | 156 | 208.313 | 173.4882 | 220.0338 | 293.8199 | 2030 | Intermediate | 11 | Prevailing local wages, Drive time, Local code requirements, Access, Presence/condition/type of existing insulation, Existing construction and materials, Moisture issues present, Adequacy of existing ventilation, Presence of hazardous materials, Extent of preparation | 3 | 12 | 0 | 2023 | Assumes the 100 sqft for typical exterior finish area
157 | 2023 | Residential | Envelope | Wall Sheathing | OSB |  | Wall Sheathing OSB | 2023$/sqft | Wall Sheathing OSB |  | 0 | 0 | 0 | N/A | N/A | 0 | 0 | 0 | 0 | 0 | 0 | 0 | Square Feet | ft2 | 0 | 100 | 0 | 0 | 0.615 | 0.78 | 1.0416 | 100 | Square Feet | ft2 | 61.5 | 78 | 104.1565 | 2 | 2.8209 | 0 | 0 | 123 | 156 | 208.313 | 173.4882 | 220.0338 | 293.8199 | 2035 | Intermediate | 11 | Prevailing local wages, Drive time, Local code requirements, Access, Presence/condition/type of existing insulation, Existing construction and materials, Moisture issues present, Adequacy of existing ventilation, Presence of hazardous materials, Extent of preparation | 3 | 12 | 0 | 2023 | Assumes the 100 sqft for typical exterior finish area
157 | 2023 | Residential | Envelope | Wall Sheathing | OSB |  | Wall Sheathing OSB | 2023$/sqft | Wall Sheathing OSB |  | 0 | 0 | 0 | N/A | N/A | 0 | 0 | 0 | 0 | 0 | 0 | 0 | Square Feet | ft2 | 0 | 100 | 0 | 0 | 0.615 | 0.78 | 1.0416 | 100 | Square Feet | ft2 | 61.5 | 78 | 104.1565 | 2 | 2.8209 | 0 | 0 | 123 | 156 | 208.313 | 173.4882 | 220.0338 | 293.8199 | 2040 | Intermediate | 11 | Prevailing local wages, Drive time, Local code requirements, Access, Presence/condition/type of existing insulation, Existing construction and materials, Moisture issues present, Adequacy of existing ventilation, Presence of hazardous materials, Extent of preparation | 3 | 12 | 0 | 2023 | Assumes the 100 sqft for typical exterior finish area
157 | 2023 | Residential | Envelope | Wall Sheathing | OSB |  | Wall Sheathing OSB | 2023$/sqft | Wall Sheathing OSB |  | 0 | 0 | 0 | N/A | N/A | 0 | 0 | 0 | 0 | 0 | 0 | 0 | Square Feet | ft2 | 0 | 100 | 0 | 0 | 0.615 | 0.78 | 1.0416 | 100 | Square Feet | ft2 | 61.5 | 78 | 104.1565 | 2 | 2.8209 | 0 | 0 | 123 | 156 | 208.313 | 173.4882 | 220.0338 | 293.8199 | 2045 | Intermediate | 11 | Prevailing local wages, Drive time, Local code requirements, Access, Presence/condition/type of existing insulation, Existing construction and materials, Moisture issues present, Adequacy of existing ventilation, Presence of hazardous materials, Extent of preparation | 3 | 12 | 0 | 2023 | Assumes the 100 sqft for typical exterior finish area
157 | 2023 | Residential | Envelope | Wall Sheathing | OSB |  | Wall Sheathing OSB | 2023$/sqft | Wall Sheathing OSB |  | 0 | 0 | 0 | N/A | N/A | 0 | 0 | 0 | 0 | 0 | 0 | 0 | Square Feet | ft2 | 0 | 100 | 0 | 0 | 0.615 | 0.78 | 1.0416 | 100 | Square Feet | ft2 | 61.5 | 78 | 104.1565 | 2 | 2.8209 | 0 | 0 | 123 | 156 | 208.313 | 173.4882 | 220.0338 | 293.8199 | 2050 | Intermediate | 11 | Prevailing local wages, Drive time, Local code requirements, Access, Presence/condition/type of existing insulation, Existing construction and materials, Moisture issues present, Adequacy of existing ventilation, Presence of hazardous materials, Extent of preparation | 3 | 12 | 0 | 2023 | Assumes the 100 sqft for typical exterior finish area
157 | 2023 | Residential | Envelope | Wall Sheathing | OSB |  | Wall Sheathing OSB | 2023$/sqft | Wall Sheathing OSB |  | 0 | 0 | 0 | N/A | N/A | 0 | 0 | 0 | 0 | 0 | 0 | 0 | Square Feet | ft2 | 0 | 100 | 0 | 0 | 0.615 | 0.78 | 1.0416 | 100 | Square Feet | ft2 | 61.5 | 78 | 104.1565 | 2 | 2.8209 | 0 | 0 | 123 | 156 | 208.313 | 173.4882 | 220.0338 | 293.8199 | 2023 | Advanced | 11 | Prevailing local wages, Drive time, Local code requirements, Access, Presence/condition/type of existing insulation, Existing construction and materials, Moisture issues present, Adequacy of existing ventilation, Presence of hazardous materials, Extent of preparation | 3 | 12 | 0 | 2023 | Assumes the 100 sqft for typical exterior finish area
157 | 2023 | Residential | Envelope | Wall Sheathing | OSB |  | Wall Sheathing OSB | 2023$/sqft | Wall Sheathing OSB |  | 0 | 0 | 0 | N/A | N/A | 0 | 0 | 0 | 0 | 0 | 0 | 0 | Square Feet | ft2 | 0 | 100 | 0 | 0 | 0.615 | 0.78 | 1.0416 | 100 | Square Feet | ft2 | 61.5 | 78 | 104.1565 | 2 | 2.8209 | 0 | 0 | 123 | 156 | 208.313 | 173.4882 | 220.0338 | 293.8199 | 2030 | Advanced | 11 | Prevailing local wages, Drive time, Local code requirements, Access, Presence/condition/type of existing insulation, Existing construction and materials, Moisture issues present, Adequacy of existing ventilation, Presence of hazardous materials, Extent of preparation | 3 | 12 | 0 | 2023 | Assumes the 100 sqft for typical exterior finish area
157 | 2023 | Residential | Envelope | Wall Sheathing | OSB |  | Wall Sheathing OSB | 2023$/sqft | Wall Sheathing OSB |  | 0 | 0 | 0 | N/A | N/A | 0 | 0 | 0 | 0 | 0 | 0 | 0 | Square Feet | ft2 | 0 | 100 | 0 | 0 | 0.615 | 0.78 | 1.0416 | 100 | Square Feet | ft2 | 61.5 | 78 | 104.1565 | 2 | 2.8209 | 0 | 0 | 123 | 156 | 208.313 | 173.4882 | 220.0338 | 293.8199 | 2035 | Advanced | 11 | Prevailing local wages, Drive time, Local code requirements, Access, Presence/condition/type of existing insulation, Existing construction and materials, Moisture issues present, Adequacy of existing ventilation, Presence of hazardous materials, Extent of preparation | 3 | 12 | 0 | 2023 | Assumes the 100 sqft for typical exterior finish area
157 | 2023 | Residential | Envelope | Wall Sheathing | OSB |  | Wall Sheathing OSB | 2023$/sqft | Wall Sheathing OSB |  | 0 | 0 | 0 | N/A | N/A | 0 | 0 | 0 | 0 | 0 | 0 | 0 | Square Feet | ft2 | 0 | 100 | 0 | 0 | 0.615 | 0.78 | 1.0416 | 100 | Square Feet | ft2 | 61.5 | 78 | 104.1565 | 2 | 2.8209 | 0 | 0 | 123 | 156 | 208.313 | 173.4882 | 220.0338 | 293.8199 | 2040 | Advanced | 11 | Prevailing local wages, Drive time, Local code requirements, Access, Presence/condition/type of existing insulation, Existing construction and materials, Moisture issues present, Adequacy of existing ventilation, Presence of hazardous materials, Extent of preparation | 3 | 12 | 0 | 2023 | Assumes the 100 sqft for typical exterior finish area
157 | 2023 | Residential | Envelope | Wall Sheathing | OSB |  | Wall Sheathing OSB | 2023$/sqft | Wall Sheathing OSB |  | 0 | 0 | 0 | N/A | N/A | 0 | 0 | 0 | 0 | 0 | 0 | 0 | Square Feet | ft2 | 0 | 100 | 0 | 0 | 0.615 | 0.78 | 1.0416 | 100 | Square Feet | ft2 | 61.5 | 78 | 104.1565 | 2 | 2.8209 | 0 | 0 | 123 | 156 | 208.313 | 173.4882 | 220.0338 | 293.8199 | 2045 | Advanced | 11 | Prevailing local wages, Drive time, Local code requirements, Access, Presence/condition/type of existing insulation, Existing construction and materials, Moisture issues present, Adequacy of existing ventilation, Presence of hazardous materials, Extent of preparation | 3 | 12 | 0 | 2023 | Assumes the 100 sqft for typical exterior finish area
157 | 2023 | Residential | Envelope | Wall Sheathing | OSB |  | Wall Sheathing OSB | 2023$/sqft | Wall Sheathing OSB |  | 0 | 0 | 0 | N/A | N/A | 0 | 0 | 0 | 0 | 0 | 0 | 0 | Square Feet | ft2 | 0 | 100 | 0 | 0 | 0.615 | 0.78 | 1.0416 | 100 | Square Feet | ft2 | 61.5 | 78 | 104.1565 | 2 | 2.8209 | 0 | 0 | 123 | 156 | 208.313 | 173.4882 | 220.0338 | 293.8199 | 2050 | Advanced | 11 | Prevailing local wages, Drive time, Local code requirements, Access, Presence/condition/type of existing insulation, Existing construction and materials, Moisture issues present, Adequacy of existing ventilation, Presence of hazardous materials, Extent of preparation | 3 | 12 | 0 | 2023 | Assumes the 100 sqft for typical exterior finish area
158 | 2023 | Residential | Envelope | Wall Sheathing | Plywood |  | Wall Sheathing Plywood | 2023$/sqft | Wall Sheathing Plywood |  | 0 | 0 | 0 | N/A | N/A | 0 | 0 | 0 | 0 | 0 | 0 | 0 | Square Feet | ft2 | 0 | 100 | 0 | 0 | 0.70625 | 2.1131 | 4.3725 | 100 | Square Feet | ft2 | 70.625 | 211.3125 | 437.25 | 2 | 2.6764 | 0 | 0 | 141.25 | 422.625 | 874.5 | 189.0214 | 565.5587 | 1170.2599 | 2023 | Reference | 11 | Prevailing local wages, Drive time, Local code requirements, Access, Presence/condition/type of existing insulation, Existing construction and materials, Moisture issues present, Adequacy of existing ventilation, Presence of hazardous materials, Extent of preparation | 3 | 28 | 0 | 2023 | Assumes the 100 sqft for typical exterior finish area
158 | 2023 | Residential | Envelope | Wall Sheathing | Plywood |  | Wall Sheathing Plywood | 2023$/sqft | Wall Sheathing Plywood |  | 0 | 0 | 0 | N/A | N/A | 0 | 0 | 0 | 0 | 0 | 0 | 0 | Square Feet | ft2 | 0 | 100 | 0 | 0 | 0.70625 | 2.1131 | 4.3725 | 100 | Square Feet | ft2 | 70.625 | 211.3125 | 437.25 | 2 | 2.6764 | 0 | 0 | 141.25 | 422.625 | 874.5 | 189.0214 | 565.5587 | 1170.2599 | 2030 | Reference | 11 | Prevailing local wages, Drive time, Local code requirements, Access, Presence/condition/type of existing insulation, Existing construction and materials, Moisture issues present, Adequacy of existing ventilation, Presence of hazardous materials, Extent of preparation | 3 | 28 | 0 | 2023 | Assumes the 100 sqft for typical exterior finish area
158 | 2023 | Residential | Envelope | Wall Sheathing | Plywood |  | Wall Sheathing Plywood | 2023$/sqft | Wall Sheathing Plywood |  | 0 | 0 | 0 | N/A | N/A | 0 | 0 | 0 | 0 | 0 | 0 | 0 | Square Feet | ft2 | 0 | 100 | 0 | 0 | 0.70625 | 2.1131 | 4.3725 | 100 | Square Feet | ft2 | 70.625 | 211.3125 | 437.25 | 2 | 2.6764 | 0 | 0 | 141.25 | 422.625 | 874.5 | 189.0214 | 565.5587 | 1170.2599 | 2035 | Reference | 11 | Prevailing local wages, Drive time, Local code requirements, Access, Presence/condition/type of existing insulation, Existing construction and materials, Moisture issues present, Adequacy of existing ventilation, Presence of hazardous materials, Extent of preparation | 3 | 28 | 0 | 2023 | Assumes the 100 sqft for typical exterior finish area
158 | 2023 | Residential | Envelope | Wall Sheathing | Plywood |  | Wall Sheathing Plywood | 2023$/sqft | Wall Sheathing Plywood |  | 0 | 0 | 0 | N/A | N/A | 0 | 0 | 0 | 0 | 0 | 0 | 0 | Square Feet | ft2 | 0 | 100 | 0 | 0 | 0.70625 | 2.1131 | 4.3725 | 100 | Square Feet | ft2 | 70.625 | 211.3125 | 437.25 | 2 | 2.6764 | 0 | 0 | 141.25 | 422.625 | 874.5 | 189.0214 | 565.5587 | 1170.2599 | 2040 | Reference | 11 | Prevailing local wages, Drive time, Local code requirements, Access, Presence/condition/type of existing insulation, Existing construction and materials, Moisture issues present, Adequacy of existing ventilation, Presence of hazardous materials, Extent of preparation | 3 | 28 | 0 | 2023 | Assumes the 100 sqft for typical exterior finish area
158 | 2023 | Residential | Envelope | Wall Sheathing | Plywood |  | Wall Sheathing Plywood | 2023$/sqft | Wall Sheathing Plywood |  | 0 | 0 | 0 | N/A | N/A | 0 | 0 | 0 | 0 | 0 | 0 | 0 | Square Feet | ft2 | 0 | 100 | 0 | 0 | 0.70625 | 2.1131 | 4.3725 | 100 | Square Feet | ft2 | 70.625 | 211.3125 | 437.25 | 2 | 2.6764 | 0 | 0 | 141.25 | 422.625 | 874.5 | 189.0214 | 565.5587 | 1170.2599 | 2045 | Reference | 11 | Prevailing local wages, Drive time, Local code requirements, Access, Presence/condition/type of existing insulation, Existing construction and materials, Moisture issues present, Adequacy of existing ventilation, Presence of hazardous materials, Extent of preparation | 3 | 28 | 0 | 2023 | Assumes the 100 sqft for typical exterior finish area
158 | 2023 | Residential | Envelope | Wall Sheathing | Plywood |  | Wall Sheathing Plywood | 2023$/sqft | Wall Sheathing Plywood |  | 0 | 0 | 0 | N/A | N/A | 0 | 0 | 0 | 0 | 0 | 0 | 0 | Square Feet | ft2 | 0 | 100 | 0 | 0 | 0.70625 | 2.1131 | 4.3725 | 100 | Square Feet | ft2 | 70.625 | 211.3125 | 437.25 | 2 | 2.6764 | 0 | 0 | 141.25 | 422.625 | 874.5 | 189.0214 | 565.5587 | 1170.2599 | 2050 | Reference | 11 | Prevailing local wages, Drive time, Local code requirements, Access, Presence/condition/type of existing insulation, Existing construction and materials, Moisture issues present, Adequacy of existing ventilation, Presence of hazardous materials, Extent of preparation | 3 | 28 | 0 | 2023 | Assumes the 100 sqft for typical exterior finish area
158 | 2023 | Residential | Envelope | Wall Sheathing | Plywood |  | Wall Sheathing Plywood | 2023$/sqft | Wall Sheathing Plywood |  | 0 | 0 | 0 | N/A | N/A | 0 | 0 | 0 | 0 | 0 | 0 | 0 | Square Feet | ft2 | 0 | 100 | 0 | 0 | 0.70625 | 2.1131 | 4.3725 | 100 | Square Feet | ft2 | 70.625 | 211.3125 | 437.25 | 2 | 2.6764 | 0 | 0 | 141.25 | 422.625 | 874.5 | 189.0214 | 565.5587 | 1170.2599 | 2023 | Intermediate | 11 | Prevailing local wages, Drive time, Local code requirements, Access, Presence/condition/type of existing insulation, Existing construction and materials, Moisture issues present, Adequacy of existing ventilation, Presence of hazardous materials, Extent of preparation | 3 | 28 | 0 | 2023 | Assumes the 100 sqft for typical exterior finish area
158 | 2023 | Residential | Envelope | Wall Sheathing | Plywood |  | Wall Sheathing Plywood | 2023$/sqft | Wall Sheathing Plywood |  | 0 | 0 | 0 | N/A | N/A | 0 | 0 | 0 | 0 | 0 | 0 | 0 | Square Feet | ft2 | 0 | 100 | 0 | 0 | 0.70625 | 2.1131 | 4.3725 | 100 | Square Feet | ft2 | 70.625 | 211.3125 | 437.25 | 2 | 2.6764 | 0 | 0 | 141.25 | 422.625 | 874.5 | 189.0214 | 565.5587 | 1170.2599 | 2030 | Intermediate | 11 | Prevailing local wages, Drive time, Local code requirements, Access, Presence/condition/type of existing insulation, Existing construction and materials, Moisture issues present, Adequacy of existing ventilation, Presence of hazardous materials, Extent of preparation | 3 | 28 | 0 | 2023 | Assumes the 100 sqft for typical exterior finish area
158 | 2023 | Residential | Envelope | Wall Sheathing | Plywood |  | Wall Sheathing Plywood | 2023$/sqft | Wall Sheathing Plywood |  | 0 | 0 | 0 | N/A | N/A | 0 | 0 | 0 | 0 | 0 | 0 | 0 | Square Feet | ft2 | 0 | 100 | 0 | 0 | 0.70625 | 2.1131 | 4.3725 | 100 | Square Feet | ft2 | 70.625 | 211.3125 | 437.25 | 2 | 2.6764 | 0 | 0 | 141.25 | 422.625 | 874.5 | 189.0214 | 565.5587 | 1170.2599 | 2035 | Intermediate | 11 | Prevailing local wages, Drive time, Local code requirements, Access, Presence/condition/type of existing insulation, Existing construction and materials, Moisture issues present, Adequacy of existing ventilation, Presence of hazardous materials, Extent of preparation | 3 | 28 | 0 | 2023 | Assumes the 100 sqft for typical exterior finish area
158 | 2023 | Residential | Envelope | Wall Sheathing | Plywood |  | Wall Sheathing Plywood | 2023$/sqft | Wall Sheathing Plywood |  | 0 | 0 | 0 | N/A | N/A | 0 | 0 | 0 | 0 | 0 | 0 | 0 | Square Feet | ft2 | 0 | 100 | 0 | 0 | 0.70625 | 2.1131 | 4.3725 | 100 | Square Feet | ft2 | 70.625 | 211.3125 | 437.25 | 2 | 2.6764 | 0 | 0 | 141.25 | 422.625 | 874.5 | 189.0214 | 565.5587 | 1170.2599 | 2040 | Intermediate | 11 | Prevailing local wages, Drive time, Local code requirements, Access, Presence/condition/type of existing insulation, Existing construction and materials, Moisture issues present, Adequacy of existing ventilation, Presence of hazardous materials, Extent of preparation | 3 | 28 | 0 | 2023 | Assumes the 100 sqft for typical exterior finish area
158 | 2023 | Residential | Envelope | Wall Sheathing | Plywood |  | Wall Sheathing Plywood | 2023$/sqft | Wall Sheathing Plywood |  | 0 | 0 | 0 | N/A | N/A | 0 | 0 | 0 | 0 | 0 | 0 | 0 | Square Feet | ft2 | 0 | 100 | 0 | 0 | 0.70625 | 2.1131 | 4.3725 | 100 | Square Feet | ft2 | 70.625 | 211.3125 | 437.25 | 2 | 2.6764 | 0 | 0 | 141.25 | 422.625 | 874.5 | 189.0214 | 565.5587 | 1170.2599 | 2045 | Intermediate | 11 | Prevailing local wages, Drive time, Local code requirements, Access, Presence/condition/type of existing insulation, Existing construction and materials, Moisture issues present, Adequacy of existing ventilation, Presence of hazardous materials, Extent of preparation | 3 | 28 | 0 | 2023 | Assumes the 100 sqft for typical exterior finish area
158 | 2023 | Residential | Envelope | Wall Sheathing | Plywood |  | Wall Sheathing Plywood | 2023$/sqft | Wall Sheathing Plywood |  | 0 | 0 | 0 | N/A | N/A | 0 | 0 | 0 | 0 | 0 | 0 | 0 | Square Feet | ft2 | 0 | 100 | 0 | 0 | 0.70625 | 2.1131 | 4.3725 | 100 | Square Feet | ft2 | 70.625 | 211.3125 | 437.25 | 2 | 2.6764 | 0 | 0 | 141.25 | 422.625 | 874.5 | 189.0214 | 565.5587 | 1170.2599 | 2050 | Intermediate | 11 | Prevailing local wages, Drive time, Local code requirements, Access, Presence/condition/type of existing insulation, Existing construction and materials, Moisture issues present, Adequacy of existing ventilation, Presence of hazardous materials, Extent of preparation | 3 | 28 | 0 | 2023 | Assumes the 100 sqft for typical exterior finish area
158 | 2023 | Residential | Envelope | Wall Sheathing | Plywood |  | Wall Sheathing Plywood | 2023$/sqft | Wall Sheathing Plywood |  | 0 | 0 | 0 | N/A | N/A | 0 | 0 | 0 | 0 | 0 | 0 | 0 | Square Feet | ft2 | 0 | 100 | 0 | 0 | 0.70625 | 2.1131 | 4.3725 | 100 | Square Feet | ft2 | 70.625 | 211.3125 | 437.25 | 2 | 2.6764 | 0 | 0 | 141.25 | 422.625 | 874.5 | 189.0214 | 565.5587 | 1170.2599 | 2023 | Advanced | 11 | Prevailing local wages, Drive time, Local code requirements, Access, Presence/condition/type of existing insulation, Existing construction and materials, Moisture issues present, Adequacy of existing ventilation, Presence of hazardous materials, Extent of preparation | 3 | 28 | 0 | 2023 | Assumes the 100 sqft for typical exterior finish area
158 | 2023 | Residential | Envelope | Wall Sheathing | Plywood |  | Wall Sheathing Plywood | 2023$/sqft | Wall Sheathing Plywood |  | 0 | 0 | 0 | N/A | N/A | 0 | 0 | 0 | 0 | 0 | 0 | 0 | Square Feet | ft2 | 0 | 100 | 0 | 0 | 0.70625 | 2.1131 | 4.3725 | 100 | Square Feet | ft2 | 70.625 | 211.3125 | 437.25 | 2 | 2.6764 | 0 | 0 | 141.25 | 422.625 | 874.5 | 189.0214 | 565.5587 | 1170.2599 | 2030 | Advanced | 11 | Prevailing local wages, Drive time, Local code requirements, Access, Presence/condition/type of existing insulation, Existing construction and materials, Moisture issues present, Adequacy of existing ventilation, Presence of hazardous materials, Extent of preparation | 3 | 28 | 0 | 2023 | Assumes the 100 sqft for typical exterior finish area
158 | 2023 | Residential | Envelope | Wall Sheathing | Plywood |  | Wall Sheathing Plywood | 2023$/sqft | Wall Sheathing Plywood |  | 0 | 0 | 0 | N/A | N/A | 0 | 0 | 0 | 0 | 0 | 0 | 0 | Square Feet | ft2 | 0 | 100 | 0 | 0 | 0.70625 | 2.1131 | 4.3725 | 100 | Square Feet | ft2 | 70.625 | 211.3125 | 437.25 | 2 | 2.6764 | 0 | 0 | 141.25 | 422.625 | 874.5 | 189.0214 | 565.5587 | 1170.2599 | 2035 | Advanced | 11 | Prevailing local wages, Drive time, Local code requirements, Access, Presence/condition/type of existing insulation, Existing construction and materials, Moisture issues present, Adequacy of existing ventilation, Presence of hazardous materials, Extent of preparation | 3 | 28 | 0 | 2023 | Assumes the 100 sqft for typical exterior finish area
158 | 2023 | Residential | Envelope | Wall Sheathing | Plywood |  | Wall Sheathing Plywood | 2023$/sqft | Wall Sheathing Plywood |  | 0 | 0 | 0 | N/A | N/A | 0 | 0 | 0 | 0 | 0 | 0 | 0 | Square Feet | ft2 | 0 | 100 | 0 | 0 | 0.70625 | 2.1131 | 4.3725 | 100 | Square Feet | ft2 | 70.625 | 211.3125 | 437.25 | 2 | 2.6764 | 0 | 0 | 141.25 | 422.625 | 874.5 | 189.0214 | 565.5587 | 1170.2599 | 2040 | Advanced | 11 | Prevailing local wages, Drive time, Local code requirements, Access, Presence/condition/type of existing insulation, Existing construction and materials, Moisture issues present, Adequacy of existing ventilation, Presence of hazardous materials, Extent of preparation | 3 | 28 | 0 | 2023 | Assumes the 100 sqft for typical exterior finish area
158 | 2023 | Residential | Envelope | Wall Sheathing | Plywood |  | Wall Sheathing Plywood | 2023$/sqft | Wall Sheathing Plywood |  | 0 | 0 | 0 | N/A | N/A | 0 | 0 | 0 | 0 | 0 | 0 | 0 | Square Feet | ft2 | 0 | 100 | 0 | 0 | 0.70625 | 2.1131 | 4.3725 | 100 | Square Feet | ft2 | 70.625 | 211.3125 | 437.25 | 2 | 2.6764 | 0 | 0 | 141.25 | 422.625 | 874.5 | 189.0214 | 565.5587 | 1170.2599 | 2045 | Advanced | 11 | Prevailing local wages, Drive time, Local code requirements, Access, Presence/condition/type of existing insulation, Existing construction and materials, Moisture issues present, Adequacy of existing ventilation, Presence of hazardous materials, Extent of preparation | 3 | 28 | 0 | 2023 | Assumes the 100 sqft for typical exterior finish area
158 | 2023 | Residential | Envelope | Wall Sheathing | Plywood |  | Wall Sheathing Plywood | 2023$/sqft | Wall Sheathing Plywood |  | 0 | 0 | 0 | N/A | N/A | 0 | 0 | 0 | 0 | 0 | 0 | 0 | Square Feet | ft2 | 0 | 100 | 0 | 0 | 0.70625 | 2.1131 | 4.3725 | 100 | Square Feet | ft2 | 70.625 | 211.3125 | 437.25 | 2 | 2.6764 | 0 | 0 | 141.25 | 422.625 | 874.5 | 189.0214 | 565.5587 | 1170.2599 | 2050 | Advanced | 11 | Prevailing local wages, Drive time, Local code requirements, Access, Presence/condition/type of existing insulation, Existing construction and materials, Moisture issues present, Adequacy of existing ventilation, Presence of hazardous materials, Extent of preparation | 3 | 28 | 0 | 2023 | Assumes the 100 sqft for typical exterior finish area
159 | 2023 | Residential | Envelope | Wall Sheathing | Rigid Foam (EPS) |  | Wall Sheathing Rigid Foam (EPS) | 2023$/sqft | Wall Sheathing |  | 0.068808 | 0.13143 | 0.29179 | R-value | ft2*degF*h/Btu | 1.44 | 6 | 10 | 10 | 0 | 0 | 0 | Square Feet | ft2 | 0 | 900 | 0 | 0 | 0.13047 | 0.072906 | 0.042857 | 900 | Square Feet | ft2 | 488.9898 | 775.3266 | 1614.2103 | 1 | 1 | 0.455 | 0.525 | 898.4898 | 1184.8266 | 2023.7103 | 961.4898 | 1247.8266 | 2086.7103 | 2023 | Reference | 999 | Prevailing local wages, Drive time, Local code requirements, Access, Presence/condition/type of existing insulation, Existing construction and materials, Moisture issues present, Presence of hazardous materials, Presence of hazardous materials, Extent of preparation, Accommodation for termite inspections | 3 | 40 | 0.1958 | 2023 | Assumes for the reference case that raw material prices will increase over the coming decades. Assumed for the advanced case that energy dependency will move away from oil and gas causing a higher supply of raw materials used to make insulation which will lower the material costs. Typical costs assume a wall area of 900 sq ft as an example based on average sqft of a house to be 2,025, though wall areas and insulation amounts vary greatly by building.
159 | 2023 | Residential | Envelope | Wall Sheathing | Rigid Foam (EPS) |  | Wall Sheathing Rigid Foam (EPS) | 2023$/sqft | Wall Sheathing |  | 0.075689 | 0.14457 | 0.32096 | R-value | ft2*degF*h/Btu | 1.44 | 6 | 10 | 10 | 0 | 0 | 0 | Square Feet | ft2 | 0 | 900 | 0 | 0 | 0.14352 | 0.080197 | 0.047143 | 900 | Square Feet | ft2 | 537.8888 | 852.8593 | 1775.6313 | 1 | 1 | 0.455 | 0.525 | 947.3888 | 1262.3593 | 2185.1313 | 1010.3888 | 1325.3593 | 2248.1313 | 2030 | Reference | 999 | Prevailing local wages, Drive time, Local code requirements, Access, Presence/condition/type of existing insulation, Existing construction and materials, Moisture issues present, Presence of hazardous materials, Presence of hazardous materials, Extent of preparation, Accommodation for termite inspections | 3 | 40 | 0.1958 | 2023 | Assumes for the reference case that raw material prices will increase over the coming decades. Assumed for the advanced case that energy dependency will move away from oil and gas causing a higher supply of raw materials used to make insulation which will lower the material costs. Typical costs assume a wall area of 900 sq ft as an example based on average sqft of a house to be 2,025, though wall areas and insulation amounts vary greatly by building.
159 | 2023 | Residential | Envelope | Wall Sheathing | Rigid Foam (EPS) |  | Wall Sheathing Rigid Foam (EPS) | 2023$/sqft | Wall Sheathing |  | 0.079473 | 0.1518 | 0.33701 | R-value | ft2*degF*h/Btu | 1.44 | 6 | 10 | 10 | 0 | 0 | 0 | Square Feet | ft2 | 0 | 900 | 0 | 0 | 0.1507 | 0.084206 | 0.0495 | 900 | Square Feet | ft2 | 564.7832 | 895.5022 | 1864.4129 | 1 | 1 | 0.455 | 0.525 | 974.2832 | 1305.0022 | 2273.9129 | 1037.2832 | 1368.0022 | 2336.9129 | 2035 | Reference | 999 | Prevailing local wages, Drive time, Local code requirements, Access, Presence/condition/type of existing insulation, Existing construction and materials, Moisture issues present, Presence of hazardous materials, Presence of hazardous materials, Extent of preparation, Accommodation for termite inspections | 3 | 40 | 0.1958 | 2023 | Assumes for the reference case that raw material prices will increase over the coming decades. Assumed for the advanced case that energy dependency will move away from oil and gas causing a higher supply of raw materials used to make insulation which will lower the material costs. Typical costs assume a wall area of 900 sq ft as an example based on average sqft of a house to be 2,025, though wall areas and insulation amounts vary greatly by building.
159 | 2023 | Residential | Envelope | Wall Sheathing | Rigid Foam (EPS) |  | Wall Sheathing Rigid Foam (EPS) | 2023$/sqft | Wall Sheathing |  | 0.083258 | 0.15903 | 0.35306 | R-value | ft2*degF*h/Btu | 1.44 | 6 | 10 | 10 | 0 | 0 | 0 | Square Feet | ft2 | 0 | 900 | 0 | 0 | 0.15787 | 0.088216 | 0.051857 | 900 | Square Feet | ft2 | 591.6777 | 938.1452 | 1953.1945 | 1 | 1 | 0.455 | 0.525 | 1001.1777 | 1347.6452 | 2362.6945 | 1064.1777 | 1410.6452 | 2425.6945 | 2040 | Reference | 999 | Prevailing local wages, Drive time, Local code requirements, Access, Presence/condition/type of existing insulation, Existing construction and materials, Moisture issues present, Presence of hazardous materials, Presence of hazardous materials, Extent of preparation, Accommodation for termite inspections | 3 | 40 | 0.1958 | 2023 | Assumes for the reference case that raw material prices will increase over the coming decades. Assumed for the advanced case that energy dependency will move away from oil and gas causing a higher supply of raw materials used to make insulation which will lower the material costs. Typical costs assume a wall area of 900 sq ft as an example based on average sqft of a house to be 2,025, though wall areas and insulation amounts vary greatly by building.
159 | 2023 | Residential | Envelope | Wall Sheathing | Rigid Foam (EPS) |  | Wall Sheathing Rigid Foam (EPS) | 2023$/sqft | Wall Sheathing |  | 0.085064 | 0.16248 | 0.36072 | R-value | ft2*degF*h/Btu | 1.44 | 6 | 10 | 10 | 0 | 0 | 0 | Square Feet | ft2 | 0 | 900 | 0 | 0 | 0.1613 | 0.09013 | 0.052982 | 900 | Square Feet | ft2 | 604.5136 | 958.4975 | 1995.5675 | 1 | 1 | 0.455 | 0.525 | 1014.0136 | 1367.9975 | 2405.0675 | 1077.0136 | 1430.9975 | 2468.0675 | 2045 | Reference | 999 | Prevailing local wages, Drive time, Local code requirements, Access, Presence/condition/type of existing insulation, Existing construction and materials, Moisture issues present, Presence of hazardous materials, Presence of hazardous materials, Extent of preparation, Accommodation for termite inspections | 3 | 40 | 0.1958 | 2023 | Assumes for the reference case that raw material prices will increase over the coming decades. Assumed for the advanced case that energy dependency will move away from oil and gas causing a higher supply of raw materials used to make insulation which will lower the material costs. Typical costs assume a wall area of 900 sq ft as an example based on average sqft of a house to be 2,025, though wall areas and insulation amounts vary greatly by building.
159 | 2023 | Residential | Envelope | Wall Sheathing | Rigid Foam (EPS) |  | Wall Sheathing Rigid Foam (EPS) | 2023$/sqft | Wall Sheathing |  | 0.08687 | 0.16593 | 0.36838 | R-value | ft2*degF*h/Btu | 1.44 | 6 | 10 | 10 | 0 | 0 | 0 | Square Feet | ft2 | 0 | 900 | 0 | 0 | 0.16472 | 0.092044 | 0.054107 | 900 | Square Feet | ft2 | 617.3496 | 978.8498 | 2037.9405 | 1 | 1 | 0.455 | 0.525 | 1026.8496 | 1388.3498 | 2447.4405 | 1089.8496 | 1451.3498 | 2510.4405 | 2050 | Reference | 999 | Prevailing local wages, Drive time, Local code requirements, Access, Presence/condition/type of existing insulation, Existing construction and materials, Moisture issues present, Presence of hazardous materials, Presence of hazardous materials, Extent of preparation, Accommodation for termite inspections | 3 | 40 | 0.1958 | 2023 | Assumes for the reference case that raw material prices will increase over the coming decades. Assumed for the advanced case that energy dependency will move away from oil and gas causing a higher supply of raw materials used to make insulation which will lower the material costs. Typical costs assume a wall area of 900 sq ft as an example based on average sqft of a house to be 2,025, though wall areas and insulation amounts vary greatly by building.
159 | 2023 | Residential | Envelope | Wall Sheathing | Rigid Foam (EPS) |  | Wall Sheathing Rigid Foam (EPS) | 2023$/sqft | Wall Sheathing |  | 0.068808 | 0.13143 | 0.29179 | R-value | ft2*degF*h/Btu | 1.44 | 6 | 10 | 10 | 0 | 0 | 0 | Square Feet | ft2 | 0 | 900 | 0 | 0 | 0.13047 | 0.072906 | 0.042857 | 900 | Square Feet | ft2 | 488.9898 | 775.3266 | 1614.2103 | 1 | 1 | 0.455 | 0.525 | 898.4898 | 1184.8266 | 2023.7103 | 961.4898 | 1247.8266 | 2086.7103 | 2023 | Intermediate | 999 | Prevailing local wages, Drive time, Local code requirements, Access, Presence/condition/type of existing insulation, Existing construction and materials, Moisture issues present, Presence of hazardous materials, Presence of hazardous materials, Extent of preparation, Accommodation for termite inspections | 3 | 40 | 0.1958 | 2023 | Assumes for the reference case that raw material prices will increase over the coming decades. Assumed for the advanced case that energy dependency will move away from oil and gas causing a higher supply of raw materials used to make insulation which will lower the material costs. Typical costs assume a wall area of 900 sq ft as an example based on average sqft of a house to be 2,025, though wall areas and insulation amounts vary greatly by building.
159 | 2023 | Residential | Envelope | Wall Sheathing | Rigid Foam (EPS) |  | Wall Sheathing Rigid Foam (EPS) | 2023$/sqft | Wall Sheathing |  | 0.068808 | 0.13143 | 0.29179 | R-value | ft2*degF*h/Btu | 1.44 | 6 | 10 | 10 | 0 | 0 | 0 | Square Feet | ft2 | 0 | 900 | 0 | 0 | 0.13047 | 0.072906 | 0.042857 | 900 | Square Feet | ft2 | 488.9898 | 775.3266 | 1614.2103 | 1 | 1 | 0.455 | 0.525 | 898.4898 | 1184.8266 | 2023.7103 | 961.4898 | 1247.8266 | 2086.7103 | 2030 | Intermediate | 999 | Prevailing local wages, Drive time, Local code requirements, Access, Presence/condition/type of existing insulation, Existing construction and materials, Moisture issues present, Presence of hazardous materials, Presence of hazardous materials, Extent of preparation, Accommodation for termite inspections | 3 | 40 | 0.1958 | 2023 | Assumes for the reference case that raw material prices will increase over the coming decades. Assumed for the advanced case that energy dependency will move away from oil and gas causing a higher supply of raw materials used to make insulation which will lower the material costs. Typical costs assume a wall area of 900 sq ft as an example based on average sqft of a house to be 2,025, though wall areas and insulation amounts vary greatly by building.
159 | 2023 | Residential | Envelope | Wall Sheathing | Rigid Foam (EPS) |  | Wall Sheathing Rigid Foam (EPS) | 2023$/sqft | Wall Sheathing |  | 0.069152 | 0.13209 | 0.29324 | R-value | ft2*degF*h/Btu | 1.44 | 6 | 10 | 10 | 0 | 0 | 0 | Square Feet | ft2 | 0 | 900 | 0 | 0 | 0.13113 | 0.073271 | 0.043071 | 900 | Square Feet | ft2 | 491.4347 | 779.2032 | 1622.2814 | 1 | 1 | 0.455 | 0.525 | 900.9347 | 1188.7032 | 2031.7814 | 963.9347 | 1251.7032 | 2094.7814 | 2035 | Intermediate | 999 | Prevailing local wages, Drive time, Local code requirements, Access, Presence/condition/type of existing insulation, Existing construction and materials, Moisture issues present, Presence of hazardous materials, Presence of hazardous materials, Extent of preparation, Accommodation for termite inspections | 3 | 40 | 0.1958 | 2023 | Assumes for the reference case that raw material prices will increase over the coming decades. Assumed for the advanced case that energy dependency will move away from oil and gas causing a higher supply of raw materials used to make insulation which will lower the material costs. Typical costs assume a wall area of 900 sq ft as an example based on average sqft of a house to be 2,025, though wall areas and insulation amounts vary greatly by building.
159 | 2023 | Residential | Envelope | Wall Sheathing | Rigid Foam (EPS) |  | Wall Sheathing Rigid Foam (EPS) | 2023$/sqft | Wall Sheathing |  | 0.069496 | 0.13274 | 0.2947 | R-value | ft2*degF*h/Btu | 1.44 | 6 | 10 | 10 | 0 | 0 | 0 | Square Feet | ft2 | 0 | 900 | 0 | 0 | 0.13178 | 0.073635 | 0.043286 | 900 | Square Feet | ft2 | 493.8797 | 783.0799 | 1630.3524 | 1 | 1 | 0.455 | 0.525 | 903.3797 | 1192.5799 | 2039.8524 | 966.3797 | 1255.5799 | 2102.8524 | 2040 | Intermediate | 999 | Prevailing local wages, Drive time, Local code requirements, Access, Presence/condition/type of existing insulation, Existing construction and materials, Moisture issues present, Presence of hazardous materials, Presence of hazardous materials, Extent of preparation, Accommodation for termite inspections | 3 | 40 | 0.1958 | 2023 | Assumes for the reference case that raw material prices will increase over the coming decades. Assumed for the advanced case that energy dependency will move away from oil and gas causing a higher supply of raw materials used to make insulation which will lower the material costs. Typical costs assume a wall area of 900 sq ft as an example based on average sqft of a house to be 2,025, though wall areas and insulation amounts vary greatly by building.
159 | 2023 | Residential | Envelope | Wall Sheathing | Rigid Foam (EPS) |  | Wall Sheathing Rigid Foam (EPS) | 2023$/sqft | Wall Sheathing |  | 0.069006 | 0.13181 | 0.29262 | R-value | ft2*degF*h/Btu | 1.44 | 6 | 10 | 10 | 0 | 0 | 0 | Square Feet | ft2 | 0 | 900 | 0 | 0 | 0.13085 | 0.073116 | 0.04298 | 900 | Square Feet | ft2 | 490.3956 | 777.5557 | 1618.8512 | 1 | 1 | 0.455 | 0.525 | 899.8956 | 1187.0557 | 2028.3512 | 962.8956 | 1250.0557 | 2091.3512 | 2045 | Intermediate | 999 | Prevailing local wages, Drive time, Local code requirements, Access, Presence/condition/type of existing insulation, Existing construction and materials, Moisture issues present, Presence of hazardous materials, Presence of hazardous materials, Extent of preparation, Accommodation for termite inspections | 3 | 40 | 0.1958 | 2023 | Assumes for the reference case that raw material prices will increase over the coming decades. Assumed for the advanced case that energy dependency will move away from oil and gas causing a higher supply of raw materials used to make insulation which will lower the material costs. Typical costs assume a wall area of 900 sq ft as an example based on average sqft of a house to be 2,025, though wall areas and insulation amounts vary greatly by building.
159 | 2023 | Residential | Envelope | Wall Sheathing | Rigid Foam (EPS) |  | Wall Sheathing Rigid Foam (EPS) | 2023$/sqft | Wall Sheathing |  | 0.068516 | 0.13087 | 0.29054 | R-value | ft2*degF*h/Btu | 1.44 | 6 | 10 | 10 | 0 | 0 | 0 | Square Feet | ft2 | 0 | 900 | 0 | 0 | 0.12992 | 0.072596 | 0.042675 | 900 | Square Feet | ft2 | 486.9116 | 772.0315 | 1607.3499 | 1 | 1 | 0.455 | 0.525 | 896.4116 | 1181.5315 | 2016.8499 | 959.4116 | 1244.5315 | 2079.8499 | 2050 | Intermediate | 999 | Prevailing local wages, Drive time, Local code requirements, Access, Presence/condition/type of existing insulation, Existing construction and materials, Moisture issues present, Presence of hazardous materials, Presence of hazardous materials, Extent of preparation, Accommodation for termite inspections | 3 | 40 | 0.1958 | 2023 | Assumes for the reference case that raw material prices will increase over the coming decades. Assumed for the advanced case that energy dependency will move away from oil and gas causing a higher supply of raw materials used to make insulation which will lower the material costs. Typical costs assume a wall area of 900 sq ft as an example based on average sqft of a house to be 2,025, though wall areas and insulation amounts vary greatly by building.
159 | 2023 | Residential | Envelope | Wall Sheathing | Rigid Foam (EPS) |  | Wall Sheathing Rigid Foam (EPS) | 2023$/sqft | Wall Sheathing |  | 0.068808 | 0.13143 | 0.29179 | R-value | ft2*degF*h/Btu | 1.44 | 6 | 10 | 10 | 0 | 0 | 0 | Square Feet | ft2 | 0 | 900 | 0 | 0 | 0.13047 | 0.072906 | 0.042857 | 900 | Square Feet | ft2 | 488.9898 | 775.3266 | 1614.2103 | 1 | 1 | 0.455 | 0.525 | 898.4898 | 1184.8266 | 2023.7103 | 961.4898 | 1247.8266 | 2086.7103 | 2023 | Advanced | 999 | Prevailing local wages, Drive time, Local code requirements, Access, Presence/condition/type of existing insulation, Existing construction and materials, Moisture issues present, Presence of hazardous materials, Presence of hazardous materials, Extent of preparation, Accommodation for termite inspections | 3 | 40 | 0.1958 | 2023 | Assumes for the reference case that raw material prices will increase over the coming decades. Assumed for the advanced case that energy dependency will move away from oil and gas causing a higher supply of raw materials used to make insulation which will lower the material costs. Typical costs assume a wall area of 900 sq ft as an example based on average sqft of a house to be 2,025, though wall areas and insulation amounts vary greatly by building.
159 | 2023 | Residential | Envelope | Wall Sheathing | Rigid Foam (EPS) |  | Wall Sheathing Rigid Foam (EPS) | 2023$/sqft | Wall Sheathing |  | 0.061927 | 0.11829 | 0.26261 | R-value | ft2*degF*h/Btu | 1.44 | 6 | 10 | 10 | 0 | 0 | 0 | Square Feet | ft2 | 0 | 900 | 0 | 0 | 0.11743 | 0.065615 | 0.038571 | 900 | Square Feet | ft2 | 440.0908 | 697.7939 | 1452.7893 | 1 | 1 | 0.455 | 0.525 | 849.5908 | 1107.2939 | 1862.2893 | 912.5908 | 1170.2939 | 1925.2893 | 2030 | Advanced | 999 | Prevailing local wages, Drive time, Local code requirements, Access, Presence/condition/type of existing insulation, Existing construction and materials, Moisture issues present, Presence of hazardous materials, Presence of hazardous materials, Extent of preparation, Accommodation for termite inspections | 3 | 40 | 0.1958 | 2023 | Assumes for the reference case that raw material prices will increase over the coming decades. Assumed for the advanced case that energy dependency will move away from oil and gas causing a higher supply of raw materials used to make insulation which will lower the material costs. Typical costs assume a wall area of 900 sq ft as an example based on average sqft of a house to be 2,025, though wall areas and insulation amounts vary greatly by building.
159 | 2023 | Residential | Envelope | Wall Sheathing | Rigid Foam (EPS) |  | Wall Sheathing Rigid Foam (EPS) | 2023$/sqft | Wall Sheathing |  | 0.058831 | 0.11237 | 0.24948 | R-value | ft2*degF*h/Btu | 1.44 | 6 | 10 | 10 | 0 | 0 | 0 | Square Feet | ft2 | 0 | 900 | 0 | 0 | 0.11156 | 0.062335 | 0.036643 | 900 | Square Feet | ft2 | 418.0863 | 662.9042 | 1380.1498 | 1 | 1 | 0.455 | 0.525 | 827.5863 | 1072.4042 | 1789.6498 | 890.5863 | 1135.4042 | 1852.6498 | 2035 | Advanced | 999 | Prevailing local wages, Drive time, Local code requirements, Access, Presence/condition/type of existing insulation, Existing construction and materials, Moisture issues present, Presence of hazardous materials, Presence of hazardous materials, Extent of preparation, Accommodation for termite inspections | 3 | 40 | 0.1958 | 2023 | Assumes for the reference case that raw material prices will increase over the coming decades. Assumed for the advanced case that energy dependency will move away from oil and gas causing a higher supply of raw materials used to make insulation which will lower the material costs. Typical costs assume a wall area of 900 sq ft as an example based on average sqft of a house to be 2,025, though wall areas and insulation amounts vary greatly by building.
159 | 2023 | Residential | Envelope | Wall Sheathing | Rigid Foam (EPS) |  | Wall Sheathing Rigid Foam (EPS) | 2023$/sqft | Wall Sheathing |  | 0.055734 | 0.10646 | 0.23635 | R-value | ft2*degF*h/Btu | 1.44 | 6 | 10 | 10 | 0 | 0 | 0 | Square Feet | ft2 | 0 | 900 | 0 | 0 | 0.10568 | 0.059054 | 0.034714 | 900 | Square Feet | ft2 | 396.0817 | 628.0145 | 1307.5103 | 1 | 1 | 0.455 | 0.525 | 805.5817 | 1037.5145 | 1717.0103 | 868.5817 | 1100.5145 | 1780.0103 | 2040 | Advanced | 999 | Prevailing local wages, Drive time, Local code requirements, Access, Presence/condition/type of existing insulation, Existing construction and materials, Moisture issues present, Presence of hazardous materials, Presence of hazardous materials, Extent of preparation, Accommodation for termite inspections | 3 | 40 | 0.1958 | 2023 | Assumes for the reference case that raw material prices will increase over the coming decades. Assumed for the advanced case that energy dependency will move away from oil and gas causing a higher supply of raw materials used to make insulation which will lower the material costs. Typical costs assume a wall area of 900 sq ft as an example based on average sqft of a house to be 2,025, though wall areas and insulation amounts vary greatly by building.
159 | 2023 | Residential | Envelope | Wall Sheathing | Rigid Foam (EPS) |  | Wall Sheathing Rigid Foam (EPS) | 2023$/sqft | Wall Sheathing |  | 0.052948 | 0.10113 | 0.22453 | R-value | ft2*degF*h/Btu | 1.44 | 6 | 10 | 10 | 0 | 0 | 0 | Square Feet | ft2 | 0 | 900 | 0 | 0 | 0.1004 | 0.056101 | 0.032978 | 900 | Square Feet | ft2 | 376.2777 | 596.6138 | 1242.1348 | 1 | 1 | 0.455 | 0.525 | 785.7777 | 1006.1138 | 1651.6348 | 848.7777 | 1069.1138 | 1714.6348 | 2045 | Advanced | 999 | Prevailing local wages, Drive time, Local code requirements, Access, Presence/condition/type of existing insulation, Existing construction and materials, Moisture issues present, Presence of hazardous materials, Presence of hazardous materials, Extent of preparation, Accommodation for termite inspections | 3 | 40 | 0.1958 | 2023 | Assumes for the reference case that raw material prices will increase over the coming decades. Assumed for the advanced case that energy dependency will move away from oil and gas causing a higher supply of raw materials used to make insulation which will lower the material costs. Typical costs assume a wall area of 900 sq ft as an example based on average sqft of a house to be 2,025, though wall areas and insulation amounts vary greatly by building.
159 | 2023 | Residential | Envelope | Wall Sheathing | Rigid Foam (EPS) |  | Wall Sheathing Rigid Foam (EPS) | 2023$/sqft | Wall Sheathing |  | 0.050161 | 0.095811 | 0.21271 | R-value | ft2*degF*h/Btu | 1.44 | 6 | 10 | 10 | 0 | 0 | 0 | Square Feet | ft2 | 0 | 900 | 0 | 0 | 0.095116 | 0.053148 | 0.031243 | 900 | Square Feet | ft2 | 356.4736 | 565.2131 | 1176.7593 | 1 | 1 | 0.455 | 0.525 | 765.9736 | 974.7131 | 1586.2593 | 828.9736 | 1037.7131 | 1649.2593 | 2050 | Advanced | 999 | Prevailing local wages, Drive time, Local code requirements, Access, Presence/condition/type of existing insulation, Existing construction and materials, Moisture issues present, Presence of hazardous materials, Presence of hazardous materials, Extent of preparation, Accommodation for termite inspections | 3 | 40 | 0.1958 | 2023 | Assumes for the reference case that raw material prices will increase over the coming decades. Assumed for the advanced case that energy dependency will move away from oil and gas causing a higher supply of raw materials used to make insulation which will lower the material costs. Typical costs assume a wall area of 900 sq ft as an example based on average sqft of a house to be 2,025, though wall areas and insulation amounts vary greatly by building.
160 | 2023 | Residential | Envelope | Wall Sheathing | Rigid Foam (XPS) |  | Wall Sheathing Rigid Foam (XPS) | 2023$/sqft | Wall Sheathing |  | 0.12372 | 0.1755 | 0.2285 | R-value | ft2*degF*h/Btu | 1 | 6 | 20 | 20 | 0 | 0 | 0 | Square Feet | ft2 | 0 | 900 | 0 | 0 | 0.065725 | 0.10125 | 2.7075 | 900 | Square Feet | ft2 | 727.2243 | 1038.8268 | 3670.65 | 1 | 1 | 0.455 | 0.525 | 1136.7243 | 1448.3268 | 4080.15 | 1199.7243 | 1511.3268 | 4143.15 | 2023 | Reference | 999 | Prevailing local wages, Drive time, Local code requirements, Access, Presence/condition/type of existing insulation, Existing construction and materials, Moisture issues present, Presence of hazardous materials, Presence of hazardous materials, Extent of preparation, Accommodation for termite inspections | 3 | 75 | 0.2668 | 2023 | Assumes for the reference case that raw material prices will increase over the coming decades. Assumed for the advanced case that energy dependency will move away from oil and gas causing a higher supply of raw materials used to make insulation which will lower the material costs. Typical costs assume a wall area of 900 sq ft as an example based on average sqft of a house to be 2,025, though wall areas and insulation amounts vary greatly by building.
160 | 2023 | Residential | Envelope | Wall Sheathing | Rigid Foam (XPS) |  | Wall Sheathing Rigid Foam (XPS) | 2023$/sqft | Wall Sheathing |  | 0.13609 | 0.19305 | 0.25135 | R-value | ft2*degF*h/Btu | 1 | 6 | 20 | 20 | 0 | 0 | 0 | Square Feet | ft2 | 0 | 900 | 0 | 0 | 0.072298 | 0.11138 | 2.9783 | 900 | Square Feet | ft2 | 799.9467 | 1142.7095 | 4037.715 | 1 | 1 | 0.455 | 0.525 | 1209.4467 | 1552.2095 | 4447.215 | 1272.4467 | 1615.2095 | 4510.215 | 2030 | Reference | 999 | Prevailing local wages, Drive time, Local code requirements, Access, Presence/condition/type of existing insulation, Existing construction and materials, Moisture issues present, Presence of hazardous materials, Presence of hazardous materials, Extent of preparation, Accommodation for termite inspections | 3 | 75 | 0.2668 | 2023 | Assumes for the reference case that raw material prices will increase over the coming decades. Assumed for the advanced case that energy dependency will move away from oil and gas causing a higher supply of raw materials used to make insulation which will lower the material costs. Typical costs assume a wall area of 900 sq ft as an example based on average sqft of a house to be 2,025, though wall areas and insulation amounts vary greatly by building.
160 | 2023 | Residential | Envelope | Wall Sheathing | Rigid Foam (XPS) |  | Wall Sheathing Rigid Foam (XPS) | 2023$/sqft | Wall Sheathing |  | 0.14289 | 0.2027 | 0.26392 | R-value | ft2*degF*h/Btu | 1 | 6 | 20 | 20 | 0 | 0 | 0 | Square Feet | ft2 | 0 | 900 | 0 | 0 | 0.075912 | 0.11695 | 3.1272 | 900 | Square Feet | ft2 | 839.9441 | 1199.845 | 4239.6008 | 1 | 1 | 0.455 | 0.525 | 1249.4441 | 1609.345 | 4649.1008 | 1312.4441 | 1672.345 | 4712.1008 | 2035 | Reference | 999 | Prevailing local wages, Drive time, Local code requirements, Access, Presence/condition/type of existing insulation, Existing construction and materials, Moisture issues present, Presence of hazardous materials, Presence of hazardous materials, Extent of preparation, Accommodation for termite inspections | 3 | 75 | 0.2668 | 2023 | Assumes for the reference case that raw material prices will increase over the coming decades. Assumed for the advanced case that energy dependency will move away from oil and gas causing a higher supply of raw materials used to make insulation which will lower the material costs. Typical costs assume a wall area of 900 sq ft as an example based on average sqft of a house to be 2,025, though wall areas and insulation amounts vary greatly by building.
160 | 2023 | Residential | Envelope | Wall Sheathing | Rigid Foam (XPS) |  | Wall Sheathing Rigid Foam (XPS) | 2023$/sqft | Wall Sheathing |  | 0.1497 | 0.21236 | 0.27649 | R-value | ft2*degF*h/Btu | 1 | 6 | 20 | 20 | 0 | 0 | 0 | Square Feet | ft2 | 0 | 900 | 0 | 0 | 0.079527 | 0.12251 | 3.2761 | 900 | Square Feet | ft2 | 879.9414 | 1256.9804 | 4441.4865 | 1 | 1 | 0.455 | 0.525 | 1289.4414 | 1666.4804 | 4850.9865 | 1352.4414 | 1729.4804 | 4913.9865 | 2040 | Reference | 999 | Prevailing local wages, Drive time, Local code requirements, Access, Presence/condition/type of existing insulation, Existing construction and materials, Moisture issues present, Presence of hazardous materials, Presence of hazardous materials, Extent of preparation, Accommodation for termite inspections | 3 | 75 | 0.2668 | 2023 | Assumes for the reference case that raw material prices will increase over the coming decades. Assumed for the advanced case that energy dependency will move away from oil and gas causing a higher supply of raw materials used to make insulation which will lower the material costs. Typical costs assume a wall area of 900 sq ft as an example based on average sqft of a house to be 2,025, though wall areas and insulation amounts vary greatly by building.
160 | 2023 | Residential | Envelope | Wall Sheathing | Rigid Foam (XPS) |  | Wall Sheathing Rigid Foam (XPS) | 2023$/sqft | Wall Sheathing |  | 0.15295 | 0.21696 | 0.28248 | R-value | ft2*degF*h/Btu | 1 | 6 | 20 | 20 | 0 | 0 | 0 | Square Feet | ft2 | 0 | 900 | 0 | 0 | 0.081253 | 0.12517 | 3.3471 | 900 | Square Feet | ft2 | 899.031 | 1284.2496 | 4537.8411 | 1 | 1 | 0.455 | 0.525 | 1308.531 | 1693.7496 | 4947.3411 | 1371.531 | 1756.7496 | 5010.3411 | 2045 | Reference | 999 | Prevailing local wages, Drive time, Local code requirements, Access, Presence/condition/type of existing insulation, Existing construction and materials, Moisture issues present, Presence of hazardous materials, Presence of hazardous materials, Extent of preparation, Accommodation for termite inspections | 3 | 75 | 0.2668 | 2023 | Assumes for the reference case that raw material prices will increase over the coming decades. Assumed for the advanced case that energy dependency will move away from oil and gas causing a higher supply of raw materials used to make insulation which will lower the material costs. Typical costs assume a wall area of 900 sq ft as an example based on average sqft of a house to be 2,025, though wall areas and insulation amounts vary greatly by building.
160 | 2023 | Residential | Envelope | Wall Sheathing | Rigid Foam (XPS) |  | Wall Sheathing Rigid Foam (XPS) | 2023$/sqft | Wall Sheathing |  | 0.15619 | 0.22157 | 0.28848 | R-value | ft2*degF*h/Btu | 1 | 6 | 20 | 20 | 0 | 0 | 0 | Square Feet | ft2 | 0 | 900 | 0 | 0 | 0.082978 | 0.12783 | 3.4182 | 900 | Square Feet | ft2 | 918.1207 | 1311.5188 | 4634.1956 | 1 | 1 | 0.455 | 0.525 | 1327.6207 | 1721.0188 | 5043.6956 | 1390.6207 | 1784.0188 | 5106.6956 | 2050 | Reference | 999 | Prevailing local wages, Drive time, Local code requirements, Access, Presence/condition/type of existing insulation, Existing construction and materials, Moisture issues present, Presence of hazardous materials, Presence of hazardous materials, Extent of preparation, Accommodation for termite inspections | 3 | 75 | 0.2668 | 2023 | Assumes for the reference case that raw material prices will increase over the coming decades. Assumed for the advanced case that energy dependency will move away from oil and gas causing a higher supply of raw materials used to make insulation which will lower the material costs. Typical costs assume a wall area of 900 sq ft as an example based on average sqft of a house to be 2,025, though wall areas and insulation amounts vary greatly by building.
160 | 2023 | Residential | Envelope | Wall Sheathing | Rigid Foam (XPS) |  | Wall Sheathing Rigid Foam (XPS) | 2023$/sqft | Wall Sheathing |  | 0.12372 | 0.1755 | 0.2285 | R-value | ft2*degF*h/Btu | 1 | 6 | 20 | 20 | 0 | 0 | 0 | Square Feet | ft2 | 0 | 900 | 0 | 0 | 0.065725 | 0.10125 | 2.7075 | 900 | Square Feet | ft2 | 727.2243 | 1038.8268 | 3670.65 | 1 | 1 | 0.455 | 0.525 | 1136.7243 | 1448.3268 | 4080.15 | 1199.7243 | 1511.3268 | 4143.15 | 2023 | Intermediate | 999 | Prevailing local wages, Drive time, Local code requirements, Access, Presence/condition/type of existing insulation, Existing construction and materials, Moisture issues present, Presence of hazardous materials, Presence of hazardous materials, Extent of preparation, Accommodation for termite inspections | 3 | 75 | 0.2668 | 2023 | Assumes for the reference case that raw material prices will increase over the coming decades. Assumed for the advanced case that energy dependency will move away from oil and gas causing a higher supply of raw materials used to make insulation which will lower the material costs. Typical costs assume a wall area of 900 sq ft as an example based on average sqft of a house to be 2,025, though wall areas and insulation amounts vary greatly by building.
160 | 2023 | Residential | Envelope | Wall Sheathing | Rigid Foam (XPS) |  | Wall Sheathing Rigid Foam (XPS) | 2023$/sqft | Wall Sheathing |  | 0.12372 | 0.1755 | 0.2285 | R-value | ft2*degF*h/Btu | 1 | 6 | 20 | 20 | 0 | 0 | 0 | Square Feet | ft2 | 0 | 900 | 0 | 0 | 0.065725 | 0.10125 | 2.7075 | 900 | Square Feet | ft2 | 727.2243 | 1038.8268 | 3670.65 | 1 | 1 | 0.455 | 0.525 | 1136.7243 | 1448.3268 | 4080.15 | 1199.7243 | 1511.3268 | 4143.15 | 2030 | Intermediate | 999 | Prevailing local wages, Drive time, Local code requirements, Access, Presence/condition/type of existing insulation, Existing construction and materials, Moisture issues present, Presence of hazardous materials, Presence of hazardous materials, Extent of preparation, Accommodation for termite inspections | 3 | 75 | 0.2668 | 2023 | Assumes for the reference case that raw material prices will increase over the coming decades. Assumed for the advanced case that energy dependency will move away from oil and gas causing a higher supply of raw materials used to make insulation which will lower the material costs. Typical costs assume a wall area of 900 sq ft as an example based on average sqft of a house to be 2,025, though wall areas and insulation amounts vary greatly by building.
160 | 2023 | Residential | Envelope | Wall Sheathing | Rigid Foam (XPS) |  | Wall Sheathing Rigid Foam (XPS) | 2023$/sqft | Wall Sheathing |  | 0.12434 | 0.17638 | 0.22964 | R-value | ft2*degF*h/Btu | 1 | 6 | 20 | 20 | 0 | 0 | 0 | Square Feet | ft2 | 0 | 900 | 0 | 0 | 0.066054 | 0.10176 | 2.721 | 900 | Square Feet | ft2 | 730.8604 | 1044.0209 | 3689.0033 | 1 | 1 | 0.455 | 0.525 | 1140.3604 | 1453.5209 | 4098.5033 | 1203.3604 | 1516.5209 | 4161.5033 | 2035 | Intermediate | 999 | Prevailing local wages, Drive time, Local code requirements, Access, Presence/condition/type of existing insulation, Existing construction and materials, Moisture issues present, Presence of hazardous materials, Presence of hazardous materials, Extent of preparation, Accommodation for termite inspections | 3 | 75 | 0.2668 | 2023 | Assumes for the reference case that raw material prices will increase over the coming decades. Assumed for the advanced case that energy dependency will move away from oil and gas causing a higher supply of raw materials used to make insulation which will lower the material costs. Typical costs assume a wall area of 900 sq ft as an example based on average sqft of a house to be 2,025, though wall areas and insulation amounts vary greatly by building.
160 | 2023 | Residential | Envelope | Wall Sheathing | Rigid Foam (XPS) |  | Wall Sheathing Rigid Foam (XPS) | 2023$/sqft | Wall Sheathing |  | 0.12495 | 0.17725 | 0.23079 | R-value | ft2*degF*h/Btu | 1 | 6 | 20 | 20 | 0 | 0 | 0 | Square Feet | ft2 | 0 | 900 | 0 | 0 | 0.066382 | 0.10226 | 2.7346 | 900 | Square Feet | ft2 | 734.4965 | 1049.2151 | 3707.3565 | 1 | 1 | 0.455 | 0.525 | 1143.9965 | 1458.7151 | 4116.8565 | 1206.9965 | 1521.7151 | 4179.8565 | 2040 | Intermediate | 999 | Prevailing local wages, Drive time, Local code requirements, Access, Presence/condition/type of existing insulation, Existing construction and materials, Moisture issues present, Presence of hazardous materials, Presence of hazardous materials, Extent of preparation, Accommodation for termite inspections | 3 | 75 | 0.2668 | 2023 | Assumes for the reference case that raw material prices will increase over the coming decades. Assumed for the advanced case that energy dependency will move away from oil and gas causing a higher supply of raw materials used to make insulation which will lower the material costs. Typical costs assume a wall area of 900 sq ft as an example based on average sqft of a house to be 2,025, though wall areas and insulation amounts vary greatly by building.
160 | 2023 | Residential | Envelope | Wall Sheathing | Rigid Foam (XPS) |  | Wall Sheathing Rigid Foam (XPS) | 2023$/sqft | Wall Sheathing |  | 0.12407 | 0.176 | 0.22916 | R-value | ft2*degF*h/Btu | 1 | 6 | 20 | 20 | 0 | 0 | 0 | Square Feet | ft2 | 0 | 900 | 0 | 0 | 0.065914 | 0.10154 | 2.7153 | 900 | Square Feet | ft2 | 729.3151 | 1041.8134 | 3681.2031 | 1 | 1 | 0.455 | 0.525 | 1138.8151 | 1451.3134 | 4090.7031 | 1201.8151 | 1514.3134 | 4153.7031 | 2045 | Intermediate | 999 | Prevailing local wages, Drive time, Local code requirements, Access, Presence/condition/type of existing insulation, Existing construction and materials, Moisture issues present, Presence of hazardous materials, Presence of hazardous materials, Extent of preparation, Accommodation for termite inspections | 3 | 75 | 0.2668 | 2023 | Assumes for the reference case that raw material prices will increase over the coming decades. Assumed for the advanced case that energy dependency will move away from oil and gas causing a higher supply of raw materials used to make insulation which will lower the material costs. Typical costs assume a wall area of 900 sq ft as an example based on average sqft of a house to be 2,025, though wall areas and insulation amounts vary greatly by building.
160 | 2023 | Residential | Envelope | Wall Sheathing | Rigid Foam (XPS) |  | Wall Sheathing Rigid Foam (XPS) | 2023$/sqft | Wall Sheathing |  | 0.12319 | 0.17475 | 0.22753 | R-value | ft2*degF*h/Btu | 1 | 6 | 20 | 20 | 0 | 0 | 0 | Square Feet | ft2 | 0 | 900 | 0 | 0 | 0.065446 | 0.10082 | 2.696 | 900 | Square Feet | ft2 | 724.1336 | 1034.4118 | 3655.0497 | 1 | 1 | 0.455 | 0.525 | 1133.6336 | 1443.9118 | 4064.5497 | 1196.6336 | 1506.9118 | 4127.5497 | 2050 | Intermediate | 999 | Prevailing local wages, Drive time, Local code requirements, Access, Presence/condition/type of existing insulation, Existing construction and materials, Moisture issues present, Presence of hazardous materials, Presence of hazardous materials, Extent of preparation, Accommodation for termite inspections | 3 | 75 | 0.2668 | 2023 | Assumes for the reference case that raw material prices will increase over the coming decades. Assumed for the advanced case that energy dependency will move away from oil and gas causing a higher supply of raw materials used to make insulation which will lower the material costs. Typical costs assume a wall area of 900 sq ft as an example based on average sqft of a house to be 2,025, though wall areas and insulation amounts vary greatly by building.
160 | 2023 | Residential | Envelope | Wall Sheathing | Rigid Foam (XPS) |  | Wall Sheathing Rigid Foam (XPS) | 2023$/sqft | Wall Sheathing |  | 0.12372 | 0.1755 | 0.2285 | R-value | ft2*degF*h/Btu | 1 | 6 | 20 | 20 | 0 | 0 | 0 | Square Feet | ft2 | 0 | 900 | 0 | 0 | 0.065725 | 0.10125 | 2.7075 | 900 | Square Feet | ft2 | 727.2243 | 1038.8268 | 3670.65 | 1 | 1 | 0.455 | 0.525 | 1136.7243 | 1448.3268 | 4080.15 | 1199.7243 | 1511.3268 | 4143.15 | 2023 | Advanced | 999 | Prevailing local wages, Drive time, Local code requirements, Access, Presence/condition/type of existing insulation, Existing construction and materials, Moisture issues present, Presence of hazardous materials, Presence of hazardous materials, Extent of preparation, Accommodation for termite inspections | 3 | 75 | 0.2668 | 2023 | Assumes for the reference case that raw material prices will increase over the coming decades. Assumed for the advanced case that energy dependency will move away from oil and gas causing a higher supply of raw materials used to make insulation which will lower the material costs. Typical costs assume a wall area of 900 sq ft as an example based on average sqft of a house to be 2,025, though wall areas and insulation amounts vary greatly by building.
160 | 2023 | Residential | Envelope | Wall Sheathing | Rigid Foam (XPS) |  | Wall Sheathing Rigid Foam (XPS) | 2023$/sqft | Wall Sheathing |  | 0.11135 | 0.15795 | 0.20565 | R-value | ft2*degF*h/Btu | 1 | 6 | 20 | 20 | 0 | 0 | 0 | Square Feet | ft2 | 0 | 900 | 0 | 0 | 0.059153 | 0.091127 | 2.4367 | 900 | Square Feet | ft2 | 654.5019 | 934.9441 | 3303.585 | 1 | 1 | 0.455 | 0.525 | 1064.0019 | 1344.4441 | 3713.085 | 1127.0019 | 1407.4441 | 3776.085 | 2030 | Advanced | 999 | Prevailing local wages, Drive time, Local code requirements, Access, Presence/condition/type of existing insulation, Existing construction and materials, Moisture issues present, Presence of hazardous materials, Presence of hazardous materials, Extent of preparation, Accommodation for termite inspections | 3 | 75 | 0.2668 | 2023 | Assumes for the reference case that raw material prices will increase over the coming decades. Assumed for the advanced case that energy dependency will move away from oil and gas causing a higher supply of raw materials used to make insulation which will lower the material costs. Typical costs assume a wall area of 900 sq ft as an example based on average sqft of a house to be 2,025, though wall areas and insulation amounts vary greatly by building.
160 | 2023 | Residential | Envelope | Wall Sheathing | Rigid Foam (XPS) |  | Wall Sheathing Rigid Foam (XPS) | 2023$/sqft | Wall Sheathing |  | 0.10578 | 0.15005 | 0.19537 | R-value | ft2*degF*h/Btu | 1 | 6 | 20 | 20 | 0 | 0 | 0 | Square Feet | ft2 | 0 | 900 | 0 | 0 | 0.056195 | 0.08657 | 2.3149 | 900 | Square Feet | ft2 | 621.7768 | 888.1969 | 3138.4057 | 1 | 1 | 0.455 | 0.525 | 1031.2768 | 1297.6969 | 3547.9057 | 1094.2768 | 1360.6969 | 3610.9057 | 2035 | Advanced | 999 | Prevailing local wages, Drive time, Local code requirements, Access, Presence/condition/type of existing insulation, Existing construction and materials, Moisture issues present, Presence of hazardous materials, Presence of hazardous materials, Extent of preparation, Accommodation for termite inspections | 3 | 75 | 0.2668 | 2023 | Assumes for the reference case that raw material prices will increase over the coming decades. Assumed for the advanced case that energy dependency will move away from oil and gas causing a higher supply of raw materials used to make insulation which will lower the material costs. Typical costs assume a wall area of 900 sq ft as an example based on average sqft of a house to be 2,025, though wall areas and insulation amounts vary greatly by building.
160 | 2023 | Residential | Envelope | Wall Sheathing | Rigid Foam (XPS) |  | Wall Sheathing Rigid Foam (XPS) | 2023$/sqft | Wall Sheathing |  | 0.10021 | 0.14215 | 0.18508 | R-value | ft2*degF*h/Btu | 1 | 6 | 20 | 20 | 0 | 0 | 0 | Square Feet | ft2 | 0 | 900 | 0 | 0 | 0.053237 | 0.082014 | 2.1931 | 900 | Square Feet | ft2 | 589.0517 | 841.4497 | 2973.2265 | 1 | 1 | 0.455 | 0.525 | 998.5517 | 1250.9497 | 3382.7265 | 1061.5517 | 1313.9497 | 3445.7265 | 2040 | Advanced | 999 | Prevailing local wages, Drive time, Local code requirements, Access, Presence/condition/type of existing insulation, Existing construction and materials, Moisture issues present, Presence of hazardous materials, Presence of hazardous materials, Extent of preparation, Accommodation for termite inspections | 3 | 75 | 0.2668 | 2023 | Assumes for the reference case that raw material prices will increase over the coming decades. Assumed for the advanced case that energy dependency will move away from oil and gas causing a higher supply of raw materials used to make insulation which will lower the material costs. Typical costs assume a wall area of 900 sq ft as an example based on average sqft of a house to be 2,025, though wall areas and insulation amounts vary greatly by building.
160 | 2023 | Residential | Envelope | Wall Sheathing | Rigid Foam (XPS) |  | Wall Sheathing Rigid Foam (XPS) | 2023$/sqft | Wall Sheathing |  | 0.0952 | 0.13505 | 0.17583 | R-value | ft2*degF*h/Btu | 1 | 6 | 20 | 20 | 0 | 0 | 0 | Square Feet | ft2 | 0 | 900 | 0 | 0 | 0.050575 | 0.077913 | 2.0834 | 900 | Square Feet | ft2 | 559.5991 | 799.3772 | 2824.5652 | 1 | 1 | 0.455 | 0.525 | 969.0991 | 1208.8772 | 3234.0652 | 1032.0991 | 1271.8772 | 3297.0652 | 2045 | Advanced | 999 | Prevailing local wages, Drive time, Local code requirements, Access, Presence/condition/type of existing insulation, Existing construction and materials, Moisture issues present, Presence of hazardous materials, Presence of hazardous materials, Extent of preparation, Accommodation for termite inspections | 3 | 75 | 0.2668 | 2023 | Assumes for the reference case that raw material prices will increase over the coming decades. Assumed for the advanced case that energy dependency will move away from oil and gas causing a higher supply of raw materials used to make insulation which will lower the material costs. Typical costs assume a wall area of 900 sq ft as an example based on average sqft of a house to be 2,025, though wall areas and insulation amounts vary greatly by building.
160 | 2023 | Residential | Envelope | Wall Sheathing | Rigid Foam (XPS) |  | Wall Sheathing Rigid Foam (XPS) | 2023$/sqft | Wall Sheathing |  | 0.09019 | 0.12794 | 0.16658 | R-value | ft2*degF*h/Btu | 1 | 6 | 20 | 20 | 0 | 0 | 0 | Square Feet | ft2 | 0 | 900 | 0 | 0 | 0.047914 | 0.073813 | 1.9738 | 900 | Square Feet | ft2 | 530.1465 | 757.3047 | 2675.9039 | 1 | 1 | 0.455 | 0.525 | 939.6465 | 1166.8047 | 3085.4039 | 1002.6465 | 1229.8047 | 3148.4039 | 2050 | Advanced | 999 | Prevailing local wages, Drive time, Local code requirements, Access, Presence/condition/type of existing insulation, Existing construction and materials, Moisture issues present, Presence of hazardous materials, Presence of hazardous materials, Extent of preparation, Accommodation for termite inspections | 3 | 75 | 0.2668 | 2023 | Assumes for the reference case that raw material prices will increase over the coming decades. Assumed for the advanced case that energy dependency will move away from oil and gas causing a higher supply of raw materials used to make insulation which will lower the material costs. Typical costs assume a wall area of 900 sq ft as an example based on average sqft of a house to be 2,025, though wall areas and insulation amounts vary greatly by building.
161 | 2023 | Residential | Envelope | Wall Sheathing | Rigid Foam (XPS) |  | Wall Sheathing Rigid Foam (XPS) | 2023$/sqft | Wall Sheathing |  | 0.026871 | 0.10174 | 0.14459 | R-value | ft2*degF*h/Btu | 2.7 | 6 | 31 | 31 | 0 | 0 | 0 | Square Feet | ft2 | 0 | 900 | 0 | 0 | 0.53651 | 0.49099 | 0.67024 | 900 | Square Feet | ft2 | 627.9651 | 991.2825 | 1383.9921 | 1 | 1 | 0.40875 | 0.47875 | 995.8401 | 1359.1575 | 1751.8671 | 1058.8401 | 1422.1575 | 1814.8671 | 2023 | Reference | 999 | Prevailing local wages, Drive time, Local code requirements, Access, Presence/condition/type of existing insulation, Existing construction and materials, Moisture issues present, Presence of hazardous materials, Presence of hazardous materials, Extent of preparation, Accommodation for termite inspections | 3 | 36 | 0.4695 | 2023 | Assumes for the reference case that raw material prices will increase over the coming decades. Assumed for the advanced case that energy dependency will move away from oil and gas causing a higher supply of raw materials used to make insulation which will lower the material costs. Typical costs assume a wall area of 900 sq ft as an example based on average sqft of a house to be 2,025, though wall areas and insulation amounts vary greatly by building.
161 | 2023 | Residential | Envelope | Wall Sheathing | Rigid Foam (XPS) |  | Wall Sheathing Rigid Foam (XPS) | 2023$/sqft | Wall Sheathing |  | 0.029558 | 0.11191 | 0.15905 | R-value | ft2*degF*h/Btu | 2.7 | 6 | 31 | 31 | 0 | 0 | 0 | Square Feet | ft2 | 0 | 900 | 0 | 0 | 0.59016 | 0.54009 | 0.73726 | 900 | Square Feet | ft2 | 690.7616 | 1090.4108 | 1522.3913 | 1 | 1 | 0.40875 | 0.47875 | 1058.6366 | 1458.2858 | 1890.2663 | 1121.6366 | 1521.2858 | 1953.2663 | 2030 | Reference | 999 | Prevailing local wages, Drive time, Local code requirements, Access, Presence/condition/type of existing insulation, Existing construction and materials, Moisture issues present, Presence of hazardous materials, Presence of hazardous materials, Extent of preparation, Accommodation for termite inspections | 3 | 36 | 0.4695 | 2023 | Assumes for the reference case that raw material prices will increase over the coming decades. Assumed for the advanced case that energy dependency will move away from oil and gas causing a higher supply of raw materials used to make insulation which will lower the material costs. Typical costs assume a wall area of 900 sq ft as an example based on average sqft of a house to be 2,025, though wall areas and insulation amounts vary greatly by building.
161 | 2023 | Residential | Envelope | Wall Sheathing | Rigid Foam (XPS) |  | Wall Sheathing Rigid Foam (XPS) | 2023$/sqft | Wall Sheathing |  | 0.031036 | 0.11751 | 0.167 | R-value | ft2*degF*h/Btu | 2.7 | 6 | 31 | 31 | 0 | 0 | 0 | Square Feet | ft2 | 0 | 900 | 0 | 0 | 0.61967 | 0.56709 | 0.77412 | 900 | Square Feet | ft2 | 725.2997 | 1144.9313 | 1598.5109 | 1 | 1 | 0.40875 | 0.47875 | 1093.1747 | 1512.8063 | 1966.3859 | 1156.1747 | 1575.8063 | 2029.3859 | 2035 | Reference | 999 | Prevailing local wages, Drive time, Local code requirements, Access, Presence/condition/type of existing insulation, Existing construction and materials, Moisture issues present, Presence of hazardous materials, Presence of hazardous materials, Extent of preparation, Accommodation for termite inspections | 3 | 36 | 0.4695 | 2023 | Assumes for the reference case that raw material prices will increase over the coming decades. Assumed for the advanced case that energy dependency will move away from oil and gas causing a higher supply of raw materials used to make insulation which will lower the material costs. Typical costs assume a wall area of 900 sq ft as an example based on average sqft of a house to be 2,025, though wall areas and insulation amounts vary greatly by building.
161 | 2023 | Residential | Envelope | Wall Sheathing | Rigid Foam (XPS) |  | Wall Sheathing Rigid Foam (XPS) | 2023$/sqft | Wall Sheathing |  | 0.032514 | 0.1231 | 0.17495 | R-value | ft2*degF*h/Btu | 2.7 | 6 | 31 | 31 | 0 | 0 | 0 | Square Feet | ft2 | 0 | 900 | 0 | 0 | 0.64918 | 0.5941 | 0.81098 | 900 | Square Feet | ft2 | 759.8378 | 1199.4518 | 1674.6304 | 1 | 1 | 0.40875 | 0.47875 | 1127.7128 | 1567.3268 | 2042.5054 | 1190.7128 | 1630.3268 | 2105.5054 | 2040 | Reference | 999 | Prevailing local wages, Drive time, Local code requirements, Access, Presence/condition/type of existing insulation, Existing construction and materials, Moisture issues present, Presence of hazardous materials, Presence of hazardous materials, Extent of preparation, Accommodation for termite inspections | 3 | 36 | 0.4695 | 2023 | Assumes for the reference case that raw material prices will increase over the coming decades. Assumed for the advanced case that energy dependency will move away from oil and gas causing a higher supply of raw materials used to make insulation which will lower the material costs. Typical costs assume a wall area of 900 sq ft as an example based on average sqft of a house to be 2,025, though wall areas and insulation amounts vary greatly by building.
161 | 2023 | Residential | Envelope | Wall Sheathing | Rigid Foam (XPS) |  | Wall Sheathing Rigid Foam (XPS) | 2023$/sqft | Wall Sheathing |  | 0.033219 | 0.12577 | 0.17875 | R-value | ft2*degF*h/Btu | 2.7 | 6 | 31 | 31 | 0 | 0 | 0 | Square Feet | ft2 | 0 | 900 | 0 | 0 | 0.66326 | 0.60699 | 0.82858 | 900 | Square Feet | ft2 | 776.3219 | 1225.473 | 1710.9602 | 1 | 1 | 0.40875 | 0.47875 | 1144.1969 | 1593.348 | 2078.8352 | 1207.1969 | 1656.348 | 2141.8352 | 2045 | Reference | 999 | Prevailing local wages, Drive time, Local code requirements, Access, Presence/condition/type of existing insulation, Existing construction and materials, Moisture issues present, Presence of hazardous materials, Presence of hazardous materials, Extent of preparation, Accommodation for termite inspections | 3 | 36 | 0.4695 | 2023 | Assumes for the reference case that raw material prices will increase over the coming decades. Assumed for the advanced case that energy dependency will move away from oil and gas causing a higher supply of raw materials used to make insulation which will lower the material costs. Typical costs assume a wall area of 900 sq ft as an example based on average sqft of a house to be 2,025, though wall areas and insulation amounts vary greatly by building.
161 | 2023 | Residential | Envelope | Wall Sheathing | Rigid Foam (XPS) |  | Wall Sheathing Rigid Foam (XPS) | 2023$/sqft | Wall Sheathing |  | 0.033925 | 0.12845 | 0.18254 | R-value | ft2*degF*h/Btu | 2.7 | 6 | 31 | 31 | 0 | 0 | 0 | Square Feet | ft2 | 0 | 900 | 0 | 0 | 0.67735 | 0.61988 | 0.84617 | 900 | Square Feet | ft2 | 792.8059 | 1251.4942 | 1747.29 | 1 | 1 | 0.40875 | 0.47875 | 1160.6809 | 1619.3692 | 2115.165 | 1223.6809 | 1682.3692 | 2178.165 | 2050 | Reference | 999 | Prevailing local wages, Drive time, Local code requirements, Access, Presence/condition/type of existing insulation, Existing construction and materials, Moisture issues present, Presence of hazardous materials, Presence of hazardous materials, Extent of preparation, Accommodation for termite inspections | 3 | 36 | 0.4695 | 2023 | Assumes for the reference case that raw material prices will increase over the coming decades. Assumed for the advanced case that energy dependency will move away from oil and gas causing a higher supply of raw materials used to make insulation which will lower the material costs. Typical costs assume a wall area of 900 sq ft as an example based on average sqft of a house to be 2,025, though wall areas and insulation amounts vary greatly by building.
161 | 2023 | Residential | Envelope | Wall Sheathing | Rigid Foam (XPS) |  | Wall Sheathing Rigid Foam (XPS) | 2023$/sqft | Wall Sheathing |  | 0.026871 | 0.10174 | 0.14459 | R-value | ft2*degF*h/Btu | 2.7 | 6 | 31 | 31 | 0 | 0 | 0 | Square Feet | ft2 | 0 | 900 | 0 | 0 | 0.53651 | 0.49099 | 0.67024 | 900 | Square Feet | ft2 | 627.9651 | 991.2825 | 1383.9921 | 1 | 1 | 0.40875 | 0.47875 | 995.8401 | 1359.1575 | 1751.8671 | 1058.8401 | 1422.1575 | 1814.8671 | 2023 | Intermediate | 999 | Prevailing local wages, Drive time, Local code requirements, Access, Presence/condition/type of existing insulation, Existing construction and materials, Moisture issues present, Presence of hazardous materials, Presence of hazardous materials, Extent of preparation, Accommodation for termite inspections | 3 | 36 | 0.4695 | 2023 | Assumes for the reference case that raw material prices will increase over the coming decades. Assumed for the advanced case that energy dependency will move away from oil and gas causing a higher supply of raw materials used to make insulation which will lower the material costs. Typical costs assume a wall area of 900 sq ft as an example based on average sqft of a house to be 2,025, though wall areas and insulation amounts vary greatly by building.
161 | 2023 | Residential | Envelope | Wall Sheathing | Rigid Foam (XPS) |  | Wall Sheathing Rigid Foam (XPS) | 2023$/sqft | Wall Sheathing |  | 0.026871 | 0.10174 | 0.14459 | R-value | ft2*degF*h/Btu | 2.7 | 6 | 31 | 31 | 0 | 0 | 0 | Square Feet | ft2 | 0 | 900 | 0 | 0 | 0.53651 | 0.49099 | 0.67024 | 900 | Square Feet | ft2 | 627.9651 | 991.2825 | 1383.9921 | 1 | 1 | 0.40875 | 0.47875 | 995.8401 | 1359.1575 | 1751.8671 | 1058.8401 | 1422.1575 | 1814.8671 | 2030 | Intermediate | 999 | Prevailing local wages, Drive time, Local code requirements, Access, Presence/condition/type of existing insulation, Existing construction and materials, Moisture issues present, Presence of hazardous materials, Presence of hazardous materials, Extent of preparation, Accommodation for termite inspections | 3 | 36 | 0.4695 | 2023 | Assumes for the reference case that raw material prices will increase over the coming decades. Assumed for the advanced case that energy dependency will move away from oil and gas causing a higher supply of raw materials used to make insulation which will lower the material costs. Typical costs assume a wall area of 900 sq ft as an example based on average sqft of a house to be 2,025, though wall areas and insulation amounts vary greatly by building.
161 | 2023 | Residential | Envelope | Wall Sheathing | Rigid Foam (XPS) |  | Wall Sheathing Rigid Foam (XPS) | 2023$/sqft | Wall Sheathing |  | 0.027005 | 0.10225 | 0.14531 | R-value | ft2*degF*h/Btu | 2.7 | 6 | 31 | 31 | 0 | 0 | 0 | Square Feet | ft2 | 0 | 900 | 0 | 0 | 0.5392 | 0.49345 | 0.67359 | 900 | Square Feet | ft2 | 631.1049 | 996.2389 | 1390.9121 | 1 | 1 | 0.40875 | 0.47875 | 998.9799 | 1364.1139 | 1758.7871 | 1061.9799 | 1427.1139 | 1821.7871 | 2035 | Intermediate | 999 | Prevailing local wages, Drive time, Local code requirements, Access, Presence/condition/type of existing insulation, Existing construction and materials, Moisture issues present, Presence of hazardous materials, Presence of hazardous materials, Extent of preparation, Accommodation for termite inspections | 3 | 36 | 0.4695 | 2023 | Assumes for the reference case that raw material prices will increase over the coming decades. Assumed for the advanced case that energy dependency will move away from oil and gas causing a higher supply of raw materials used to make insulation which will lower the material costs. Typical costs assume a wall area of 900 sq ft as an example based on average sqft of a house to be 2,025, though wall areas and insulation amounts vary greatly by building.
161 | 2023 | Residential | Envelope | Wall Sheathing | Rigid Foam (XPS) |  | Wall Sheathing Rigid Foam (XPS) | 2023$/sqft | Wall Sheathing |  | 0.02714 | 0.10276 | 0.14603 | R-value | ft2*degF*h/Btu | 2.7 | 6 | 31 | 31 | 0 | 0 | 0 | Square Feet | ft2 | 0 | 900 | 0 | 0 | 0.54188 | 0.4959 | 0.67694 | 900 | Square Feet | ft2 | 634.2448 | 1001.1953 | 1397.832 | 1 | 1 | 0.40875 | 0.47875 | 1002.1198 | 1369.0703 | 1765.707 | 1065.1198 | 1432.0703 | 1828.707 | 2040 | Intermediate | 999 | Prevailing local wages, Drive time, Local code requirements, Access, Presence/condition/type of existing insulation, Existing construction and materials, Moisture issues present, Presence of hazardous materials, Presence of hazardous materials, Extent of preparation, Accommodation for termite inspections | 3 | 36 | 0.4695 | 2023 | Assumes for the reference case that raw material prices will increase over the coming decades. Assumed for the advanced case that energy dependency will move away from oil and gas causing a higher supply of raw materials used to make insulation which will lower the material costs. Typical costs assume a wall area of 900 sq ft as an example based on average sqft of a house to be 2,025, though wall areas and insulation amounts vary greatly by building.
161 | 2023 | Residential | Envelope | Wall Sheathing | Rigid Foam (XPS) |  | Wall Sheathing Rigid Foam (XPS) | 2023$/sqft | Wall Sheathing |  | 0.026948 | 0.10203 | 0.145 | R-value | ft2*degF*h/Btu | 2.7 | 6 | 31 | 31 | 0 | 0 | 0 | Square Feet | ft2 | 0 | 900 | 0 | 0 | 0.53806 | 0.4924 | 0.67216 | 900 | Square Feet | ft2 | 629.7705 | 994.1324 | 1387.9711 | 1 | 1 | 0.40875 | 0.47875 | 997.6455 | 1362.0074 | 1755.8461 | 1060.6455 | 1425.0074 | 1818.8461 | 2045 | Intermediate | 999 | Prevailing local wages, Drive time, Local code requirements, Access, Presence/condition/type of existing insulation, Existing construction and materials, Moisture issues present, Presence of hazardous materials, Presence of hazardous materials, Extent of preparation, Accommodation for termite inspections | 3 | 36 | 0.4695 | 2023 | Assumes for the reference case that raw material prices will increase over the coming decades. Assumed for the advanced case that energy dependency will move away from oil and gas causing a higher supply of raw materials used to make insulation which will lower the material costs. Typical costs assume a wall area of 900 sq ft as an example based on average sqft of a house to be 2,025, though wall areas and insulation amounts vary greatly by building.
161 | 2023 | Residential | Envelope | Wall Sheathing | Rigid Foam (XPS) |  | Wall Sheathing Rigid Foam (XPS) | 2023$/sqft | Wall Sheathing |  | 0.026757 | 0.10131 | 0.14397 | R-value | ft2*degF*h/Btu | 2.7 | 6 | 31 | 31 | 0 | 0 | 0 | Square Feet | ft2 | 0 | 900 | 0 | 0 | 0.53423 | 0.4889 | 0.66739 | 900 | Square Feet | ft2 | 625.2962 | 987.0695 | 1378.1101 | 1 | 1 | 0.40875 | 0.47875 | 993.1712 | 1354.9445 | 1745.9851 | 1056.1712 | 1417.9445 | 1808.9851 | 2050 | Intermediate | 999 | Prevailing local wages, Drive time, Local code requirements, Access, Presence/condition/type of existing insulation, Existing construction and materials, Moisture issues present, Presence of hazardous materials, Presence of hazardous materials, Extent of preparation, Accommodation for termite inspections | 3 | 36 | 0.4695 | 2023 | Assumes for the reference case that raw material prices will increase over the coming decades. Assumed for the advanced case that energy dependency will move away from oil and gas causing a higher supply of raw materials used to make insulation which will lower the material costs. Typical costs assume a wall area of 900 sq ft as an example based on average sqft of a house to be 2,025, though wall areas and insulation amounts vary greatly by building.
161 | 2023 | Residential | Envelope | Wall Sheathing | Rigid Foam (XPS) |  | Wall Sheathing Rigid Foam (XPS) | 2023$/sqft | Wall Sheathing |  | 0.026871 | 0.10174 | 0.14459 | R-value | ft2*degF*h/Btu | 2.7 | 6 | 31 | 31 | 0 | 0 | 0 | Square Feet | ft2 | 0 | 900 | 0 | 0 | 0.53651 | 0.49099 | 0.67024 | 900 | Square Feet | ft2 | 627.9651 | 991.2825 | 1383.9921 | 1 | 1 | 0.40875 | 0.47875 | 995.8401 | 1359.1575 | 1751.8671 | 1058.8401 | 1422.1575 | 1814.8671 | 2023 | Advanced | 999 | Prevailing local wages, Drive time, Local code requirements, Access, Presence/condition/type of existing insulation, Existing construction and materials, Moisture issues present, Presence of hazardous materials, Presence of hazardous materials, Extent of preparation, Accommodation for termite inspections | 3 | 36 | 0.4695 | 2023 | Assumes for the reference case that raw material prices will increase over the coming decades. Assumed for the advanced case that energy dependency will move away from oil and gas causing a higher supply of raw materials used to make insulation which will lower the material costs. Typical costs assume a wall area of 900 sq ft as an example based on average sqft of a house to be 2,025, though wall areas and insulation amounts vary greatly by building.
161 | 2023 | Residential | Envelope | Wall Sheathing | Rigid Foam (XPS) |  | Wall Sheathing Rigid Foam (XPS) | 2023$/sqft | Wall Sheathing |  | 0.024184 | 0.091565 | 0.13013 | R-value | ft2*degF*h/Btu | 2.7 | 6 | 31 | 31 | 0 | 0 | 0 | Square Feet | ft2 | 0 | 900 | 0 | 0 | 0.48286 | 0.44189 | 0.60321 | 900 | Square Feet | ft2 | 565.1686 | 892.1542 | 1245.5929 | 1 | 1 | 0.40875 | 0.47875 | 933.0436 | 1260.0293 | 1613.4679 | 996.0436 | 1323.0293 | 1676.4679 | 2030 | Advanced | 999 | Prevailing local wages, Drive time, Local code requirements, Access, Presence/condition/type of existing insulation, Existing construction and materials, Moisture issues present, Presence of hazardous materials, Presence of hazardous materials, Extent of preparation, Accommodation for termite inspections | 3 | 36 | 0.4695 | 2023 | Assumes for the reference case that raw material prices will increase over the coming decades. Assumed for the advanced case that energy dependency will move away from oil and gas causing a higher supply of raw materials used to make insulation which will lower the material costs. Typical costs assume a wall area of 900 sq ft as an example based on average sqft of a house to be 2,025, though wall areas and insulation amounts vary greatly by building.
161 | 2023 | Residential | Envelope | Wall Sheathing | Rigid Foam (XPS) |  | Wall Sheathing Rigid Foam (XPS) | 2023$/sqft | Wall Sheathing |  | 0.022975 | 0.086987 | 0.12362 | R-value | ft2*degF*h/Btu | 2.7 | 6 | 31 | 31 | 0 | 0 | 0 | Square Feet | ft2 | 0 | 900 | 0 | 0 | 0.45872 | 0.4198 | 0.57305 | 900 | Square Feet | ft2 | 536.9102 | 847.5465 | 1183.3132 | 1 | 1 | 0.40875 | 0.47875 | 904.7852 | 1215.4215 | 1551.1882 | 967.7852 | 1278.4215 | 1614.1882 | 2035 | Advanced | 999 | Prevailing local wages, Drive time, Local code requirements, Access, Presence/condition/type of existing insulation, Existing construction and materials, Moisture issues present, Presence of hazardous materials, Presence of hazardous materials, Extent of preparation, Accommodation for termite inspections | 3 | 36 | 0.4695 | 2023 | Assumes for the reference case that raw material prices will increase over the coming decades. Assumed for the advanced case that energy dependency will move away from oil and gas causing a higher supply of raw materials used to make insulation which will lower the material costs. Typical costs assume a wall area of 900 sq ft as an example based on average sqft of a house to be 2,025, though wall areas and insulation amounts vary greatly by building.
161 | 2023 | Residential | Envelope | Wall Sheathing | Rigid Foam (XPS) |  | Wall Sheathing Rigid Foam (XPS) | 2023$/sqft | Wall Sheathing |  | 0.021766 | 0.082409 | 0.11712 | R-value | ft2*degF*h/Btu | 2.7 | 6 | 31 | 31 | 0 | 0 | 0 | Square Feet | ft2 | 0 | 900 | 0 | 0 | 0.43458 | 0.3977 | 0.54289 | 900 | Square Feet | ft2 | 508.6517 | 802.9388 | 1121.0336 | 1 | 1 | 0.40875 | 0.47875 | 876.5267 | 1170.8138 | 1488.9086 | 939.5267 | 1233.8138 | 1551.9086 | 2040 | Advanced | 999 | Prevailing local wages, Drive time, Local code requirements, Access, Presence/condition/type of existing insulation, Existing construction and materials, Moisture issues present, Presence of hazardous materials, Presence of hazardous materials, Extent of preparation, Accommodation for termite inspections | 3 | 36 | 0.4695 | 2023 | Assumes for the reference case that raw material prices will increase over the coming decades. Assumed for the advanced case that energy dependency will move away from oil and gas causing a higher supply of raw materials used to make insulation which will lower the material costs. Typical costs assume a wall area of 900 sq ft as an example based on average sqft of a house to be 2,025, though wall areas and insulation amounts vary greatly by building.
161 | 2023 | Residential | Envelope | Wall Sheathing | Rigid Foam (XPS) |  | Wall Sheathing Rigid Foam (XPS) | 2023$/sqft | Wall Sheathing |  | 0.020677 | 0.078288 | 0.11126 | R-value | ft2*degF*h/Btu | 2.7 | 6 | 31 | 31 | 0 | 0 | 0 | Square Feet | ft2 | 0 | 900 | 0 | 0 | 0.41285 | 0.37782 | 0.51575 | 900 | Square Feet | ft2 | 483.2191 | 762.7919 | 1064.9819 | 1 | 1 | 0.40875 | 0.47875 | 851.0941 | 1130.6669 | 1432.8569 | 914.0941 | 1193.6669 | 1495.8569 | 2045 | Advanced | 999 | Prevailing local wages, Drive time, Local code requirements, Access, Presence/condition/type of existing insulation, Existing construction and materials, Moisture issues present, Presence of hazardous materials, Presence of hazardous materials, Extent of preparation, Accommodation for termite inspections | 3 | 36 | 0.4695 | 2023 | Assumes for the reference case that raw material prices will increase over the coming decades. Assumed for the advanced case that energy dependency will move away from oil and gas causing a higher supply of raw materials used to make insulation which will lower the material costs. Typical costs assume a wall area of 900 sq ft as an example based on average sqft of a house to be 2,025, though wall areas and insulation amounts vary greatly by building.
161 | 2023 | Residential | Envelope | Wall Sheathing | Rigid Foam (XPS) |  | Wall Sheathing Rigid Foam (XPS) | 2023$/sqft | Wall Sheathing |  | 0.019589 | 0.074168 | 0.10541 | R-value | ft2*degF*h/Btu | 2.7 | 6 | 31 | 31 | 0 | 0 | 0 | Square Feet | ft2 | 0 | 900 | 0 | 0 | 0.39112 | 0.35793 | 0.4886 | 900 | Square Feet | ft2 | 457.7866 | 722.6449 | 1008.9302 | 1 | 1 | 0.40875 | 0.47875 | 825.6616 | 1090.5199 | 1376.8052 | 888.6616 | 1153.5199 | 1439.8052 | 2050 | Advanced | 999 | Prevailing local wages, Drive time, Local code requirements, Access, Presence/condition/type of existing insulation, Existing construction and materials, Moisture issues present, Presence of hazardous materials, Presence of hazardous materials, Extent of preparation, Accommodation for termite inspections | 3 | 36 | 0.4695 | 2023 | Assumes for the reference case that raw material prices will increase over the coming decades. Assumed for the advanced case that energy dependency will move away from oil and gas causing a higher supply of raw materials used to make insulation which will lower the material costs. Typical costs assume a wall area of 900 sq ft as an example based on average sqft of a house to be 2,025, though wall areas and insulation amounts vary greatly by building.
162 | 2023 | Residential | Water Heating | Water Heater | Electric Instantaneous | Electricity | Water Heater Electric Instantaneous | 2023$ | Electric Instantaneous Water Heater | Residential Electric Instantaneous Water Heater | 0 | 0 | 0 | Input Rate | kW | 3.5 | 3.5 | 3.5 | 3.5 | 250 | 353.5496 | 2133.3333 | UEF | Unitless | 0.81 | 0.96 | 0.98 | 0.99 | 21.5 | 103.9917 | -1313 | 1 |  |  | 261.5 | 443.3994 | 735 | 1 | 1 | 788.25 | 913.1 | 1049.75 | 1231.6494 | 1523.25 | 1174.6 | 1356.4994 | 1648.1 | 2023 | Reference | 20 | Prevailing local wages, Drive time, Local code requirements, Access, Moisture issues present, Condition of existing flue, Need to bring in combustion air, Condition of existing electrical system, Condition of existing plumbing, Condition of existing gas line, Presence of hazardous materials, Type of equipment | 2 | 52 | 1.11e-16 | 2023
162 | 2023 | Residential | Water Heating | Water Heater | Electric Instantaneous | Electricity | Water Heater Electric Instantaneous | 2023$ | Electric Instantaneous Water Heater |  | 0 | 0 | 0 | Input Rate | kW | 3.5 | 3.5 | 3.5 | 3.5 | 250 | 353.5496 | 2133.3333 | UEF | Unitless | 0.81 | 0.96 | 0.98 | 0.99 | 21.5 | 103.9917 | -1313 | 1 |  |  | 261.5 | 443.3994 | 735 | 1 | 1 | 788.25 | 913.1 | 1049.75 | 1231.6494 | 1523.25 | 1174.6 | 1356.4994 | 1648.1 | 2030 | Reference | 20 | Prevailing local wages, Drive time, Local code requirements, Access, Moisture issues present, Condition of existing flue, Need to bring in combustion air, Condition of existing electrical system, Condition of existing plumbing, Condition of existing gas line, Presence of hazardous materials, Type of equipment | 2 | 52 | 1.11e-16 | 2023 | 0
162 | 2023 | Residential | Water Heating | Water Heater | Electric Instantaneous | Electricity | Water Heater Electric Instantaneous | 2023$ | Electric Instantaneous Water Heater |  | 0 | 0 | 0 | Input Rate | kW | 3.5 | 3.5 | 3.5 | 3.5 | 250 | 353.5496 | 2133.3333 | UEF | Unitless | 0.81 | 0.96 | 0.98 | 0.99 | 21.5 | 103.9917 | -1313 | 1 |  |  | 261.5 | 443.3994 | 735 | 1 | 1 | 788.25 | 913.1 | 1049.75 | 1231.6494 | 1523.25 | 1174.6 | 1356.4994 | 1648.1 | 2035 | Reference | 20 | Prevailing local wages, Drive time, Local code requirements, Access, Moisture issues present, Condition of existing flue, Need to bring in combustion air, Condition of existing electrical system, Condition of existing plumbing, Condition of existing gas line, Presence of hazardous materials, Type of equipment | 2 | 52 | 1.11e-16 | 2023 | 0
162 | 2023 | Residential | Water Heating | Water Heater | Electric Instantaneous | Electricity | Water Heater Electric Instantaneous | 2023$ | Electric Instantaneous Water Heater |  | 0 | 0 | 0 | Input Rate | kW | 3.5 | 3.5 | 3.5 | 3.5 | 250 | 353.5496 | 2133.3333 | UEF | Unitless | 0.81 | 0.96 | 0.98 | 0.99 | 21.5 | 103.9917 | -1313 | 1 |  |  | 261.5 | 443.3994 | 735 | 1 | 1 | 788.25 | 913.1 | 1049.75 | 1231.6494 | 1523.25 | 1174.6 | 1356.4994 | 1648.1 | 2040 | Reference | 20 | Prevailing local wages, Drive time, Local code requirements, Access, Moisture issues present, Condition of existing flue, Need to bring in combustion air, Condition of existing electrical system, Condition of existing plumbing, Condition of existing gas line, Presence of hazardous materials, Type of equipment | 2 | 52 | 1.11e-16 | 2023 | 0
162 | 2023 | Residential | Water Heating | Water Heater | Electric Instantaneous | Electricity | Water Heater Electric Instantaneous | 2023$ | Electric Instantaneous Water Heater |  | 0 | 0 | 0 | Input Rate | kW | 3.5 | 3.5 | 3.5 | 3.5 | 250 | 353.5496 | 2133.3333 | UEF | Unitless | 0.81 | 0.96 | 0.98 | 0.99 | 21.5 | 103.9917 | -1313 | 1 |  |  | 261.5 | 443.3994 | 735 | 1 | 1 | 788.25 | 913.1 | 1049.75 | 1231.6494 | 1523.25 | 1174.6 | 1356.4994 | 1648.1 | 2045 | Reference | 20 | Prevailing local wages, Drive time, Local code requirements, Access, Moisture issues present, Condition of existing flue, Need to bring in combustion air, Condition of existing electrical system, Condition of existing plumbing, Condition of existing gas line, Presence of hazardous materials, Type of equipment | 2 | 52 | 1.11e-16 | 2023 | 0
162 | 2023 | Residential | Water Heating | Water Heater | Electric Instantaneous | Electricity | Water Heater Electric Instantaneous | 2023$ | Electric Instantaneous Water Heater |  | 0 | 0 | 0 | Input Rate | kW | 3.5 | 3.5 | 3.5 | 3.5 | 250 | 353.5496 | 2133.3333 | UEF | Unitless | 0.81 | 0.96 | 0.98 | 0.99 | 21.5 | 103.9917 | -1313 | 1 |  |  | 261.5 | 443.3994 | 735 | 1 | 1 | 788.25 | 913.1 | 1049.75 | 1231.6494 | 1523.25 | 1174.6 | 1356.4994 | 1648.1 | 2050 | Reference | 20 | Prevailing local wages, Drive time, Local code requirements, Access, Moisture issues present, Condition of existing flue, Need to bring in combustion air, Condition of existing electrical system, Condition of existing plumbing, Condition of existing gas line, Presence of hazardous materials, Type of equipment | 2 | 52 | 1.11e-16 | 2023 | 0
162 | 2023 | Residential | Water Heating | Water Heater | Electric Instantaneous | Electricity | Water Heater Electric Instantaneous | 2023$ | Electric Instantaneous Water Heater |  | 0 | 0 | 0 | Input Rate | kW | 3.5 | 3.5 | 3.5 | 3.5 | 250 | 353.5496 | 2133.3333 | UEF | Unitless | 0.81 | 0.96 | 0.98 | 0.99 | 21.5 | 103.9917 | -1313 | 1 |  |  | 261.5 | 443.3994 | 735 | 1 | 1 | 788.25 | 913.1 | 1049.75 | 1231.6494 | 1523.25 | 1174.6 | 1356.4994 | 1648.1 | 2023 | Intermediate | 20 | Prevailing local wages, Drive time, Local code requirements, Access, Moisture issues present, Condition of existing flue, Need to bring in combustion air, Condition of existing electrical system, Condition of existing plumbing, Condition of existing gas line, Presence of hazardous materials, Type of equipment | 2 | 52 | 1.11e-16 | 2023 | 0
162 | 2023 | Residential | Water Heating | Water Heater | Electric Instantaneous | Electricity | Water Heater Electric Instantaneous | 2023$ | Electric Instantaneous Water Heater |  | 0 | 0 | 0 | Input Rate | kW | 3.5 | 3.5 | 3.5 | 3.5 | 250 | 353.5496 | 2133.3333 | UEF | Unitless | 0.81 | 0.96 | 0.98 | 0.99 | 21.5 | 103.9917 | -1313 | 1 |  |  | 261.5 | 443.3994 | 735 | 1 | 1 | 788.25 | 913.1 | 1049.75 | 1231.6494 | 1523.25 | 1174.6 | 1356.4994 | 1648.1 | 2030 | Intermediate | 20 | Prevailing local wages, Drive time, Local code requirements, Access, Moisture issues present, Condition of existing flue, Need to bring in combustion air, Condition of existing electrical system, Condition of existing plumbing, Condition of existing gas line, Presence of hazardous materials, Type of equipment | 2 | 52 | 1.11e-16 | 2023 | 0
162 | 2023 | Residential | Water Heating | Water Heater | Electric Instantaneous | Electricity | Water Heater Electric Instantaneous | 2023$ | Electric Instantaneous Water Heater |  | 0 | 0 | 0 | Input Rate | kW | 3.5 | 3.5 | 3.5 | 3.5 | 250 | 353.5496 | 2133.3333 | UEF | Unitless | 0.81 | 0.96 | 0.98 | 0.99 | 21.5 | 103.9917 | -1313 | 1 |  |  | 261.5 | 443.3994 | 735 | 1 | 1 | 788.25 | 913.1 | 1049.75 | 1231.6494 | 1523.25 | 1174.6 | 1356.4994 | 1648.1 | 2035 | Intermediate | 20 | Prevailing local wages, Drive time, Local code requirements, Access, Moisture issues present, Condition of existing flue, Need to bring in combustion air, Condition of existing electrical system, Condition of existing plumbing, Condition of existing gas line, Presence of hazardous materials, Type of equipment | 2 | 52 | 1.11e-16 | 2023 | 0
162 | 2023 | Residential | Water Heating | Water Heater | Electric Instantaneous | Electricity | Water Heater Electric Instantaneous | 2023$ | Electric Instantaneous Water Heater |  | 0 | 0 | 0 | Input Rate | kW | 3.5 | 3.5 | 3.5 | 3.5 | 250 | 353.5496 | 2133.3333 | UEF | Unitless | 0.81 | 0.96 | 0.98 | 0.99 | 21.5 | 103.9917 | -1313 | 1 |  |  | 261.5 | 443.3994 | 735 | 1 | 1 | 788.25 | 913.1 | 1049.75 | 1231.6494 | 1523.25 | 1174.6 | 1356.4994 | 1648.1 | 2040 | Intermediate | 20 | Prevailing local wages, Drive time, Local code requirements, Access, Moisture issues present, Condition of existing flue, Need to bring in combustion air, Condition of existing electrical system, Condition of existing plumbing, Condition of existing gas line, Presence of hazardous materials, Type of equipment | 2 | 52 | 1.11e-16 | 2023 | 0
162 | 2023 | Residential | Water Heating | Water Heater | Electric Instantaneous | Electricity | Water Heater Electric Instantaneous | 2023$ | Electric Instantaneous Water Heater |  | 0 | 0 | 0 | Input Rate | kW | 3.5 | 3.5 | 3.5 | 3.5 | 250 | 353.5496 | 2133.3333 | UEF | Unitless | 0.81 | 0.96 | 0.98 | 0.99 | 21.5 | 103.9917 | -1313 | 1 |  |  | 261.5 | 443.3994 | 735 | 1 | 1 | 788.25 | 913.1 | 1049.75 | 1231.6494 | 1523.25 | 1174.6 | 1356.4994 | 1648.1 | 2045 | Intermediate | 20 | Prevailing local wages, Drive time, Local code requirements, Access, Moisture issues present, Condition of existing flue, Need to bring in combustion air, Condition of existing electrical system, Condition of existing plumbing, Condition of existing gas line, Presence of hazardous materials, Type of equipment | 2 | 52 | 1.11e-16 | 2023 | 0
162 | 2023 | Residential | Water Heating | Water Heater | Electric Instantaneous | Electricity | Water Heater Electric Instantaneous | 2023$ | Electric Instantaneous Water Heater |  | 0 | 0 | 0 | Input Rate | kW | 3.5 | 3.5 | 3.5 | 3.5 | 250 | 353.5496 | 2133.3333 | UEF | Unitless | 0.81 | 0.96 | 0.98 | 0.99 | 21.5 | 103.9917 | -1313 | 1 |  |  | 261.5 | 443.3994 | 735 | 1 | 1 | 788.25 | 913.1 | 1049.75 | 1231.6494 | 1523.25 | 1174.6 | 1356.4994 | 1648.1 | 2050 | Intermediate | 20 | Prevailing local wages, Drive time, Local code requirements, Access, Moisture issues present, Condition of existing flue, Need to bring in combustion air, Condition of existing electrical system, Condition of existing plumbing, Condition of existing gas line, Presence of hazardous materials, Type of equipment | 2 | 52 | 1.11e-16 | 2023 | 0
162 | 2023 | Residential | Water Heating | Water Heater | Electric Instantaneous | Electricity | Water Heater Electric Instantaneous | 2023$ | Electric Instantaneous Water Heater |  | 0 | 0 | 0 | Input Rate | kW | 3.5 | 3.5 | 3.5 | 3.5 | 250 | 353.5496 | 2133.3333 | UEF | Unitless | 0.81 | 0.96 | 0.98 | 0.99 | 21.5 | 103.9917 | -1313 | 1 |  |  | 261.5 | 443.3994 | 735 | 1 | 1 | 788.25 | 913.1 | 1049.75 | 1231.6494 | 1523.25 | 1174.6 | 1356.4994 | 1648.1 | 2023 | Advanced | 20 | Prevailing local wages, Drive time, Local code requirements, Access, Moisture issues present, Condition of existing flue, Need to bring in combustion air, Condition of existing electrical system, Condition of existing plumbing, Condition of existing gas line, Presence of hazardous materials, Type of equipment | 2 | 52 | 1.11e-16 | 2023 | 0
162 | 2023 | Residential | Water Heating | Water Heater | Electric Instantaneous | Electricity | Water Heater Electric Instantaneous | 2023$ | Electric Instantaneous Water Heater |  | 0 | 0 | 0 | Input Rate | kW | 3.5 | 3.5 | 3.5 | 3.5 | 250 | 353.5496 | 2133.3333 | UEF | Unitless | 0.81 | 0.96 | 0.98 | 0.99 | 21.5 | 103.9917 | -1313 | 1 |  |  | 261.5 | 443.3994 | 735 | 1 | 1 | 788.25 | 913.1 | 1049.75 | 1231.6494 | 1523.25 | 1174.6 | 1356.4994 | 1648.1 | 2030 | Advanced | 20 | Prevailing local wages, Drive time, Local code requirements, Access, Moisture issues present, Condition of existing flue, Need to bring in combustion air, Condition of existing electrical system, Condition of existing plumbing, Condition of existing gas line, Presence of hazardous materials, Type of equipment | 2 | 52 | 1.11e-16 | 2023 | 0
162 | 2023 | Residential | Water Heating | Water Heater | Electric Instantaneous | Electricity | Water Heater Electric Instantaneous | 2023$ | Electric Instantaneous Water Heater |  | 0 | 0 | 0 | Input Rate | kW | 3.5 | 3.5 | 3.5 | 3.5 | 250 | 353.5496 | 2133.3333 | UEF | Unitless | 0.81 | 0.96 | 0.98 | 0.99 | 21.5 | 103.9917 | -1313 | 1 |  |  | 261.5 | 443.3994 | 735 | 1 | 1 | 788.25 | 913.1 | 1049.75 | 1231.6494 | 1523.25 | 1174.6 | 1356.4994 | 1648.1 | 2035 | Advanced | 20 | Prevailing local wages, Drive time, Local code requirements, Access, Moisture issues present, Condition of existing flue, Need to bring in combustion air, Condition of existing electrical system, Condition of existing plumbing, Condition of existing gas line, Presence of hazardous materials, Type of equipment | 2 | 52 | 1.11e-16 | 2023 | 0
162 | 2023 | Residential | Water Heating | Water Heater | Electric Instantaneous | Electricity | Water Heater Electric Instantaneous | 2023$ | Electric Instantaneous Water Heater |  | 0 | 0 | 0 | Input Rate | kW | 3.5 | 3.5 | 3.5 | 3.5 | 250 | 353.5496 | 2133.3333 | UEF | Unitless | 0.81 | 0.96 | 0.98 | 0.99 | 21.5 | 103.9917 | -1313 | 1 |  |  | 261.5 | 443.3994 | 735 | 1 | 1 | 788.25 | 913.1 | 1049.75 | 1231.6494 | 1523.25 | 1174.6 | 1356.4994 | 1648.1 | 2040 | Advanced | 20 | Prevailing local wages, Drive time, Local code requirements, Access, Moisture issues present, Condition of existing flue, Need to bring in combustion air, Condition of existing electrical system, Condition of existing plumbing, Condition of existing gas line, Presence of hazardous materials, Type of equipment | 2 | 52 | 1.11e-16 | 2023 | 0
162 | 2023 | Residential | Water Heating | Water Heater | Electric Instantaneous | Electricity | Water Heater Electric Instantaneous | 2023$ | Electric Instantaneous Water Heater |  | 0 | 0 | 0 | Input Rate | kW | 3.5 | 3.5 | 3.5 | 3.5 | 250 | 353.5496 | 2133.3333 | UEF | Unitless | 0.81 | 0.96 | 0.98 | 0.99 | 21.5 | 103.9917 | -1313 | 1 |  |  | 261.5 | 443.3994 | 735 | 1 | 1 | 788.25 | 913.1 | 1049.75 | 1231.6494 | 1523.25 | 1174.6 | 1356.4994 | 1648.1 | 2045 | Advanced | 20 | Prevailing local wages, Drive time, Local code requirements, Access, Moisture issues present, Condition of existing flue, Need to bring in combustion air, Condition of existing electrical system, Condition of existing plumbing, Condition of existing gas line, Presence of hazardous materials, Type of equipment | 2 | 52 | 1.11e-16 | 2023 | 0
162 | 2023 | Residential | Water Heating | Water Heater | Electric Instantaneous | Electricity | Water Heater Electric Instantaneous | 2023$ | Electric Instantaneous Water Heater |  | 0 | 0 | 0 | Input Rate | kW | 3.5 | 3.5 | 3.5 | 3.5 | 250 | 353.5496 | 2133.3333 | UEF | Unitless | 0.81 | 0.96 | 0.98 | 0.99 | 21.5 | 103.9917 | -1313 | 1 |  |  | 261.5 | 443.3994 | 735 | 1 | 1 | 788.25 | 913.1 | 1049.75 | 1231.6494 | 1523.25 | 1174.6 | 1356.4994 | 1648.1 | 2050 | Advanced | 20 | Prevailing local wages, Drive time, Local code requirements, Access, Moisture issues present, Condition of existing flue, Need to bring in combustion air, Condition of existing electrical system, Condition of existing plumbing, Condition of existing gas line, Presence of hazardous materials, Type of equipment | 2 | 52 | 1.11e-16 | 2023 | 0
163 | 2023 | Residential | Controls | Water Heater | Add-On Control | Electricity | Water Heater Electric Resistance, Add-on Control | 2023$ |  |  | 0 | 0 | 0 | N/A | N/A | 0 | 0 | 0 | 0 | 0 | 0 | 0 | N/A | N/A | 0 | 0 | 0 | 0 | 25 | 312.18 | 50 | 1 |  |  | 25 | 312.18 | 50 | 1 | 1 | 22.97 | 45.94 | 47.97 | 335.15 | 72.97 | 70.94 | 358.12 | 95.94 | 2023 | Reference | 13 | Prevailing local wages, Drive time, Local code requirements, Condition of existing electrical system, Need for additional wiring/switching, Type of equipment | 1 | 6 |  | 2020 | 1) Grid-interactive add-on controls for residential water heater, bi-directional LTE controls, mixing valve.
163 | 2023 | Residential | Controls | Water Heater | Add-On Control | Electricity | Water Heater Electric Resistance, Add-on Control | 2023$ |  |  | 0 | 0 | 0 | N/A | N/A | 0 | 0 | 0 | 0 | 0 | 0 | 0 | N/A | N/A | 0 | 0 | 0 | 0 | 25 | 312.18 | 50 | 1 |  |  | 25 | 312.18 | 50 | 1 | 1 | 22.97 | 45.94 | 47.97 | 335.15 | 72.97 | 70.94 | 358.12 | 95.94 | 2030 | Reference | 13 | Prevailing local wages, Drive time, Local code requirements, Condition of existing electrical system, Need for additional wiring/switching, Type of equipment | 1 | 6 | 0 | 2020 | 1) Grid-interactive add-on controls for residential water heater, bi-directional LTE controls, mixing valve.
163 | 2023 | Residential | Controls | Water Heater | Add-On Control | Electricity | Water Heater Electric Resistance, Add-on Control | 2023$ |  |  | 0 | 0 | 0 | N/A | N/A | 0 | 0 | 0 | 0 | 0 | 0 | 0 | N/A | N/A | 0 | 0 | 0 | 0 | 25 | 312.18 | 50 | 1 |  |  | 25 | 312.18 | 50 | 1 | 1 | 22.97 | 45.94 | 47.97 | 335.15 | 72.97 | 70.94 | 358.12 | 95.94 | 2035 | Reference | 13 | Prevailing local wages, Drive time, Local code requirements, Condition of existing electrical system, Need for additional wiring/switching, Type of equipment | 1 | 6 | 0 | 2020 | 1) Grid-interactive add-on controls for residential water heater, bi-directional LTE controls, mixing valve.
163 | 2023 | Residential | Controls | Water Heater | Add-On Control | Electricity | Water Heater Electric Resistance, Add-on Control | 2023$ |  |  | 0 | 0 | 0 | N/A | N/A | 0 | 0 | 0 | 0 | 0 | 0 | 0 | N/A | N/A | 0 | 0 | 0 | 0 | 25 | 312.18 | 50 | 1 |  |  | 25 | 312.18 | 50 | 1 | 1 | 22.97 | 45.94 | 47.97 | 335.15 | 72.97 | 70.94 | 358.12 | 95.94 | 2040 | Reference | 13 | Prevailing local wages, Drive time, Local code requirements, Condition of existing electrical system, Need for additional wiring/switching, Type of equipment | 1 | 6 | 0 | 2020 | 1) Grid-interactive add-on controls for residential water heater, bi-directional LTE controls, mixing valve.
163 | 2023 | Residential | Controls | Water Heater | Add-On Control | Electricity | Water Heater Electric Resistance, Add-on Control | 2023$ |  |  | 0 | 0 | 0 | N/A | N/A | 0 | 0 | 0 | 0 | 0 | 0 | 0 | N/A | N/A | 0 | 0 | 0 | 0 | 25 | 312.18 | 50 | 1 |  |  | 25 | 312.18 | 50 | 1 | 1 | 22.97 | 45.94 | 47.97 | 335.15 | 72.97 | 70.94 | 358.12 | 95.94 | 2045 | Reference | 13 | Prevailing local wages, Drive time, Local code requirements, Condition of existing electrical system, Need for additional wiring/switching, Type of equipment | 1 | 6 | 0 | 2020 | 1) Grid-interactive add-on controls for residential water heater, bi-directional LTE controls, mixing valve.
163 | 2023 | Residential | Controls | Water Heater | Add-On Control | Electricity | Water Heater Electric Resistance, Add-on Control | 2023$ |  |  | 0 | 0 | 0 | N/A | N/A | 0 | 0 | 0 | 0 | 0 | 0 | 0 | N/A | N/A | 0 | 0 | 0 | 0 | 25 | 312.18 | 50 | 1 |  |  | 25 | 312.18 | 50 | 1 | 1 | 22.97 | 45.94 | 47.97 | 335.15 | 72.97 | 70.94 | 358.12 | 95.94 | 2050 | Reference | 13 | Prevailing local wages, Drive time, Local code requirements, Condition of existing electrical system, Need for additional wiring/switching, Type of equipment | 1 | 6 | 0 | 2020 | 1) Grid-interactive add-on controls for residential water heater, bi-directional LTE controls, mixing valve.
163 | 2023 | Residential | Controls | Water Heater | Add-On Control | Electricity | Water Heater Electric Resistance, Add-on Control | 2023$ |  |  | 0 | 0 | 0 | N/A | N/A | 0 | 0 | 0 | 0 | 0 | 0 | 0 | N/A | N/A | 0 | 0 | 0 | 0 | 25 | 312.18 | 50 | 1 |  |  | 25 | 312.18 | 50 | 1 | 1 | 22.97 | 45.94 | 47.97 | 335.15 | 72.97 | 70.94 | 358.12 | 95.94 | 2023 | Intermediate | 13 | Prevailing local wages, Drive time, Local code requirements, Condition of existing electrical system, Need for additional wiring/switching, Type of equipment | 1 | 6 | 0 | 2020 | 1) Grid-interactive add-on controls for residential water heater, bi-directional LTE controls, mixing valve.
163 | 2023 | Residential | Controls | Water Heater | Add-On Control | Electricity | Water Heater Electric Resistance, Add-on Control | 2023$ |  |  | 0 | 0 | 0 | N/A | N/A | 0 | 0 | 0 | 0 | 0 | 0 | 0 | N/A | N/A | 0 | 0 | 0 | 0 | 25 | 312.18 | 50 | 1 |  |  | 25 | 312.18 | 50 | 1 | 1 | 22.97 | 45.94 | 47.97 | 335.15 | 72.97 | 70.94 | 358.12 | 95.94 | 2030 | Intermediate | 13 | Prevailing local wages, Drive time, Local code requirements, Condition of existing electrical system, Need for additional wiring/switching, Type of equipment | 1 | 6 | 0 | 2020 | 1) Grid-interactive add-on controls for residential water heater, bi-directional LTE controls, mixing valve.
163 | 2023 | Residential | Controls | Water Heater | Add-On Control | Electricity | Water Heater Electric Resistance, Add-on Control | 2023$ |  |  | 0 | 0 | 0 | N/A | N/A | 0 | 0 | 0 | 0 | 0 | 0 | 0 | N/A | N/A | 0 | 0 | 0 | 0 | 25 | 312.18 | 50 | 1 |  |  | 25 | 312.18 | 50 | 1 | 1 | 22.97 | 45.94 | 47.97 | 335.15 | 72.97 | 70.94 | 358.12 | 95.94 | 2035 | Intermediate | 13 | Prevailing local wages, Drive time, Local code requirements, Condition of existing electrical system, Need for additional wiring/switching, Type of equipment | 1 | 6 | 0 | 2020 | 1) Grid-interactive add-on controls for residential water heater, bi-directional LTE controls, mixing valve.
163 | 2023 | Residential | Controls | Water Heater | Add-On Control | Electricity | Water Heater Electric Resistance, Add-on Control | 2023$ |  |  | 0 | 0 | 0 | N/A | N/A | 0 | 0 | 0 | 0 | 0 | 0 | 0 | N/A | N/A | 0 | 0 | 0 | 0 | 25 | 312.18 | 50 | 1 |  |  | 25 | 312.18 | 50 | 1 | 1 | 22.97 | 45.94 | 47.97 | 335.15 | 72.97 | 70.94 | 358.12 | 95.94 | 2040 | Intermediate | 13 | Prevailing local wages, Drive time, Local code requirements, Condition of existing electrical system, Need for additional wiring/switching, Type of equipment | 1 | 6 | 0 | 2020 | 1) Grid-interactive add-on controls for residential water heater, bi-directional LTE controls, mixing valve.
163 | 2023 | Residential | Controls | Water Heater | Add-On Control | Electricity | Water Heater Electric Resistance, Add-on Control | 2023$ |  |  | 0 | 0 | 0 | N/A | N/A | 0 | 0 | 0 | 0 | 0 | 0 | 0 | N/A | N/A | 0 | 0 | 0 | 0 | 25 | 312.18 | 50 | 1 |  |  | 25 | 312.18 | 50 | 1 | 1 | 22.97 | 45.94 | 47.97 | 335.15 | 72.97 | 70.94 | 358.12 | 95.94 | 2045 | Intermediate | 13 | Prevailing local wages, Drive time, Local code requirements, Condition of existing electrical system, Need for additional wiring/switching, Type of equipment | 1 | 6 | 0 | 2020 | 1) Grid-interactive add-on controls for residential water heater, bi-directional LTE controls, mixing valve.
163 | 2023 | Residential | Controls | Water Heater | Add-On Control | Electricity | Water Heater Electric Resistance, Add-on Control | 2023$ |  |  | 0 | 0 | 0 | N/A | N/A | 0 | 0 | 0 | 0 | 0 | 0 | 0 | N/A | N/A | 0 | 0 | 0 | 0 | 25 | 312.18 | 50 | 1 |  |  | 25 | 312.18 | 50 | 1 | 1 | 22.97 | 45.94 | 47.97 | 335.15 | 72.97 | 70.94 | 358.12 | 95.94 | 2050 | Intermediate | 13 | Prevailing local wages, Drive time, Local code requirements, Condition of existing electrical system, Need for additional wiring/switching, Type of equipment | 1 | 6 | 0 | 2020 | 1) Grid-interactive add-on controls for residential water heater, bi-directional LTE controls, mixing valve.
163 | 2023 | Residential | Controls | Water Heater | Add-On Control | Electricity | Water Heater Electric Resistance, Add-on Control | 2023$ |  |  | 0 | 0 | 0 | N/A | N/A | 0 | 0 | 0 | 0 | 0 | 0 | 0 | N/A | N/A | 0 | 0 | 0 | 0 | 25 | 312.18 | 50 | 1 |  |  | 25 | 312.18 | 50 | 1 | 1 | 22.97 | 45.94 | 47.97 | 335.15 | 72.97 | 70.94 | 358.12 | 95.94 | 2023 | Advanced | 13 | Prevailing local wages, Drive time, Local code requirements, Condition of existing electrical system, Need for additional wiring/switching, Type of equipment | 1 | 6 | 0 | 2020 | 1) Grid-interactive add-on controls for residential water heater, bi-directional LTE controls, mixing valve.
163 | 2023 | Residential | Controls | Water Heater | Add-On Control | Electricity | Water Heater Electric Resistance, Add-on Control | 2023$ |  |  | 0 | 0 | 0 | N/A | N/A | 0 | 0 | 0 | 0 | 0 | 0 | 0 | N/A | N/A | 0 | 0 | 0 | 0 | 25 | 312.18 | 50 | 1 |  |  | 25 | 312.18 | 50 | 1 | 1 | 22.97 | 45.94 | 47.97 | 335.15 | 72.97 | 70.94 | 358.12 | 95.94 | 2030 | Advanced | 13 | Prevailing local wages, Drive time, Local code requirements, Condition of existing electrical system, Need for additional wiring/switching, Type of equipment | 1 | 6 | 0 | 2020 | 1) Grid-interactive add-on controls for residential water heater, bi-directional LTE controls, mixing valve.
163 | 2023 | Residential | Controls | Water Heater | Add-On Control | Electricity | Water Heater Electric Resistance, Add-on Control | 2023$ |  |  | 0 | 0 | 0 | N/A | N/A | 0 | 0 | 0 | 0 | 0 | 0 | 0 | N/A | N/A | 0 | 0 | 0 | 0 | 25 | 312.18 | 50 | 1 |  |  | 25 | 312.18 | 50 | 1 | 1 | 22.97 | 45.94 | 47.97 | 335.15 | 72.97 | 70.94 | 358.12 | 95.94 | 2035 | Advanced | 13 | Prevailing local wages, Drive time, Local code requirements, Condition of existing electrical system, Need for additional wiring/switching, Type of equipment | 1 | 6 | 0 | 2020 | 1) Grid-interactive add-on controls for residential water heater, bi-directional LTE controls, mixing valve.
163 | 2023 | Residential | Controls | Water Heater | Add-On Control | Electricity | Water Heater Electric Resistance, Add-on Control | 2023$ |  |  | 0 | 0 | 0 | N/A | N/A | 0 | 0 | 0 | 0 | 0 | 0 | 0 | N/A | N/A | 0 | 0 | 0 | 0 | 25 | 312.18 | 50 | 1 |  |  | 25 | 312.18 | 50 | 1 | 1 | 22.97 | 45.94 | 47.97 | 335.15 | 72.97 | 70.94 | 358.12 | 95.94 | 2040 | Advanced | 13 | Prevailing local wages, Drive time, Local code requirements, Condition of existing electrical system, Need for additional wiring/switching, Type of equipment | 1 | 6 | 0 | 2020 | 1) Grid-interactive add-on controls for residential water heater, bi-directional LTE controls, mixing valve.
163 | 2023 | Residential | Controls | Water Heater | Add-On Control | Electricity | Water Heater Electric Resistance, Add-on Control | 2023$ |  |  | 0 | 0 | 0 | N/A | N/A | 0 | 0 | 0 | 0 | 0 | 0 | 0 | N/A | N/A | 0 | 0 | 0 | 0 | 25 | 312.18 | 50 | 1 |  |  | 25 | 312.18 | 50 | 1 | 1 | 22.97 | 45.94 | 47.97 | 335.15 | 72.97 | 70.94 | 358.12 | 95.94 | 2045 | Advanced | 13 | Prevailing local wages, Drive time, Local code requirements, Condition of existing electrical system, Need for additional wiring/switching, Type of equipment | 1 | 6 | 0 | 2020 | 1) Grid-interactive add-on controls for residential water heater, bi-directional LTE controls, mixing valve.
163 | 2023 | Residential | Controls | Water Heater | Add-On Control | Electricity | Water Heater Electric Resistance, Add-on Control | 2023$ |  |  | 0 | 0 | 0 | N/A | N/A | 0 | 0 | 0 | 0 | 0 | 0 | 0 | N/A | N/A | 0 | 0 | 0 | 0 | 25 | 312.18 | 50 | 1 |  |  | 25 | 312.18 | 50 | 1 | 1 | 22.97 | 45.94 | 47.97 | 335.15 | 72.97 | 70.94 | 358.12 | 95.94 | 2050 | Advanced | 13 | Prevailing local wages, Drive time, Local code requirements, Condition of existing electrical system, Need for additional wiring/switching, Type of equipment | 1 | 6 | 0 | 2020 | 1) Grid-interactive add-on controls for residential water heater, bi-directional LTE controls, mixing valve.
164 | 2023 | Residential | Water Heating | Water Heater | Electric Storage | Electricity | Water Heater Electric Storage | 2023$ | Residential Electric Resistance Storage Water Heater |  | 12.8571 | 17.0571 | 22.2759 | Nominal Volume | Gallons | 27 | 36 | 36 | 55 | 571.4235 | 10549.4996 | 19231.0345 | UEF | Unitless | 0.92 | 0.92 | 0.93 | 0.95 | -425.281 | -9666.0904 | -17743.2069 | 1 |  |  | 563.2857 | 653.505 | 751.2759 | 1 | 1 | 364.1151 | 864.1151 | 927.4008 | 1017.6201 | 1115.391 | 1427.4008 | 1517.6201 | 1615.391 | 2023 | Reference | 15.1 | Prevailing local wages, Drive time, Local code requirements, Access, Moisture issues present, Condition of existing flue, Need to bring in combustion air, Condition of existing electrical system, Condition of existing plumbing, Condition of existing gas line, Presence of hazardous materials, Type of equipment | 2 | 93 | 0.1978 | 2023
164 | 2023 | Residential | Water Heating | Water Heater | Electric Storage | Electricity | Water Heater Electric Storage | 2023$ | Residential Electric Resistance Storage Water Heater |  | 12.8571 | 17.0571 | 22.2759 | Nominal Volume | Gallons | 27 | 36 | 36 | 55 | 571.4235 | 10549.4996 | 19231.0345 | UEF | Unitless | 0.92 | 0.92 | 0.93 | 0.95 | -425.281 | -9666.0904 | -17743.2069 | 1 |  |  | 563.2857 | 653.505 | 751.2759 | 1 | 1 | 364.1151 | 864.1151 | 927.4008 | 1017.6201 | 1115.391 | 1427.4008 | 1517.6201 | 1615.391 | 2030 | Reference | 15.1 | Prevailing local wages, Drive time, Local code requirements, Access, Moisture issues present, Condition of existing flue, Need to bring in combustion air, Condition of existing electrical system, Condition of existing plumbing, Condition of existing gas line, Presence of hazardous materials, Type of equipment | 2 | 93 | 0.1978 | 2023 | 0
164 | 2023 | Residential | Water Heating | Water Heater | Electric Storage | Electricity | Water Heater Electric Storage | 2023$ | Residential Electric Resistance Storage Water Heater |  | 12.8571 | 17.0571 | 22.2759 | Nominal Volume | Gallons | 27 | 36 | 36 | 55 | 571.4235 | 10549.4996 | 19231.0345 | UEF | Unitless | 0.92 | 0.92 | 0.93 | 0.95 | -425.281 | -9666.0904 | -17743.2069 | 1 |  |  | 563.2857 | 653.505 | 751.2759 | 1 | 1 | 364.1151 | 864.1151 | 927.4008 | 1017.6201 | 1115.391 | 1427.4008 | 1517.6201 | 1615.391 | 2035 | Reference | 15.1 | Prevailing local wages, Drive time, Local code requirements, Access, Moisture issues present, Condition of existing flue, Need to bring in combustion air, Condition of existing electrical system, Condition of existing plumbing, Condition of existing gas line, Presence of hazardous materials, Type of equipment | 2 | 93 | 0.1978 | 2023 | 0
164 | 2023 | Residential | Water Heating | Water Heater | Electric Storage | Electricity | Water Heater Electric Storage | 2023$ | Residential Electric Resistance Storage Water Heater |  | 12.8571 | 17.0571 | 22.2759 | Nominal Volume | Gallons | 27 | 36 | 36 | 55 | 571.4235 | 10549.4996 | 19231.0345 | UEF | Unitless | 0.92 | 0.92 | 0.93 | 0.95 | -425.281 | -9666.0904 | -17743.2069 | 1 |  |  | 563.2857 | 653.505 | 751.2759 | 1 | 1 | 364.1151 | 864.1151 | 927.4008 | 1017.6201 | 1115.391 | 1427.4008 | 1517.6201 | 1615.391 | 2040 | Reference | 15.1 | Prevailing local wages, Drive time, Local code requirements, Access, Moisture issues present, Condition of existing flue, Need to bring in combustion air, Condition of existing electrical system, Condition of existing plumbing, Condition of existing gas line, Presence of hazardous materials, Type of equipment | 2 | 93 | 0.1978 | 2023 | 0
164 | 2023 | Residential | Water Heating | Water Heater | Electric Storage | Electricity | Water Heater Electric Storage | 2023$ | Residential Electric Resistance Storage Water Heater |  | 12.8571 | 17.0571 | 22.2759 | Nominal Volume | Gallons | 27 | 36 | 36 | 55 | 571.4235 | 10549.4996 | 19231.0345 | UEF | Unitless | 0.92 | 0.92 | 0.93 | 0.95 | -425.281 | -9666.0904 | -17743.2069 | 1 |  |  | 563.2857 | 653.505 | 751.2759 | 1 | 1 | 364.1151 | 864.1151 | 927.4008 | 1017.6201 | 1115.391 | 1427.4008 | 1517.6201 | 1615.391 | 2045 | Reference | 15.1 | Prevailing local wages, Drive time, Local code requirements, Access, Moisture issues present, Condition of existing flue, Need to bring in combustion air, Condition of existing electrical system, Condition of existing plumbing, Condition of existing gas line, Presence of hazardous materials, Type of equipment | 2 | 93 | 0.1978 | 2023 | 0
164 | 2023 | Residential | Water Heating | Water Heater | Electric Storage | Electricity | Water Heater Electric Storage | 2023$ | Residential Electric Resistance Storage Water Heater |  | 12.8571 | 17.0571 | 22.2759 | Nominal Volume | Gallons | 27 | 36 | 36 | 55 | 571.4235 | 10549.4996 | 19231.0345 | UEF | Unitless | 0.92 | 0.92 | 0.93 | 0.95 | -425.281 | -9666.0904 | -17743.2069 | 1 |  |  | 563.2857 | 653.505 | 751.2759 | 1 | 1 | 364.1151 | 864.1151 | 927.4008 | 1017.6201 | 1115.391 | 1427.4008 | 1517.6201 | 1615.391 | 2050 | Reference | 15.1 | Prevailing local wages, Drive time, Local code requirements, Access, Moisture issues present, Condition of existing flue, Need to bring in combustion air, Condition of existing electrical system, Condition of existing plumbing, Condition of existing gas line, Presence of hazardous materials, Type of equipment | 2 | 93 | 0.1978 | 2023 | 0
164 | 2023 | Residential | Water Heating | Water Heater | Electric Storage | Electricity | Water Heater Electric Storage | 2023$ | Residential Electric Resistance Storage Water Heater |  | 12.8571 | 17.0571 | 22.2759 | Nominal Volume | Gallons | 27 | 36 | 36 | 55 | 571.4235 | 10549.4996 | 19231.0345 | UEF | Unitless | 0.92 | 0.92 | 0.93 | 0.95 | -425.281 | -9666.0904 | -17743.2069 | 1 |  |  | 563.2857 | 653.505 | 751.2759 | 1 | 1 | 364.1151 | 864.1151 | 927.4008 | 1017.6201 | 1115.391 | 1427.4008 | 1517.6201 | 1615.391 | 2023 | Intermediate | 15.1 | Prevailing local wages, Drive time, Local code requirements, Access, Moisture issues present, Condition of existing flue, Need to bring in combustion air, Condition of existing electrical system, Condition of existing plumbing, Condition of existing gas line, Presence of hazardous materials, Type of equipment | 2 | 93 | 0.1978 | 2023 | 0
164 | 2023 | Residential | Water Heating | Water Heater | Electric Storage | Electricity | Water Heater Electric Storage | 2023$ | Residential Electric Resistance Storage Water Heater |  | 12.8571 | 17.0571 | 22.2759 | Nominal Volume | Gallons | 27 | 36 | 36 | 55 | 571.4235 | 10549.4996 | 19231.0345 | UEF | Unitless | 0.92 | 0.92 | 0.93 | 0.95 | -425.281 | -9666.0904 | -17743.2069 | 1 |  |  | 563.2857 | 653.505 | 751.2759 | 1 | 1 | 364.1151 | 864.1151 | 927.4008 | 1017.6201 | 1115.391 | 1427.4008 | 1517.6201 | 1615.391 | 2030 | Intermediate | 15.1 | Prevailing local wages, Drive time, Local code requirements, Access, Moisture issues present, Condition of existing flue, Need to bring in combustion air, Condition of existing electrical system, Condition of existing plumbing, Condition of existing gas line, Presence of hazardous materials, Type of equipment | 2 | 93 | 0.1978 | 2023 | 0
164 | 2023 | Residential | Water Heating | Water Heater | Electric Storage | Electricity | Water Heater Electric Storage | 2023$ | Residential Electric Resistance Storage Water Heater |  | 12.8571 | 17.0571 | 22.2759 | Nominal Volume | Gallons | 27 | 36 | 36 | 55 | 571.4235 | 10549.4996 | 19231.0345 | UEF | Unitless | 0.92 | 0.92 | 0.93 | 0.95 | -425.281 | -9666.0904 | -17743.2069 | 1 |  |  | 563.2857 | 653.505 | 751.2759 | 1 | 1 | 364.1151 | 864.1151 | 927.4008 | 1017.6201 | 1115.391 | 1427.4008 | 1517.6201 | 1615.391 | 2035 | Intermediate | 15.1 | Prevailing local wages, Drive time, Local code requirements, Access, Moisture issues present, Condition of existing flue, Need to bring in combustion air, Condition of existing electrical system, Condition of existing plumbing, Condition of existing gas line, Presence of hazardous materials, Type of equipment | 2 | 93 | 0.1978 | 2023 | 0
164 | 2023 | Residential | Water Heating | Water Heater | Electric Storage | Electricity | Water Heater Electric Storage | 2023$ | Residential Electric Resistance Storage Water Heater |  | 12.8571 | 17.0571 | 22.2759 | Nominal Volume | Gallons | 27 | 36 | 36 | 55 | 571.4235 | 10549.4996 | 19231.0345 | UEF | Unitless | 0.92 | 0.92 | 0.93 | 0.95 | -425.281 | -9666.0904 | -17743.2069 | 1 |  |  | 563.2857 | 653.505 | 751.2759 | 1 | 1 | 364.1151 | 864.1151 | 927.4008 | 1017.6201 | 1115.391 | 1427.4008 | 1517.6201 | 1615.391 | 2040 | Intermediate | 15.1 | Prevailing local wages, Drive time, Local code requirements, Access, Moisture issues present, Condition of existing flue, Need to bring in combustion air, Condition of existing electrical system, Condition of existing plumbing, Condition of existing gas line, Presence of hazardous materials, Type of equipment | 2 | 93 | 0.1978 | 2023 | 0
164 | 2023 | Residential | Water Heating | Water Heater | Electric Storage | Electricity | Water Heater Electric Storage | 2023$ | Residential Electric Resistance Storage Water Heater |  | 12.8571 | 17.0571 | 22.2759 | Nominal Volume | Gallons | 27 | 36 | 36 | 55 | 571.4235 | 10549.4996 | 19231.0345 | UEF | Unitless | 0.92 | 0.92 | 0.93 | 0.95 | -425.281 | -9666.0904 | -17743.2069 | 1 |  |  | 563.2857 | 653.505 | 751.2759 | 1 | 1 | 364.1151 | 864.1151 | 927.4008 | 1017.6201 | 1115.391 | 1427.4008 | 1517.6201 | 1615.391 | 2045 | Intermediate | 15.1 | Prevailing local wages, Drive time, Local code requirements, Access, Moisture issues present, Condition of existing flue, Need to bring in combustion air, Condition of existing electrical system, Condition of existing plumbing, Condition of existing gas line, Presence of hazardous materials, Type of equipment | 2 | 93 | 0.1978 | 2023 | 0
164 | 2023 | Residential | Water Heating | Water Heater | Electric Storage | Electricity | Water Heater Electric Storage | 2023$ | Residential Electric Resistance Storage Water Heater |  | 12.8571 | 17.0571 | 22.2759 | Nominal Volume | Gallons | 27 | 36 | 36 | 55 | 571.4235 | 10549.4996 | 19231.0345 | UEF | Unitless | 0.92 | 0.92 | 0.93 | 0.95 | -425.281 | -9666.0904 | -17743.2069 | 1 |  |  | 563.2857 | 653.505 | 751.2759 | 1 | 1 | 364.1151 | 864.1151 | 927.4008 | 1017.6201 | 1115.391 | 1427.4008 | 1517.6201 | 1615.391 | 2050 | Intermediate | 15.1 | Prevailing local wages, Drive time, Local code requirements, Access, Moisture issues present, Condition of existing flue, Need to bring in combustion air, Condition of existing electrical system, Condition of existing plumbing, Condition of existing gas line, Presence of hazardous materials, Type of equipment | 2 | 93 | 0.1978 | 2023 | 0
164 | 2023 | Residential | Water Heating | Water Heater | Electric Storage | Electricity | Water Heater Electric Storage | 2023$ | Residential Electric Resistance Storage Water Heater |  | 12.8571 | 17.0571 | 22.2759 | Nominal Volume | Gallons | 27 | 36 | 36 | 55 | 571.4235 | 10549.4996 | 19231.0345 | UEF | Unitless | 0.92 | 0.92 | 0.93 | 0.95 | -425.281 | -9666.0904 | -17743.2069 | 1 |  |  | 563.2857 | 653.505 | 751.2759 | 1 | 1 | 364.1151 | 864.1151 | 927.4008 | 1017.6201 | 1115.391 | 1427.4008 | 1517.6201 | 1615.391 | 2023 | Advanced | 15.1 | Prevailing local wages, Drive time, Local code requirements, Access, Moisture issues present, Condition of existing flue, Need to bring in combustion air, Condition of existing electrical system, Condition of existing plumbing, Condition of existing gas line, Presence of hazardous materials, Type of equipment | 2 | 93 | 0.1978 | 2023 | 0
164 | 2023 | Residential | Water Heating | Water Heater | Electric Storage | Electricity | Water Heater Electric Storage | 2023$ | Residential Electric Resistance Storage Water Heater |  | 12.8571 | 17.0571 | 22.2759 | Nominal Volume | Gallons | 27 | 36 | 36 | 55 | 571.4235 | 10549.4996 | 19231.0345 | UEF | Unitless | 0.92 | 0.92 | 0.93 | 0.95 | -425.281 | -9666.0904 | -17743.2069 | 1 |  |  | 563.2857 | 653.505 | 751.2759 | 1 | 1 | 364.1151 | 864.1151 | 927.4008 | 1017.6201 | 1115.391 | 1427.4008 | 1517.6201 | 1615.391 | 2030 | Advanced | 15.1 | Prevailing local wages, Drive time, Local code requirements, Access, Moisture issues present, Condition of existing flue, Need to bring in combustion air, Condition of existing electrical system, Condition of existing plumbing, Condition of existing gas line, Presence of hazardous materials, Type of equipment | 2 | 93 | 0.1978 | 2023 | 0
164 | 2023 | Residential | Water Heating | Water Heater | Electric Storage | Electricity | Water Heater Electric Storage | 2023$ | Residential Electric Resistance Storage Water Heater |  | 12.8571 | 17.0571 | 22.2759 | Nominal Volume | Gallons | 27 | 36 | 36 | 55 | 571.4235 | 10549.4996 | 19231.0345 | UEF | Unitless | 0.92 | 0.92 | 0.93 | 0.95 | -425.281 | -9666.0904 | -17743.2069 | 1 |  |  | 563.2857 | 653.505 | 751.2759 | 1 | 1 | 364.1151 | 864.1151 | 927.4008 | 1017.6201 | 1115.391 | 1427.4008 | 1517.6201 | 1615.391 | 2035 | Advanced | 15.1 | Prevailing local wages, Drive time, Local code requirements, Access, Moisture issues present, Condition of existing flue, Need to bring in combustion air, Condition of existing electrical system, Condition of existing plumbing, Condition of existing gas line, Presence of hazardous materials, Type of equipment | 2 | 93 | 0.1978 | 2023 | 0
164 | 2023 | Residential | Water Heating | Water Heater | Electric Storage | Electricity | Water Heater Electric Storage | 2023$ | Residential Electric Resistance Storage Water Heater |  | 12.8571 | 17.0571 | 22.2759 | Nominal Volume | Gallons | 27 | 36 | 36 | 55 | 571.4235 | 10549.4996 | 19231.0345 | UEF | Unitless | 0.92 | 0.92 | 0.93 | 0.95 | -425.281 | -9666.0904 | -17743.2069 | 1 |  |  | 563.2857 | 653.505 | 751.2759 | 1 | 1 | 364.1151 | 864.1151 | 927.4008 | 1017.6201 | 1115.391 | 1427.4008 | 1517.6201 | 1615.391 | 2040 | Advanced | 15.1 | Prevailing local wages, Drive time, Local code requirements, Access, Moisture issues present, Condition of existing flue, Need to bring in combustion air, Condition of existing electrical system, Condition of existing plumbing, Condition of existing gas line, Presence of hazardous materials, Type of equipment | 2 | 93 | 0.1978 | 2023 | 0
164 | 2023 | Residential | Water Heating | Water Heater | Electric Storage | Electricity | Water Heater Electric Storage | 2023$ | Residential Electric Resistance Storage Water Heater |  | 12.8571 | 17.0571 | 22.2759 | Nominal Volume | Gallons | 27 | 36 | 36 | 55 | 571.4235 | 10549.4996 | 19231.0345 | UEF | Unitless | 0.92 | 0.92 | 0.93 | 0.95 | -425.281 | -9666.0904 | -17743.2069 | 1 |  |  | 563.2857 | 653.505 | 751.2759 | 1 | 1 | 364.1151 | 864.1151 | 927.4008 | 1017.6201 | 1115.391 | 1427.4008 | 1517.6201 | 1615.391 | 2045 | Advanced | 15.1 | Prevailing local wages, Drive time, Local code requirements, Access, Moisture issues present, Condition of existing flue, Need to bring in combustion air, Condition of existing electrical system, Condition of existing plumbing, Condition of existing gas line, Presence of hazardous materials, Type of equipment | 2 | 93 | 0.1978 | 2023 | 0
164 | 2023 | Residential | Water Heating | Water Heater | Electric Storage | Electricity | Water Heater Electric Storage | 2023$ | Residential Electric Resistance Storage Water Heater |  | 12.8571 | 17.0571 | 22.2759 | Nominal Volume | Gallons | 27 | 36 | 36 | 55 | 571.4235 | 10549.4996 | 19231.0345 | UEF | Unitless | 0.92 | 0.92 | 0.93 | 0.95 | -425.281 | -9666.0904 | -17743.2069 | 1 |  |  | 563.2857 | 653.505 | 751.2759 | 1 | 1 | 364.1151 | 864.1151 | 927.4008 | 1017.6201 | 1115.391 | 1427.4008 | 1517.6201 | 1615.391 | 2050 | Advanced | 15.1 | Prevailing local wages, Drive time, Local code requirements, Access, Moisture issues present, Condition of existing flue, Need to bring in combustion air, Condition of existing electrical system, Condition of existing plumbing, Condition of existing gas line, Presence of hazardous materials, Type of equipment | 2 | 93 | 0.1978 | 2023 | 0
165 | 2023 | Residential | Water Heating | Water Heater | Gas Storage | Gas | Water Heater Gas Storage | 2023$ | Water Heater Gas Storage | Gas-Fired WH | 13.0935 | 13.652 | 32.7106 | Nominal Volume | Gallons | 38 | 40 | 40 | 98 | 5190.1403 | 8799.4249 | 13355.3134 | UEF | Unitless | 0.58 | 0.61 | 0.84 | 0.75 | -3147.3652 | -5066.5643 | -8122.7962 | 1 |  |  | 542.3607 | 847.1668 | 1332.37 | 1.6513 | 2.6513 | 0 | 0 | 895.6008 | 1398.9274 | 2200.144 | 1437.9615 | 2246.0942 | 3532.5141 | 2023 | Reference | 14 | Prevailing local wages, Drive time, Local code requirements, Access, Moisture issues present, Condition of existing flue, Need to bring in combustion air, Condition of existing electrical system, Condition of existing plumbing, Condition of existing gas line, Presence of hazardous materials, Type of equipment | 1, 2, 3 | Medium SS, Medium R2, High Source Diversity
165 | 2023 | Residential | Water Heating | Water Heater | Gas Storage | Gas | Water Heater Gas Storage | 2023$ | Water Heater Gas Storage | Gas-Fired WH | 13.0935 | 13.652 | 32.7106 | Nominal Volume | Gallons | 38 | 40 | 40 | 98 | 5190.1403 | 8799.4249 | 13355.3134 | UEF | Unitless | 0.58 | 0.61 | 0.84 | 0.75 | -3147.3652 | -5066.5643 | -8122.7962 | 1 |  |  | 542.3607 | 847.1668 | 1332.37 | 1.6513 | 2.6513 | 0 | 0 | 895.6008 | 1398.9274 | 2200.144 | 1437.9615 | 2246.0942 | 3532.5141 | 2030 | Reference | 14 | Prevailing local wages, Drive time, Local code requirements, Access, Moisture issues present, Condition of existing flue, Need to bring in combustion air, Condition of existing electrical system, Condition of existing plumbing, Condition of existing gas line, Presence of hazardous materials, Type of equipment | 1, 2, 3 | Medium SS, Medium R2, High Source Diversity | 0 | 0 | 0
165 | 2023 | Residential | Water Heating | Water Heater | Gas Storage | Gas | Water Heater Gas Storage | 2023$ | Water Heater Gas Storage | Gas-Fired WH | 13.0935 | 13.652 | 32.7106 | Nominal Volume | Gallons | 38 | 40 | 40 | 98 | 5190.1403 | 8799.4249 | 13355.3134 | UEF | Unitless | 0.58 | 0.61 | 0.84 | 0.75 | -3147.3652 | -5066.5643 | -8122.7962 | 1 |  |  | 542.3607 | 847.1668 | 1332.37 | 1.6513 | 2.6513 | 0 | 0 | 895.6008 | 1398.9274 | 2200.144 | 1437.9615 | 2246.0942 | 3532.5141 | 2035 | Reference | 14 | Prevailing local wages, Drive time, Local code requirements, Access, Moisture issues present, Condition of existing flue, Need to bring in combustion air, Condition of existing electrical system, Condition of existing plumbing, Condition of existing gas line, Presence of hazardous materials, Type of equipment | 1, 2, 3 | Medium SS, Medium R2, High Source Diversity | 0 | 0 | 0
165 | 2023 | Residential | Water Heating | Water Heater | Gas Storage | Gas | Water Heater Gas Storage | 2023$ | Water Heater Gas Storage | Gas-Fired WH | 13.0935 | 13.652 | 32.7106 | Nominal Volume | Gallons | 38 | 40 | 40 | 98 | 5190.1403 | 8799.4249 | 13355.3134 | UEF | Unitless | 0.58 | 0.61 | 0.84 | 0.75 | -3147.3652 | -5066.5643 | -8122.7962 | 1 |  |  | 542.3607 | 847.1668 | 1332.37 | 1.6513 | 2.6513 | 0 | 0 | 895.6008 | 1398.9274 | 2200.144 | 1437.9615 | 2246.0942 | 3532.5141 | 2040 | Reference | 14 | Prevailing local wages, Drive time, Local code requirements, Access, Moisture issues present, Condition of existing flue, Need to bring in combustion air, Condition of existing electrical system, Condition of existing plumbing, Condition of existing gas line, Presence of hazardous materials, Type of equipment | 1, 2, 3 | Medium SS, Medium R2, High Source Diversity | 0 | 0 | 0
165 | 2023 | Residential | Water Heating | Water Heater | Gas Storage | Gas | Water Heater Gas Storage | 2023$ | Water Heater Gas Storage | Gas-Fired WH | 13.0935 | 13.652 | 32.7106 | Nominal Volume | Gallons | 38 | 40 | 40 | 98 | 5190.1403 | 8799.4249 | 13355.3134 | UEF | Unitless | 0.58 | 0.61 | 0.84 | 0.75 | -3147.3652 | -5066.5643 | -8122.7962 | 1 |  |  | 542.3607 | 847.1668 | 1332.37 | 1.6513 | 2.6513 | 0 | 0 | 895.6008 | 1398.9274 | 2200.144 | 1437.9615 | 2246.0942 | 3532.5141 | 2045 | Reference | 14 | Prevailing local wages, Drive time, Local code requirements, Access, Moisture issues present, Condition of existing flue, Need to bring in combustion air, Condition of existing electrical system, Condition of existing plumbing, Condition of existing gas line, Presence of hazardous materials, Type of equipment | 1, 2, 3 | Medium SS, Medium R2, High Source Diversity | 0 | 0 | 0
165 | 2023 | Residential | Water Heating | Water Heater | Gas Storage | Gas | Water Heater Gas Storage | 2023$ | Water Heater Gas Storage | Gas-Fired WH | 13.0935 | 13.652 | 32.7106 | Nominal Volume | Gallons | 38 | 40 | 40 | 98 | 5190.1403 | 8799.4249 | 13355.3134 | UEF | Unitless | 0.58 | 0.61 | 0.84 | 0.75 | -3147.3652 | -5066.5643 | -8122.7962 | 1 |  |  | 542.3607 | 847.1668 | 1332.37 | 1.6513 | 2.6513 | 0 | 0 | 895.6008 | 1398.9274 | 2200.144 | 1437.9615 | 2246.0942 | 3532.5141 | 2050 | Reference | 14 | Prevailing local wages, Drive time, Local code requirements, Access, Moisture issues present, Condition of existing flue, Need to bring in combustion air, Condition of existing electrical system, Condition of existing plumbing, Condition of existing gas line, Presence of hazardous materials, Type of equipment | 1, 2, 3 | Medium SS, Medium R2, High Source Diversity | 0 | 0 | 0
165 | 2023 | Residential | Water Heating | Water Heater | Gas Storage | Gas | Water Heater Gas Storage | 2023$ | Water Heater Gas Storage | Gas-Fired WH | 13.0935 | 13.652 | 32.7106 | Nominal Volume | Gallons | 38 | 40 | 40 | 98 | 5190.1403 | 8799.4249 | 13355.3134 | UEF | Unitless | 0.58 | 0.61 | 0.84 | 0.75 | -3147.3652 | -5066.5643 | -8122.7962 | 1 |  |  | 542.3607 | 847.1668 | 1332.37 | 1.6513 | 2.6513 | 0 | 0 | 895.6008 | 1398.9274 | 2200.144 | 1437.9615 | 2246.0942 | 3532.5141 | 2023 | Intermediate | 14 | Prevailing local wages, Drive time, Local code requirements, Access, Moisture issues present, Condition of existing flue, Need to bring in combustion air, Condition of existing electrical system, Condition of existing plumbing, Condition of existing gas line, Presence of hazardous materials, Type of equipment | 1, 2, 3 | Medium SS, Medium R2, High Source Diversity | 0 | 0 | 0
165 | 2023 | Residential | Water Heating | Water Heater | Gas Storage | Gas | Water Heater Gas Storage | 2023$ | Water Heater Gas Storage | Gas-Fired WH | 13.0935 | 13.652 | 32.7106 | Nominal Volume | Gallons | 38 | 40 | 40 | 98 | 5190.1403 | 8799.4249 | 13355.3134 | UEF | Unitless | 0.58 | 0.695 | 0.84 | 0.75 | -3147.3652 | -5066.5643 | -8122.7962 | 1 |  |  | 983.5226 | 1595.1179 | 2467.5717 | 1.6513 | 2.6513 | 0 | 0 | 1624.092 | 2634.0199 | 4074.7037 | 2607.6146 | 4229.1378 | 6542.2754 | 2030 | Intermediate | 14 | Prevailing local wages, Drive time, Local code requirements, Access, Moisture issues present, Condition of existing flue, Need to bring in combustion air, Condition of existing electrical system, Condition of existing plumbing, Condition of existing gas line, Presence of hazardous materials, Type of equipment | 1, 2, 3 | Medium SS, Medium R2, High Source Diversity | 0 | 0 | 0
165 | 2023 | Residential | Water Heating | Water Heater | Gas Storage | Gas | Water Heater Gas Storage | 2023$ | Water Heater Gas Storage | Gas-Fired WH | 13.0935 | 13.652 | 32.7106 | Nominal Volume | Gallons | 38 | 40 | 40 | 98 | 5190.1403 | 8799.4249 | 13355.3134 | UEF | Unitless | 0.58 | 0.695 | 0.9625 | 0.75 | -3147.3652 | -5066.5643 | -8122.7962 | 1 |  |  | 983.5226 | 1595.1179 | 2467.5717 | 1.6513 | 2.6513 | 0 | 0 | 1624.092 | 2634.0199 | 4074.7037 | 2607.6146 | 4229.1378 | 6542.2754 | 2035 | Intermediate | 14 | Prevailing local wages, Drive time, Local code requirements, Access, Moisture issues present, Condition of existing flue, Need to bring in combustion air, Condition of existing electrical system, Condition of existing plumbing, Condition of existing gas line, Presence of hazardous materials, Type of equipment | 1, 2, 3 | Medium SS, Medium R2, High Source Diversity | 0 | 0 | 0
165 | 2023 | Residential | Water Heating | Water Heater | Gas Storage | Gas | Water Heater Gas Storage | 2023$ | Water Heater Gas Storage | Gas-Fired WH | 13.0935 | 13.652 | 32.7106 | Nominal Volume | Gallons | 38 | 40 | 40 | 98 | 5190.1403 | 8799.4249 | 13355.3134 | UEF | Unitless | 0.58 | 0.695 | 1.085 | 0.75 | -3147.3652 | -5066.5643 | -8122.7962 | 1 |  |  | 983.5226 | 1595.1179 | 2467.5717 | 1.6513 | 2.6513 | 0 | 0 | 1624.092 | 2634.0199 | 4074.7037 | 2607.6146 | 4229.1378 | 6542.2754 | 2040 | Intermediate | 14 | Prevailing local wages, Drive time, Local code requirements, Access, Moisture issues present, Condition of existing flue, Need to bring in combustion air, Condition of existing electrical system, Condition of existing plumbing, Condition of existing gas line, Presence of hazardous materials, Type of equipment | 1, 2, 3 | Medium SS, Medium R2, High Source Diversity | 0 | 0 | 0
165 | 2023 | Residential | Water Heating | Water Heater | Gas Storage | Gas | Water Heater Gas Storage | 2023$ | Water Heater Gas Storage | Gas-Fired WH | 13.0935 | 13.652 | 32.7106 | Nominal Volume | Gallons | 38 | 40 | 40 | 98 | 5190.1403 | 8799.4249 | 13355.3134 | UEF | Unitless | 0.58 | 0.695 | 1.085 | 0.75 | -3147.3652 | -5066.5643 | -8122.7962 | 1 |  |  | 983.5226 | 1595.1179 | 2467.5717 | 1.6513 | 2.6513 | 0 | 0 | 1624.092 | 2634.0199 | 4074.7037 | 2607.6146 | 4229.1378 | 6542.2754 | 2045 | Intermediate | 14 | Prevailing local wages, Drive time, Local code requirements, Access, Moisture issues present, Condition of existing flue, Need to bring in combustion air, Condition of existing electrical system, Condition of existing plumbing, Condition of existing gas line, Presence of hazardous materials, Type of equipment | 1, 2, 3 | Medium SS, Medium R2, High Source Diversity | 0 | 0 | 0
165 | 2023 | Residential | Water Heating | Water Heater | Gas Storage | Gas | Water Heater Gas Storage | 2023$ | Water Heater Gas Storage | Gas-Fired WH | 13.0935 | 13.652 | 32.7106 | Nominal Volume | Gallons | 38 | 40 | 40 | 98 | 5190.1403 | 8799.4249 | 13355.3134 | UEF | Unitless | 0.58 | 0.695 | 1.085 | 0.75 | -3147.3652 | -5066.5643 | -8122.7962 | 1 |  |  | 983.5226 | 1595.1179 | 2467.5717 | 1.6513 | 2.6513 | 0 | 0 | 1624.092 | 2634.0199 | 4074.7037 | 2607.6146 | 4229.1378 | 6542.2754 | 2050 | Intermediate | 14 | Prevailing local wages, Drive time, Local code requirements, Access, Moisture issues present, Condition of existing flue, Need to bring in combustion air, Condition of existing electrical system, Condition of existing plumbing, Condition of existing gas line, Presence of hazardous materials, Type of equipment | 1, 2, 3 | Medium SS, Medium R2, High Source Diversity | 0 | 0 | 0
165 | 2023 | Residential | Water Heating | Water Heater | Gas Storage | Gas | Water Heater Gas Storage | 2023$ | Water Heater Gas Storage | Gas-Fired WH | 13.0935 | 13.652 | 32.7106 | Nominal Volume | Gallons | 38 | 40 | 40 | 98 | 5190.1403 | 8799.4249 | 13355.3134 | UEF | Unitless | 0.58 | 0.61 | 0.84 | 0.75 | -3147.3652 | -5066.5643 | -8122.7962 | 1 |  |  | 542.3607 | 847.1668 | 1332.37 | 1.6513 | 2.6513 | 0 | 0 | 895.6008 | 1398.9274 | 2200.144 | 1437.9615 | 2246.0942 | 3532.5141 | 2023 | Advanced | 14 | Prevailing local wages, Drive time, Local code requirements, Access, Moisture issues present, Condition of existing flue, Need to bring in combustion air, Condition of existing electrical system, Condition of existing plumbing, Condition of existing gas line, Presence of hazardous materials, Type of equipment | 1, 2, 3 | Medium SS, Medium R2, High Source Diversity | 0 | 0 | 0
165 | 2023 | Residential | Water Heating | Water Heater | Gas Storage | Gas | Water Heater Gas Storage | 2023$ | Water Heater Gas Storage | Gas-Fired WH | 13.0935 | 13.652 | 32.7106 | Nominal Volume | Gallons | 38 | 40 | 40 | 98 | 5190.1403 | 8799.4249 | 13355.3134 | UEF | Unitless | 0.58 | 0.78 | 0.84 | 0.75 | -3147.3652 | -5066.5643 | -8122.7962 | 1 |  |  | 1424.6846 | 2343.069 | 3602.7733 | 1.6513 | 2.6513 | 0 | 0 | 2352.5831 | 3869.1123 | 5949.2634 | 3777.2677 | 6212.1814 | 9552.0367 | 2030 | Advanced | 14 | Prevailing local wages, Drive time, Local code requirements, Access, Moisture issues present, Condition of existing flue, Need to bring in combustion air, Condition of existing electrical system, Condition of existing plumbing, Condition of existing gas line, Presence of hazardous materials, Type of equipment | 1, 2, 3 | Medium SS, Medium R2, High Source Diversity | 0 | 0 | 0
165 | 2023 | Residential | Water Heating | Water Heater | Gas Storage | Gas | Water Heater Gas Storage | 2023$ | Water Heater Gas Storage | Gas-Fired WH | 13.0935 | 13.652 | 32.7106 | Nominal Volume | Gallons | 38 | 40 | 40 | 98 | 5190.1403 | 8799.4249 | 13355.3134 | UEF | Unitless | 0.58 | 0.78 | 1.085 | 0.75 | -3147.3652 | -5066.5643 | -8122.7962 | 1 |  |  | 1424.6846 | 2343.069 | 3602.7733 | 1.6513 | 2.6513 | 0 | 0 | 2352.5831 | 3869.1123 | 5949.2634 | 3777.2677 | 6212.1814 | 9552.0367 | 2035 | Advanced | 14 | Prevailing local wages, Drive time, Local code requirements, Access, Moisture issues present, Condition of existing flue, Need to bring in combustion air, Condition of existing electrical system, Condition of existing plumbing, Condition of existing gas line, Presence of hazardous materials, Type of equipment | 1, 2, 3 | Medium SS, Medium R2, High Source Diversity | 0 | 0 | 0
165 | 2023 | Residential | Water Heating | Water Heater | Gas Storage | Gas | Water Heater Gas Storage | 2023$ | Water Heater Gas Storage | Gas-Fired WH | 13.0935 | 13.652 | 32.7106 | Nominal Volume | Gallons | 38 | 40 | 40 | 98 | 5190.1403 | 8799.4249 | 13355.3134 | UEF | Unitless | 0.58 | 0.78 | 1.33 | 0.75 | -3147.3652 | -5066.5643 | -8122.7962 | 1 |  |  | 1424.6846 | 2343.069 | 3602.7733 | 1.6513 | 2.6513 | 0 | 0 | 2352.5831 | 3869.1123 | 5949.2634 | 3777.2677 | 6212.1814 | 9552.0367 | 2040 | Advanced | 14 | Prevailing local wages, Drive time, Local code requirements, Access, Moisture issues present, Condition of existing flue, Need to bring in combustion air, Condition of existing electrical system, Condition of existing plumbing, Condition of existing gas line, Presence of hazardous materials, Type of equipment | 1, 2, 3 | Medium SS, Medium R2, High Source Diversity | 0 | 0 | 0
165 | 2023 | Residential | Water Heating | Water Heater | Gas Storage | Gas | Water Heater Gas Storage | 2023$ | Water Heater Gas Storage | Gas-Fired WH | 13.0935 | 13.652 | 32.7106 | Nominal Volume | Gallons | 38 | 40 | 40 | 98 | 5190.1403 | 8799.4249 | 13355.3134 | UEF | Unitless | 0.58 | 0.78 | 1.33 | 0.75 | -3147.3652 | -5066.5643 | -8122.7962 | 1 |  |  | 1424.6846 | 2343.069 | 3602.7733 | 1.6513 | 2.6513 | 0 | 0 | 2352.5831 | 3869.1123 | 5949.2634 | 3777.2677 | 6212.1814 | 9552.0367 | 2045 | Advanced | 14 | Prevailing local wages, Drive time, Local code requirements, Access, Moisture issues present, Condition of existing flue, Need to bring in combustion air, Condition of existing electrical system, Condition of existing plumbing, Condition of existing gas line, Presence of hazardous materials, Type of equipment | 1, 2, 3 | Medium SS, Medium R2, High Source Diversity | 0 | 0 | 0
165 | 2023 | Residential | Water Heating | Water Heater | Gas Storage | Gas | Water Heater Gas Storage | 2023$ | Water Heater Gas Storage | Gas-Fired WH | 13.0935 | 13.652 | 32.7106 | Nominal Volume | Gallons | 38 | 40 | 40 | 98 | 5190.1403 | 8799.4249 | 13355.3134 | UEF | Unitless | 0.58 | 0.78 | 1.33 | 0.75 | -3147.3652 | -5066.5643 | -8122.7962 | 1 |  |  | 1424.6846 | 2343.069 | 3602.7733 | 1.6513 | 2.6513 | 0 | 0 | 2352.5831 | 3869.1123 | 5949.2634 | 3777.2677 | 6212.1814 | 9552.0367 | 2050 | Advanced | 14 | Prevailing local wages, Drive time, Local code requirements, Access, Moisture issues present, Condition of existing flue, Need to bring in combustion air, Condition of existing electrical system, Condition of existing plumbing, Condition of existing gas line, Presence of hazardous materials, Type of equipment | 1, 2, 3 | Medium SS, Medium R2, High Source Diversity | 0 | 0 | 0
166 | 2023 | Residential | Water Heating | Water Heater | Gas-Fired Instantaneous | Gas | Water Heater Gas-Fired Instantaneous | 2023$ | Residential Gas-Fired Instantaneous Water Heater | Residential Gas-Fired Instantaneous Water Heater | 0 | 0 | 0 | Heating Capacity | kBtu/h | 199 | 199 | 199 | 199 | 4192.3334 | 3885.5833 | 4905 | UEF | Unitless | 0.81 | 0.92 | 0.97 | 0.99 | -2720.8534 | -2098.3225 | -2467.37 | 1 |  |  | 1136.0933 | 1476.4142 | 2045.23 | 2.059 | 3.059 | 0 | 0 | 2339.1816 | 3039.8919 | 4211.0664 | 3475.2749 | 4516.306 | 6256.2964 | 2023 | Reference | 20 | Prevailing local wages, Drive time, Local code requirements, Access, Moisture issues present, Condition of existing flue, Need to bring in combustion air, Condition of existing electrical system, Condition of existing plumbing, Condition of existing gas line, Presence of hazardous materials, Type of equipment | 2 | 91 | 0 | 2023 | 1) Higher typical efficiency product with the same costs as ref. case despite increased efficiency
166 | 2023 | Residential | Water Heating | Water Heater | Gas-Fired Instantaneous | Gas | Water Heater Gas-Fired Instantaneous | 2023$ | Residential Gas-Fired Instantaneous Water Heater |  | 0 | 0 | 0 | Heating Capacity | kBtu/h | 199 | 199 | 199 | 199 | 4192.3334 | 3885.5833 | 4905 | UEF | Unitless | 0.81 | 0.92 | 0.97 | 0.99 | -2720.8534 | -2098.3225 | -2467.37 | 1 |  |  | 1136.0933 | 1476.4142 | 2045.23 | 2.059 | 3.059 | 0 | 0 | 2339.1816 | 3039.8919 | 4211.0664 | 3475.2749 | 4516.306 | 6256.2964 | 2030 | Reference | 20 | Prevailing local wages, Drive time, Local code requirements, Access, Moisture issues present, Condition of existing flue, Need to bring in combustion air, Condition of existing electrical system, Condition of existing plumbing, Condition of existing gas line, Presence of hazardous materials, Type of equipment | 2 | 91 | 0 | 2023 | 1) Higher typical efficiency product with the same costs as ref. case despite increased efficiency
166 | 2023 | Residential | Water Heating | Water Heater | Gas-Fired Instantaneous | Gas | Water Heater Gas-Fired Instantaneous | 2023$ | Residential Gas-Fired Instantaneous Water Heater |  | 0 | 0 | 0 | Heating Capacity | kBtu/h | 199 | 199 | 199 | 199 | 4192.3334 | 3885.5833 | 4905 | UEF | Unitless | 0.81 | 0.92 | 0.97 | 0.99 | -2720.8534 | -2098.3225 | -2467.37 | 1 |  |  | 1136.0933 | 1476.4142 | 2045.23 | 2.059 | 3.059 | 0 | 0 | 2339.1816 | 3039.8919 | 4211.0664 | 3475.2749 | 4516.306 | 6256.2964 | 2035 | Reference | 20 | Prevailing local wages, Drive time, Local code requirements, Access, Moisture issues present, Condition of existing flue, Need to bring in combustion air, Condition of existing electrical system, Condition of existing plumbing, Condition of existing gas line, Presence of hazardous materials, Type of equipment | 2 | 91 | 0 | 2023 | 1) Higher typical efficiency product with the same costs as ref. case despite increased efficiency
166 | 2023 | Residential | Water Heating | Water Heater | Gas-Fired Instantaneous | Gas | Water Heater Gas-Fired Instantaneous | 2023$ | Residential Gas-Fired Instantaneous Water Heater |  | 0 | 0 | 0 | Heating Capacity | kBtu/h | 199 | 199 | 199 | 199 | 4192.3334 | 3885.5833 | 4905 | UEF | Unitless | 0.81 | 0.92 | 0.97 | 0.99 | -2720.8534 | -2098.3225 | -2467.37 | 1 |  |  | 1136.0933 | 1476.4142 | 2045.23 | 2.059 | 3.059 | 0 | 0 | 2339.1816 | 3039.8919 | 4211.0664 | 3475.2749 | 4516.306 | 6256.2964 | 2040 | Reference | 20 | Prevailing local wages, Drive time, Local code requirements, Access, Moisture issues present, Condition of existing flue, Need to bring in combustion air, Condition of existing electrical system, Condition of existing plumbing, Condition of existing gas line, Presence of hazardous materials, Type of equipment | 2 | 91 | 0 | 2023 | 1) Higher typical efficiency product with the same costs as ref. case despite increased efficiency
166 | 2023 | Residential | Water Heating | Water Heater | Gas-Fired Instantaneous | Gas | Water Heater Gas-Fired Instantaneous | 2023$ | Residential Gas-Fired Instantaneous Water Heater |  | 0 | 0 | 0 | Heating Capacity | kBtu/h | 199 | 199 | 199 | 199 | 4192.3334 | 3885.5833 | 4905 | UEF | Unitless | 0.81 | 0.92 | 0.97 | 0.99 | -2720.8534 | -2098.3225 | -2467.37 | 1 |  |  | 1136.0933 | 1476.4142 | 2045.23 | 2.059 | 3.059 | 0 | 0 | 2339.1816 | 3039.8919 | 4211.0664 | 3475.2749 | 4516.306 | 6256.2964 | 2045 | Reference | 20 | Prevailing local wages, Drive time, Local code requirements, Access, Moisture issues present, Condition of existing flue, Need to bring in combustion air, Condition of existing electrical system, Condition of existing plumbing, Condition of existing gas line, Presence of hazardous materials, Type of equipment | 2 | 91 | 0 | 2023 | 1) Higher typical efficiency product with the same costs as ref. case despite increased efficiency
166 | 2023 | Residential | Water Heating | Water Heater | Gas-Fired Instantaneous | Gas | Water Heater Gas-Fired Instantaneous | 2023$ | Residential Gas-Fired Instantaneous Water Heater |  | 0 | 0 | 0 | Heating Capacity | kBtu/h | 199 | 199 | 199 | 199 | 4192.3334 | 3885.5833 | 4905 | UEF | Unitless | 0.81 | 0.92 | 0.97 | 0.99 | -2720.8534 | -2098.3225 | -2467.37 | 1 |  |  | 1136.0933 | 1476.4142 | 2045.23 | 2.059 | 3.059 | 0 | 0 | 2339.1816 | 3039.8919 | 4211.0664 | 3475.2749 | 4516.306 | 6256.2964 | 2050 | Reference | 20 | Prevailing local wages, Drive time, Local code requirements, Access, Moisture issues present, Condition of existing flue, Need to bring in combustion air, Condition of existing electrical system, Condition of existing plumbing, Condition of existing gas line, Presence of hazardous materials, Type of equipment | 2 | 91 | 0 | 2023 | 1) Higher typical efficiency product with the same costs as ref. case despite increased efficiency
166 | 2023 | Residential | Water Heating | Water Heater | Gas-Fired Instantaneous | Gas | Water Heater Gas-Fired Instantaneous | 2023$ | Residential Gas-Fired Instantaneous Water Heater |  | 0 | 0 | 0 | Heating Capacity | kBtu/h | 199 | 199 | 199 | 199 | 4192.3334 | 3885.5833 | 4905 | UEF | Unitless | 0.81 | 0.92 | 0.97 | 0.99 | -2720.8534 | -2098.3225 | -2467.37 | 1 |  |  | 1136.0933 | 1476.4142 | 2045.23 | 2.059 | 3.059 | 0 | 0 | 2339.1816 | 3039.8919 | 4211.0664 | 3475.2749 | 4516.306 | 6256.2964 | 2023 | Intermediate | 20 | Prevailing local wages, Drive time, Local code requirements, Access, Moisture issues present, Condition of existing flue, Need to bring in combustion air, Condition of existing electrical system, Condition of existing plumbing, Condition of existing gas line, Presence of hazardous materials, Type of equipment | 2 | 91 | 0 | 2023 | 1) Higher typical efficiency product with the same costs as ref. case despite increased efficiency
166 | 2023 | Residential | Water Heating | Water Heater | Gas-Fired Instantaneous | Gas | Water Heater Gas-Fired Instantaneous | 2023$ | Residential Gas-Fired Instantaneous Water Heater |  | 0 | 0 | 0 | Heating Capacity | kBtu/h | 199 | 199 | 199 | 199 | 4192.3334 | 3885.5833 | 4905 | UEF | Unitless | 0.81 | 0.935 | 0.97 | 0.99 | -2720.8534 | -2098.3225 | -2467.37 | 1 |  |  | 1198.9783 | 1534.6979 | 2118.805 | 2.059 | 3.059 | 0 | 0 | 2468.6599 | 3159.8963 | 4362.555 | 3667.6382 | 4694.5942 | 6481.36 | 2030 | Intermediate | 20 | Prevailing local wages, Drive time, Local code requirements, Access, Moisture issues present, Condition of existing flue, Need to bring in combustion air, Condition of existing electrical system, Condition of existing plumbing, Condition of existing gas line, Presence of hazardous materials, Type of equipment | 2 | 91 | 0 | 2023 | 1) Higher typical efficiency product with the same costs as ref. case despite increased efficiency
166 | 2023 | Residential | Water Heating | Water Heater | Gas-Fired Instantaneous | Gas | Water Heater Gas-Fired Instantaneous | 2023$ | Residential Gas-Fired Instantaneous Water Heater |  | 0 | 0 | 0 | Heating Capacity | kBtu/h | 199 | 199 | 199 | 199 | 4192.3334 | 3885.5833 | 4905 | UEF | Unitless | 0.81 | 0.9375 | 0.97 | 0.99 | -2720.8534 | -2098.3225 | -2467.37 | 1 |  |  | 1209.4592 | 1544.4119 | 2131.0675 | 2.059 | 3.059 | 0 | 0 | 2490.2396 | 3179.8971 | 4387.8032 | 3699.6988 | 4724.3089 | 6518.8707 | 2035 | Intermediate | 20 | Prevailing local wages, Drive time, Local code requirements, Access, Moisture issues present, Condition of existing flue, Need to bring in combustion air, Condition of existing electrical system, Condition of existing plumbing, Condition of existing gas line, Presence of hazardous materials, Type of equipment | 2 | 91 | 0 | 2023 | 1) Higher typical efficiency product with the same costs as ref. case despite increased efficiency
166 | 2023 | Residential | Water Heating | Water Heater | Gas-Fired Instantaneous | Gas | Water Heater Gas-Fired Instantaneous | 2023$ | Residential Gas-Fired Instantaneous Water Heater |  | 0 | 0 | 0 | Heating Capacity | kBtu/h | 199 | 199 | 199 | 199 | 4192.3334 | 3885.5833 | 4905 | UEF | Unitless | 0.81 | 0.94 | 0.97 | 0.99 | -2720.8534 | -2098.3225 | -2467.37 | 1 |  |  | 1219.94 | 1554.1258 | 2143.33 | 2.059 | 3.059 | 0 | 0 | 2511.8193 | 3199.8978 | 4413.0513 | 3731.7593 | 4754.0236 | 6556.3813 | 2040 | Intermediate | 20 | Prevailing local wages, Drive time, Local code requirements, Access, Moisture issues present, Condition of existing flue, Need to bring in combustion air, Condition of existing electrical system, Condition of existing plumbing, Condition of existing gas line, Presence of hazardous materials, Type of equipment | 2 | 91 | 0 | 2023 | 1) Higher typical efficiency product with the same costs as ref. case despite increased efficiency
166 | 2023 | Residential | Water Heating | Water Heater | Gas-Fired Instantaneous | Gas | Water Heater Gas-Fired Instantaneous | 2023$ | Residential Gas-Fired Instantaneous Water Heater |  | 0 | 0 | 0 | Heating Capacity | kBtu/h | 199 | 199 | 199 | 199 | 4192.3334 | 3885.5833 | 4905 | UEF | Unitless | 0.81 | 0.94 | 0.97 | 0.99 | -2720.8534 | -2098.3225 | -2467.37 | 1 |  |  | 1219.94 | 1554.1258 | 2143.33 | 2.059 | 3.059 | 0 | 0 | 2511.8193 | 3199.8978 | 4413.0513 | 3731.7593 | 4754.0236 | 6556.3813 | 2045 | Intermediate | 20 | Prevailing local wages, Drive time, Local code requirements, Access, Moisture issues present, Condition of existing flue, Need to bring in combustion air, Condition of existing electrical system, Condition of existing plumbing, Condition of existing gas line, Presence of hazardous materials, Type of equipment | 2 | 91 | 0 | 2023 | 1) Higher typical efficiency product with the same costs as ref. case despite increased efficiency
166 | 2023 | Residential | Water Heating | Water Heater | Gas-Fired Instantaneous | Gas | Water Heater Gas-Fired Instantaneous | 2023$ | Residential Gas-Fired Instantaneous Water Heater |  | 0 | 0 | 0 | Heating Capacity | kBtu/h | 199 | 199 | 199 | 199 | 4192.3334 | 3885.5833 | 4905 | UEF | Unitless | 0.81 | 0.94 | 0.97 | 0.99 | -2720.8534 | -2098.3225 | -2467.37 | 1 |  |  | 1219.94 | 1554.1258 | 2143.33 | 2.059 | 3.059 | 0 | 0 | 2511.8193 | 3199.8978 | 4413.0513 | 3731.7593 | 4754.0236 | 6556.3813 | 2050 | Intermediate | 20 | Prevailing local wages, Drive time, Local code requirements, Access, Moisture issues present, Condition of existing flue, Need to bring in combustion air, Condition of existing electrical system, Condition of existing plumbing, Condition of existing gas line, Presence of hazardous materials, Type of equipment | 2 | 91 | 0 | 2023 | 1) Higher typical efficiency product with the same costs as ref. case despite increased efficiency
166 | 2023 | Residential | Water Heating | Water Heater | Gas-Fired Instantaneous | Gas | Water Heater Gas-Fired Instantaneous | 2023$ | Residential Gas-Fired Instantaneous Water Heater |  | 0 | 0 | 0 | Heating Capacity | kBtu/h | 199 | 199 | 199 | 199 | 4192.3334 | 3885.5833 | 4905 | UEF | Unitless | 0.81 | 0.92 | 0.97 | 0.99 | -2720.8534 | -2098.3225 | -2467.37 | 1 |  |  | 1136.0933 | 1476.4142 | 2045.23 | 2.059 | 3.059 | 0 | 0 | 2339.1816 | 3039.8919 | 4211.0664 | 3475.2749 | 4516.306 | 6256.2964 | 2023 | Advanced | 20 | Prevailing local wages, Drive time, Local code requirements, Access, Moisture issues present, Condition of existing flue, Need to bring in combustion air, Condition of existing electrical system, Condition of existing plumbing, Condition of existing gas line, Presence of hazardous materials, Type of equipment | 2 | 91 | 0 | 2023 | 1) Higher typical efficiency product with the same costs as ref. case despite increased efficiency
166 | 2023 | Residential | Water Heating | Water Heater | Gas-Fired Instantaneous | Gas | Water Heater Gas-Fired Instantaneous | 2023$ | Residential Gas-Fired Instantaneous Water Heater |  | 0 | 0 | 0 | Heating Capacity | kBtu/h | 199 | 199 | 199 | 199 | 4192.3334 | 3885.5833 | 4905 | UEF | Unitless | 0.81 | 0.95 | 0.97 | 0.99 | -2720.8534 | -2098.3225 | -2467.37 | 1 |  |  | 1261.8633 | 1592.9817 | 2192.38 | 2.059 | 3.059 | 0 | 0 | 2598.1382 | 3279.9008 | 4514.0437 | 3860.0015 | 4872.8825 | 6706.4237 | 2030 | Advanced | 20 | Prevailing local wages, Drive time, Local code requirements, Access, Moisture issues present, Condition of existing flue, Need to bring in combustion air, Condition of existing electrical system, Condition of existing plumbing, Condition of existing gas line, Presence of hazardous materials, Type of equipment | 2 | 91 | 0 | 2023 | 1) Higher typical efficiency product with the same costs as ref. case despite increased efficiency
166 | 2023 | Residential | Water Heating | Water Heater | Gas-Fired Instantaneous | Gas | Water Heater Gas-Fired Instantaneous | 2023$ | Residential Gas-Fired Instantaneous Water Heater |  | 0 | 0 | 0 | Heating Capacity | kBtu/h | 199 | 199 | 199 | 199 | 4192.3334 | 3885.5833 | 4905 | UEF | Unitless | 0.81 | 0.955 | 0.97 | 0.99 | -2720.8534 | -2098.3225 | -2467.37 | 1 |  |  | 1282.825 | 1612.4096 | 2216.905 | 2.059 | 3.059 | 0 | 0 | 2641.2977 | 3319.9023 | 4564.54 | 3924.1227 | 4932.3119 | 6781.445 | 2035 | Advanced | 20 | Prevailing local wages, Drive time, Local code requirements, Access, Moisture issues present, Condition of existing flue, Need to bring in combustion air, Condition of existing electrical system, Condition of existing plumbing, Condition of existing gas line, Presence of hazardous materials, Type of equipment | 2 | 91 | 0 | 2023 | 1) Higher typical efficiency product with the same costs as ref. case despite increased efficiency
166 | 2023 | Residential | Water Heating | Water Heater | Gas-Fired Instantaneous | Gas | Water Heater Gas-Fired Instantaneous | 2023$ | Residential Gas-Fired Instantaneous Water Heater |  | 0 | 0 | 0 | Heating Capacity | kBtu/h | 199 | 199 | 199 | 199 | 4192.3334 | 3885.5833 | 4905 | UEF | Unitless | 0.81 | 0.96 | 0.97 | 0.99 | -2720.8534 | -2098.3225 | -2467.37 | 1 |  |  | 1303.7867 | 1631.8375 | 2241.43 | 2.059 | 3.059 | 0 | 0 | 2684.4571 | 3359.9038 | 4615.0362 | 3988.2438 | 4991.7413 | 6856.4662 | 2040 | Advanced | 20 | Prevailing local wages, Drive time, Local code requirements, Access, Moisture issues present, Condition of existing flue, Need to bring in combustion air, Condition of existing electrical system, Condition of existing plumbing, Condition of existing gas line, Presence of hazardous materials, Type of equipment | 2 | 91 | 0 | 2023 | 1) Higher typical efficiency product with the same costs as ref. case despite increased efficiency
166 | 2023 | Residential | Water Heating | Water Heater | Gas-Fired Instantaneous | Gas | Water Heater Gas-Fired Instantaneous | 2023$ | Residential Gas-Fired Instantaneous Water Heater |  | 0 | 0 | 0 | Heating Capacity | kBtu/h | 199 | 199 | 199 | 199 | 4192.3334 | 3885.5833 | 4905 | UEF | Unitless | 0.81 | 0.96 | 0.97 | 0.99 | -2720.8534 | -2098.3225 | -2467.37 | 1 |  |  | 1303.7867 | 1631.8375 | 2241.43 | 2.059 | 3.059 | 0 | 0 | 2684.4571 | 3359.9038 | 4615.0362 | 3988.2438 | 4991.7413 | 6856.4662 | 2045 | Advanced | 20 | Prevailing local wages, Drive time, Local code requirements, Access, Moisture issues present, Condition of existing flue, Need to bring in combustion air, Condition of existing electrical system, Condition of existing plumbing, Condition of existing gas line, Presence of hazardous materials, Type of equipment | 2 | 91 | 0 | 2023 | 1) Higher typical efficiency product with the same costs as ref. case despite increased efficiency
166 | 2023 | Residential | Water Heating | Water Heater | Gas-Fired Instantaneous | Gas | Water Heater Gas-Fired Instantaneous | 2023$ | Residential Gas-Fired Instantaneous Water Heater |  | 0 | 0 | 0 | Heating Capacity | kBtu/h | 199 | 199 | 199 | 199 | 4192.3334 | 3885.5833 | 4905 | UEF | Unitless | 0.81 | 0.96 | 0.97 | 0.99 | -2720.8534 | -2098.3225 | -2467.37 | 1 |  |  | 1303.7867 | 1631.8375 | 2241.43 | 2.059 | 3.059 | 0 | 0 | 2684.4571 | 3359.9038 | 4615.0362 | 3988.2438 | 4991.7413 | 6856.4662 | 2050 | Advanced | 20 | Prevailing local wages, Drive time, Local code requirements, Access, Moisture issues present, Condition of existing flue, Need to bring in combustion air, Condition of existing electrical system, Condition of existing plumbing, Condition of existing gas line, Presence of hazardous materials, Type of equipment | 2 | 91 | 0 | 2023 | 1) Higher typical efficiency product with the same costs as ref. case despite increased efficiency
167 | 2023 | Residential | Water Heating | Water Heater | Grid Enabled Electric Resistance | Electricity | Water Heater Grid Enabled Electric Resistance | 2023$ |  |  | 0 | 0 | 0 | Nominal Volume | Gallons | 90 | 90 | 90 | 90 | 0 | 0 | 0 | UEF | Unitless | 0.92 | 0.92 | 0.92 | 0.92 | 1127.72 | 1409.65 | 1691.58 | 1 |  |  | 1127.72 | 1409.65 | 1691.58 | 1 | 1 | 455 | 955 | 1582.72 | 1864.65 | 2146.58 | 2082.72 | 2364.65 | 2646.58 | 2023 | Reference | 13 | Prevailing local wages, Drive time, Local code requirements, Condition of existing electrical system, Need for additional wiring/switching, Type of equipment | 2 | 3 | 0 | 2020 | 1) Retrofit costs were taken from Electric Storage Water Heaters in the NREMDB database. Install costs were taken from the GEB databook.
167 | 2023 | Residential | Water Heating | Water Heater | Grid Enabled Electric Resistance | Electricity | Water Heater Grid Enabled Electric Resistance | 2023$ |  |  | 0 | 0 | 0 | Nominal Volume | Gallons | 90 | 90 | 90 | 90 | 0 | 0 | 0 | UEF | Unitless | 0.92 | 0.92 | 0.92 | 0.92 | 1127.72 | 1409.65 | 1691.58 | 1 |  |  | 1127.72 | 1409.65 | 1691.58 | 1 | 1 | 455 | 955 | 1582.72 | 1864.65 | 2146.58 | 2082.72 | 2364.65 | 2646.58 | 2030 | Reference | 13 | Prevailing local wages, Drive time, Local code requirements, Condition of existing electrical system, Need for additional wiring/switching, Type of equipment | 2 | 3 | 0 | 2020 | 1) Retrofit costs were taken from Electric Storage Water Heaters in the NREMDB database. Install costs were taken from the GEB databook.
167 | 2023 | Residential | Water Heating | Water Heater | Grid Enabled Electric Resistance | Electricity | Water Heater Grid Enabled Electric Resistance | 2023$ |  |  | 0 | 0 | 0 | Nominal Volume | Gallons | 90 | 90 | 90 | 90 | 0 | 0 | 0 | UEF | Unitless | 0.92 | 0.92 | 0.92 | 0.92 | 1127.72 | 1409.65 | 1691.58 | 1 |  |  | 1127.72 | 1409.65 | 1691.58 | 1 | 1 | 455 | 955 | 1582.72 | 1864.65 | 2146.58 | 2082.72 | 2364.65 | 2646.58 | 2035 | Reference | 13 | Prevailing local wages, Drive time, Local code requirements, Condition of existing electrical system, Need for additional wiring/switching, Type of equipment | 2 | 3 | 0 | 2020 | 1) Retrofit costs were taken from Electric Storage Water Heaters in the NREMDB database. Install costs were taken from the GEB databook.
167 | 2023 | Residential | Water Heating | Water Heater | Grid Enabled Electric Resistance | Electricity | Water Heater Grid Enabled Electric Resistance | 2023$ |  |  | 0 | 0 | 0 | Nominal Volume | Gallons | 90 | 90 | 90 | 90 | 0 | 0 | 0 | UEF | Unitless | 0.92 | 0.92 | 0.92 | 0.92 | 1127.72 | 1409.65 | 1691.58 | 1 |  |  | 1127.72 | 1409.65 | 1691.58 | 1 | 1 | 455 | 955 | 1582.72 | 1864.65 | 2146.58 | 2082.72 | 2364.65 | 2646.58 | 2040 | Reference | 13 | Prevailing local wages, Drive time, Local code requirements, Condition of existing electrical system, Need for additional wiring/switching, Type of equipment | 2 | 3 | 0 | 2020 | 1) Retrofit costs were taken from Electric Storage Water Heaters in the NREMDB database. Install costs were taken from the GEB databook.
167 | 2023 | Residential | Water Heating | Water Heater | Grid Enabled Electric Resistance | Electricity | Water Heater Grid Enabled Electric Resistance | 2023$ |  |  | 0 | 0 | 0 | Nominal Volume | Gallons | 90 | 90 | 90 | 90 | 0 | 0 | 0 | UEF | Unitless | 0.92 | 0.92 | 0.92 | 0.92 | 1127.72 | 1409.65 | 1691.58 | 1 |  |  | 1127.72 | 1409.65 | 1691.58 | 1 | 1 | 455 | 955 | 1582.72 | 1864.65 | 2146.58 | 2082.72 | 2364.65 | 2646.58 | 2045 | Reference | 13 | Prevailing local wages, Drive time, Local code requirements, Condition of existing electrical system, Need for additional wiring/switching, Type of equipment | 2 | 3 | 0 | 2020 | 1) Retrofit costs were taken from Electric Storage Water Heaters in the NREMDB database. Install costs were taken from the GEB databook.
167 | 2023 | Residential | Water Heating | Water Heater | Grid Enabled Electric Resistance | Electricity | Water Heater Grid Enabled Electric Resistance | 2023$ |  |  | 0 | 0 | 0 | Nominal Volume | Gallons | 90 | 90 | 90 | 90 | 0 | 0 | 0 | UEF | Unitless | 0.92 | 0.92 | 0.92 | 0.92 | 1127.72 | 1409.65 | 1691.58 | 1 |  |  | 1127.72 | 1409.65 | 1691.58 | 1 | 1 | 455 | 955 | 1582.72 | 1864.65 | 2146.58 | 2082.72 | 2364.65 | 2646.58 | 2050 | Reference | 13 | Prevailing local wages, Drive time, Local code requirements, Condition of existing electrical system, Need for additional wiring/switching, Type of equipment | 2 | 3 | 0 | 2020 | 1) Retrofit costs were taken from Electric Storage Water Heaters in the NREMDB database. Install costs were taken from the GEB databook.
167 | 2023 | Residential | Water Heating | Water Heater | Grid Enabled Electric Resistance | Electricity | Water Heater Grid Enabled Electric Resistance | 2023$ |  |  | 0 | 0 | 0 | Nominal Volume | Gallons | 90 | 90 | 90 | 90 | 0 | 0 | 0 | UEF | Unitless | 0.92 | 0.92 | 0.92 | 0.92 | 1127.72 | 1409.65 | 1691.58 | 1 |  |  | 1127.72 | 1409.65 | 1691.58 | 1 | 1 | 455 | 955 | 1582.72 | 1864.65 | 2146.58 | 2082.72 | 2364.65 | 2646.58 | 2023 | Intermediate | 13 | Prevailing local wages, Drive time, Local code requirements, Condition of existing electrical system, Need for additional wiring/switching, Type of equipment | 2 | 3 | 0 | 2020 | 1) Retrofit costs were taken from Electric Storage Water Heaters in the NREMDB database. Install costs were taken from the GEB databook.
167 | 2023 | Residential | Water Heating | Water Heater | Grid Enabled Electric Resistance | Electricity | Water Heater Grid Enabled Electric Resistance | 2023$ |  |  | 0 | 0 | 0 | Nominal Volume | Gallons | 90 | 90 | 90 | 90 | 0 | 0 | 0 | UEF | Unitless | 0.92 | 0.92 | 0.92 | 0.92 | 1127.72 | 1409.65 | 1691.58 | 1 |  |  | 1127.72 | 1409.65 | 1691.58 | 1 | 1 | 455 | 955 | 1582.72 | 1864.65 | 2146.58 | 2082.72 | 2364.65 | 2646.58 | 2030 | Intermediate | 13 | Prevailing local wages, Drive time, Local code requirements, Condition of existing electrical system, Need for additional wiring/switching, Type of equipment | 2 | 3 | 0 | 2020 | 1) Retrofit costs were taken from Electric Storage Water Heaters in the NREMDB database. Install costs were taken from the GEB databook.
167 | 2023 | Residential | Water Heating | Water Heater | Grid Enabled Electric Resistance | Electricity | Water Heater Grid Enabled Electric Resistance | 2023$ |  |  | 0 | 0 | 0 | Nominal Volume | Gallons | 90 | 90 | 90 | 90 | 0 | 0 | 0 | UEF | Unitless | 0.92 | 0.92 | 0.92 | 0.92 | 1127.72 | 1409.65 | 1691.58 | 1 |  |  | 1127.72 | 1409.65 | 1691.58 | 1 | 1 | 455 | 955 | 1582.72 | 1864.65 | 2146.58 | 2082.72 | 2364.65 | 2646.58 | 2035 | Intermediate | 13 | Prevailing local wages, Drive time, Local code requirements, Condition of existing electrical system, Need for additional wiring/switching, Type of equipment | 2 | 3 | 0 | 2020 | 1) Retrofit costs were taken from Electric Storage Water Heaters in the NREMDB database. Install costs were taken from the GEB databook.
167 | 2023 | Residential | Water Heating | Water Heater | Grid Enabled Electric Resistance | Electricity | Water Heater Grid Enabled Electric Resistance | 2023$ |  |  | 0 | 0 | 0 | Nominal Volume | Gallons | 90 | 90 | 90 | 90 | 0 | 0 | 0 | UEF | Unitless | 0.92 | 0.92 | 0.92 | 0.92 | 1127.72 | 1409.65 | 1691.58 | 1 |  |  | 1127.72 | 1409.65 | 1691.58 | 1 | 1 | 455 | 955 | 1582.72 | 1864.65 | 2146.58 | 2082.72 | 2364.65 | 2646.58 | 2040 | Intermediate | 13 | Prevailing local wages, Drive time, Local code requirements, Condition of existing electrical system, Need for additional wiring/switching, Type of equipment | 2 | 3 | 0 | 2020 | 1) Retrofit costs were taken from Electric Storage Water Heaters in the NREMDB database. Install costs were taken from the GEB databook.
167 | 2023 | Residential | Water Heating | Water Heater | Grid Enabled Electric Resistance | Electricity | Water Heater Grid Enabled Electric Resistance | 2023$ |  |  | 0 | 0 | 0 | Nominal Volume | Gallons | 90 | 90 | 90 | 90 | 0 | 0 | 0 | UEF | Unitless | 0.92 | 0.92 | 0.92 | 0.92 | 1127.72 | 1409.65 | 1691.58 | 1 |  |  | 1127.72 | 1409.65 | 1691.58 | 1 | 1 | 455 | 955 | 1582.72 | 1864.65 | 2146.58 | 2082.72 | 2364.65 | 2646.58 | 2045 | Intermediate | 13 | Prevailing local wages, Drive time, Local code requirements, Condition of existing electrical system, Need for additional wiring/switching, Type of equipment | 2 | 3 | 0 | 2020 | 1) Retrofit costs were taken from Electric Storage Water Heaters in the NREMDB database. Install costs were taken from the GEB databook.
167 | 2023 | Residential | Water Heating | Water Heater | Grid Enabled Electric Resistance | Electricity | Water Heater Grid Enabled Electric Resistance | 2023$ |  |  | 0 | 0 | 0 | Nominal Volume | Gallons | 90 | 90 | 90 | 90 | 0 | 0 | 0 | UEF | Unitless | 0.92 | 0.92 | 0.92 | 0.92 | 1127.72 | 1409.65 | 1691.58 | 1 |  |  | 1127.72 | 1409.65 | 1691.58 | 1 | 1 | 455 | 955 | 1582.72 | 1864.65 | 2146.58 | 2082.72 | 2364.65 | 2646.58 | 2050 | Intermediate | 13 | Prevailing local wages, Drive time, Local code requirements, Condition of existing electrical system, Need for additional wiring/switching, Type of equipment | 2 | 3 | 0 | 2020 | 1) Retrofit costs were taken from Electric Storage Water Heaters in the NREMDB database. Install costs were taken from the GEB databook.
167 | 2023 | Residential | Water Heating | Water Heater | Grid Enabled Electric Resistance | Electricity | Water Heater Grid Enabled Electric Resistance | 2023$ |  |  | 0 | 0 | 0 | Nominal Volume | Gallons | 90 | 90 | 90 | 90 | 0 | 0 | 0 | UEF | Unitless | 0.92 | 0.92 | 0.92 | 0.92 | 1127.72 | 1409.65 | 1691.58 | 1 |  |  | 1127.72 | 1409.65 | 1691.58 | 1 | 1 | 455 | 955 | 1582.72 | 1864.65 | 2146.58 | 2082.72 | 2364.65 | 2646.58 | 2023 | Advanced | 13 | Prevailing local wages, Drive time, Local code requirements, Condition of existing electrical system, Need for additional wiring/switching, Type of equipment | 2 | 3 | 0 | 2020 | 1) Retrofit costs were taken from Electric Storage Water Heaters in the NREMDB database. Install costs were taken from the GEB databook.
167 | 2023 | Residential | Water Heating | Water Heater | Grid Enabled Electric Resistance | Electricity | Water Heater Grid Enabled Electric Resistance | 2023$ |  |  | 0 | 0 | 0 | Nominal Volume | Gallons | 90 | 90 | 90 | 90 | 0 | 0 | 0 | UEF | Unitless | 0.92 | 0.92 | 0.92 | 0.92 | 1127.72 | 1409.65 | 1691.58 | 1 |  |  | 1127.72 | 1409.65 | 1691.58 | 1 | 1 | 455 | 955 | 1582.72 | 1864.65 | 2146.58 | 2082.72 | 2364.65 | 2646.58 | 2030 | Advanced | 13 | Prevailing local wages, Drive time, Local code requirements, Condition of existing electrical system, Need for additional wiring/switching, Type of equipment | 2 | 3 | 0 | 2020 | 1) Retrofit costs were taken from Electric Storage Water Heaters in the NREMDB database. Install costs were taken from the GEB databook.
167 | 2023 | Residential | Water Heating | Water Heater | Grid Enabled Electric Resistance | Electricity | Water Heater Grid Enabled Electric Resistance | 2023$ |  |  | 0 | 0 | 0 | Nominal Volume | Gallons | 90 | 90 | 90 | 90 | 0 | 0 | 0 | UEF | Unitless | 0.92 | 0.92 | 0.92 | 0.92 | 1127.72 | 1409.65 | 1691.58 | 1 |  |  | 1127.72 | 1409.65 | 1691.58 | 1 | 1 | 455 | 955 | 1582.72 | 1864.65 | 2146.58 | 2082.72 | 2364.65 | 2646.58 | 2035 | Advanced | 13 | Prevailing local wages, Drive time, Local code requirements, Condition of existing electrical system, Need for additional wiring/switching, Type of equipment | 2 | 3 | 0 | 2020 | 1) Retrofit costs were taken from Electric Storage Water Heaters in the NREMDB database. Install costs were taken from the GEB databook.
167 | 2023 | Residential | Water Heating | Water Heater | Grid Enabled Electric Resistance | Electricity | Water Heater Grid Enabled Electric Resistance | 2023$ |  |  | 0 | 0 | 0 | Nominal Volume | Gallons | 90 | 90 | 90 | 90 | 0 | 0 | 0 | UEF | Unitless | 0.92 | 0.92 | 0.92 | 0.92 | 1127.72 | 1409.65 | 1691.58 | 1 |  |  | 1127.72 | 1409.65 | 1691.58 | 1 | 1 | 455 | 955 | 1582.72 | 1864.65 | 2146.58 | 2082.72 | 2364.65 | 2646.58 | 2040 | Advanced | 13 | Prevailing local wages, Drive time, Local code requirements, Condition of existing electrical system, Need for additional wiring/switching, Type of equipment | 2 | 3 | 0 | 2020 | 1) Retrofit costs were taken from Electric Storage Water Heaters in the NREMDB database. Install costs were taken from the GEB databook.
167 | 2023 | Residential | Water Heating | Water Heater | Grid Enabled Electric Resistance | Electricity | Water Heater Grid Enabled Electric Resistance | 2023$ |  |  | 0 | 0 | 0 | Nominal Volume | Gallons | 90 | 90 | 90 | 90 | 0 | 0 | 0 | UEF | Unitless | 0.92 | 0.92 | 0.92 | 0.92 | 1127.72 | 1409.65 | 1691.58 | 1 |  |  | 1127.72 | 1409.65 | 1691.58 | 1 | 1 | 455 | 955 | 1582.72 | 1864.65 | 2146.58 | 2082.72 | 2364.65 | 2646.58 | 2045 | Advanced | 13 | Prevailing local wages, Drive time, Local code requirements, Condition of existing electrical system, Need for additional wiring/switching, Type of equipment | 2 | 3 | 0 | 2020 | 1) Retrofit costs were taken from Electric Storage Water Heaters in the NREMDB database. Install costs were taken from the GEB databook.
167 | 2023 | Residential | Water Heating | Water Heater | Grid Enabled Electric Resistance | Electricity | Water Heater Grid Enabled Electric Resistance | 2023$ |  |  | 0 | 0 | 0 | Nominal Volume | Gallons | 90 | 90 | 90 | 90 | 0 | 0 | 0 | UEF | Unitless | 0.92 | 0.92 | 0.92 | 0.92 | 1127.72 | 1409.65 | 1691.58 | 1 |  |  | 1127.72 | 1409.65 | 1691.58 | 1 | 1 | 455 | 955 | 1582.72 | 1864.65 | 2146.58 | 2082.72 | 2364.65 | 2646.58 | 2050 | Advanced | 13 | Prevailing local wages, Drive time, Local code requirements, Condition of existing electrical system, Need for additional wiring/switching, Type of equipment | 2 | 3 | 0 | 2020 | 1) Retrofit costs were taken from Electric Storage Water Heaters in the NREMDB database. Install costs were taken from the GEB databook.
168 | 2023 | Residential | Controls | Water Heater | Heat Pump Tank Add-On Control | Electricity | Water Heater Heat Pump Tank Add-On Control | 2023$ |  | Residential Water Heater Heat Pump Tank Add-On Control | 0 | 0 | 0 | N/A | N/A | 0 | 0 | 0 | 0 | 0 | 0 | 0 | N/A | N/A | N/A | 0 | 0 | 0 | 25 | 121 | 50 | 1 |  |  | 25 | 121 | 50 | 1 | 1 | 22.97 | 45.94 | 47.97 | 143.97 | 72.97 | 70.94 | 166.94 | 95.94 | 2023 | Reference | 13 | Prevailing local wages, Drive time, Local code requirements, Condition of existing electrical system, Need for additional wiring/switching, Type of equipment | 1 | 6 | 0 | 2020 | 1) Grid-interactive add-on controls for residential water heater, bi-directional LTE controls, mixing valve.
168 | 2023 | Residential | Controls | Water Heater |  | Electricity | Water Heater Heat Pump Tank Add-On Control | 2023$ |  |  | 0 | 0 | 0 | N/A | N/A | 0 | 0 | 0 | 0 | 0 | 0 | 0 | N/A | N/A | N/A | 0 | 0 | 0 | 25 | 121 | 50 | 1 |  |  | 25 | 121 | 50 | 1 | 1 | 22.97 | 45.94 | 47.97 | 143.97 | 72.97 | 70.94 | 166.94 | 95.94 | 2030 | Reference | 13 | Prevailing local wages, Drive time, Local code requirements, Condition of existing electrical system, Need for additional wiring/switching, Type of equipment | 1 | 6 | 0 | 2020 | 1) Grid-interactive add-on controls for residential water heater, bi-directional LTE controls, mixing valve.
168 | 2023 | Residential | Controls | Water Heater |  | Electricity | Water Heater Heat Pump Tank Add-On Control | 2023$ |  |  | 0 | 0 | 0 | N/A | N/A | 0 | 0 | 0 | 0 | 0 | 0 | 0 | N/A | N/A | N/A | 0 | 0 | 0 | 25 | 121 | 50 | 1 |  |  | 25 | 121 | 50 | 1 | 1 | 22.97 | 45.94 | 47.97 | 143.97 | 72.97 | 70.94 | 166.94 | 95.94 | 2035 | Reference | 13 | Prevailing local wages, Drive time, Local code requirements, Condition of existing electrical system, Need for additional wiring/switching, Type of equipment | 1 | 6 | 0 | 2020 | 1) Grid-interactive add-on controls for residential water heater, bi-directional LTE controls, mixing valve.
168 | 2023 | Residential | Controls | Water Heater |  | Electricity | Water Heater Heat Pump Tank Add-On Control | 2023$ |  |  | 0 | 0 | 0 | N/A | N/A | 0 | 0 | 0 | 0 | 0 | 0 | 0 | N/A | N/A | N/A | 0 | 0 | 0 | 25 | 121 | 50 | 1 |  |  | 25 | 121 | 50 | 1 | 1 | 22.97 | 45.94 | 47.97 | 143.97 | 72.97 | 70.94 | 166.94 | 95.94 | 2040 | Reference | 13 | Prevailing local wages, Drive time, Local code requirements, Condition of existing electrical system, Need for additional wiring/switching, Type of equipment | 1 | 6 | 0 | 2020 | 1) Grid-interactive add-on controls for residential water heater, bi-directional LTE controls, mixing valve.
168 | 2023 | Residential | Controls | Water Heater |  | Electricity | Water Heater Heat Pump Tank Add-On Control | 2023$ |  |  | 0 | 0 | 0 | N/A | N/A | 0 | 0 | 0 | 0 | 0 | 0 | 0 | N/A | N/A | N/A | 0 | 0 | 0 | 25 | 121 | 50 | 1 |  |  | 25 | 121 | 50 | 1 | 1 | 22.97 | 45.94 | 47.97 | 143.97 | 72.97 | 70.94 | 166.94 | 95.94 | 2045 | Reference | 13 | Prevailing local wages, Drive time, Local code requirements, Condition of existing electrical system, Need for additional wiring/switching, Type of equipment | 1 | 6 | 0 | 2020 | 1) Grid-interactive add-on controls for residential water heater, bi-directional LTE controls, mixing valve.
168 | 2023 | Residential | Controls | Water Heater |  | Electricity | Water Heater Heat Pump Tank Add-On Control | 2023$ |  |  | 0 | 0 | 0 | N/A | N/A | 0 | 0 | 0 | 0 | 0 | 0 | 0 | N/A | N/A | N/A | 0 | 0 | 0 | 25 | 121 | 50 | 1 |  |  | 25 | 121 | 50 | 1 | 1 | 22.97 | 45.94 | 47.97 | 143.97 | 72.97 | 70.94 | 166.94 | 95.94 | 2050 | Reference | 13 | Prevailing local wages, Drive time, Local code requirements, Condition of existing electrical system, Need for additional wiring/switching, Type of equipment | 1 | 6 | 0 | 2020 | 1) Grid-interactive add-on controls for residential water heater, bi-directional LTE controls, mixing valve.
168 | 2023 | Residential | Controls | Water Heater |  | Electricity | Water Heater Heat Pump Tank Add-On Control | 2023$ |  |  | 0 | 0 | 0 | N/A | N/A | 0 | 0 | 0 | 0 | 0 | 0 | 0 | N/A | N/A | N/A | 0 | 0 | 0 | 25 | 121 | 50 | 1 |  |  | 25 | 121 | 50 | 1 | 1 | 22.97 | 45.94 | 47.97 | 143.97 | 72.97 | 70.94 | 166.94 | 95.94 | 2023 | Intermediate | 13 | Prevailing local wages, Drive time, Local code requirements, Condition of existing electrical system, Need for additional wiring/switching, Type of equipment | 1 | 6 | 0 | 2020 | 1) Grid-interactive add-on controls for residential water heater, bi-directional LTE controls, mixing valve.
168 | 2023 | Residential | Controls | Water Heater |  | Electricity | Water Heater Heat Pump Tank Add-On Control | 2023$ |  |  | 0 | 0 | 0 | N/A | N/A | 0 | 0 | 0 | 0 | 0 | 0 | 0 | N/A | N/A | N/A | 0 | 0 | 0 | 25 | 121 | 50 | 1 |  |  | 25 | 121 | 50 | 1 | 1 | 22.97 | 45.94 | 47.97 | 143.97 | 72.97 | 70.94 | 166.94 | 95.94 | 2030 | Intermediate | 13 | Prevailing local wages, Drive time, Local code requirements, Condition of existing electrical system, Need for additional wiring/switching, Type of equipment | 1 | 6 | 0 | 2020 | 1) Grid-interactive add-on controls for residential water heater, bi-directional LTE controls, mixing valve.
168 | 2023 | Residential | Controls | Water Heater |  | Electricity | Water Heater Heat Pump Tank Add-On Control | 2023$ |  |  | 0 | 0 | 0 | N/A | N/A | 0 | 0 | 0 | 0 | 0 | 0 | 0 | N/A | N/A | N/A | 0 | 0 | 0 | 25 | 121 | 50 | 1 |  |  | 25 | 121 | 50 | 1 | 1 | 22.97 | 45.94 | 47.97 | 143.97 | 72.97 | 70.94 | 166.94 | 95.94 | 2035 | Intermediate | 13 | Prevailing local wages, Drive time, Local code requirements, Condition of existing electrical system, Need for additional wiring/switching, Type of equipment | 1 | 6 | 0 | 2020 | 1) Grid-interactive add-on controls for residential water heater, bi-directional LTE controls, mixing valve.
168 | 2023 | Residential | Controls | Water Heater |  | Electricity | Water Heater Heat Pump Tank Add-On Control | 2023$ |  |  | 0 | 0 | 0 | N/A | N/A | 0 | 0 | 0 | 0 | 0 | 0 | 0 | N/A | N/A | N/A | 0 | 0 | 0 | 25 | 121 | 50 | 1 |  |  | 25 | 121 | 50 | 1 | 1 | 22.97 | 45.94 | 47.97 | 143.97 | 72.97 | 70.94 | 166.94 | 95.94 | 2040 | Intermediate | 13 | Prevailing local wages, Drive time, Local code requirements, Condition of existing electrical system, Need for additional wiring/switching, Type of equipment | 1 | 6 | 0 | 2020 | 1) Grid-interactive add-on controls for residential water heater, bi-directional LTE controls, mixing valve.
168 | 2023 | Residential | Controls | Water Heater |  | Electricity | Water Heater Heat Pump Tank Add-On Control | 2023$ |  |  | 0 | 0 | 0 | N/A | N/A | 0 | 0 | 0 | 0 | 0 | 0 | 0 | N/A | N/A | N/A | 0 | 0 | 0 | 25 | 121 | 50 | 1 |  |  | 25 | 121 | 50 | 1 | 1 | 22.97 | 45.94 | 47.97 | 143.97 | 72.97 | 70.94 | 166.94 | 95.94 | 2045 | Intermediate | 13 | Prevailing local wages, Drive time, Local code requirements, Condition of existing electrical system, Need for additional wiring/switching, Type of equipment | 1 | 6 | 0 | 2020 | 1) Grid-interactive add-on controls for residential water heater, bi-directional LTE controls, mixing valve.
168 | 2023 | Residential | Controls | Water Heater |  | Electricity | Water Heater Heat Pump Tank Add-On Control | 2023$ |  |  | 0 | 0 | 0 | N/A | N/A | 0 | 0 | 0 | 0 | 0 | 0 | 0 | N/A | N/A | N/A | 0 | 0 | 0 | 25 | 121 | 50 | 1 |  |  | 25 | 121 | 50 | 1 | 1 | 22.97 | 45.94 | 47.97 | 143.97 | 72.97 | 70.94 | 166.94 | 95.94 | 2050 | Intermediate | 13 | Prevailing local wages, Drive time, Local code requirements, Condition of existing electrical system, Need for additional wiring/switching, Type of equipment | 1 | 6 | 0 | 2020 | 1) Grid-interactive add-on controls for residential water heater, bi-directional LTE controls, mixing valve.
168 | 2023 | Residential | Controls | Water Heater |  | Electricity | Water Heater Heat Pump Tank Add-On Control | 2023$ |  |  | 0 | 0 | 0 | N/A | N/A | 0 | 0 | 0 | 0 | 0 | 0 | 0 | N/A | N/A | N/A | 0 | 0 | 0 | 25 | 121 | 50 | 1 |  |  | 25 | 121 | 50 | 1 | 1 | 22.97 | 45.94 | 47.97 | 143.97 | 72.97 | 70.94 | 166.94 | 95.94 | 2023 | Advanced | 13 | Prevailing local wages, Drive time, Local code requirements, Condition of existing electrical system, Need for additional wiring/switching, Type of equipment | 1 | 6 | 0 | 2020 | 1) Grid-interactive add-on controls for residential water heater, bi-directional LTE controls, mixing valve.
168 | 2023 | Residential | Controls | Water Heater |  | Electricity | Water Heater Heat Pump Tank Add-On Control | 2023$ |  |  | 0 | 0 | 0 | N/A | N/A | 0 | 0 | 0 | 0 | 0 | 0 | 0 | N/A | N/A | N/A | 0 | 0 | 0 | 25 | 121 | 50 | 1 |  |  | 25 | 121 | 50 | 1 | 1 | 22.97 | 45.94 | 47.97 | 143.97 | 72.97 | 70.94 | 166.94 | 95.94 | 2030 | Advanced | 13 | Prevailing local wages, Drive time, Local code requirements, Condition of existing electrical system, Need for additional wiring/switching, Type of equipment | 1 | 6 | 0 | 2020 | 1) Grid-interactive add-on controls for residential water heater, bi-directional LTE controls, mixing valve.
168 | 2023 | Residential | Controls | Water Heater |  | Electricity | Water Heater Heat Pump Tank Add-On Control | 2023$ |  |  | 0 | 0 | 0 | N/A | N/A | 0 | 0 | 0 | 0 | 0 | 0 | 0 | N/A | N/A | N/A | 0 | 0 | 0 | 25 | 121 | 50 | 1 |  |  | 25 | 121 | 50 | 1 | 1 | 22.97 | 45.94 | 47.97 | 143.97 | 72.97 | 70.94 | 166.94 | 95.94 | 2035 | Advanced | 13 | Prevailing local wages, Drive time, Local code requirements, Condition of existing electrical system, Need for additional wiring/switching, Type of equipment | 1 | 6 | 0 | 2020 | 1) Grid-interactive add-on controls for residential water heater, bi-directional LTE controls, mixing valve.
168 | 2023 | Residential | Controls | Water Heater |  | Electricity | Water Heater Heat Pump Tank Add-On Control | 2023$ |  |  | 0 | 0 | 0 | N/A | N/A | 0 | 0 | 0 | 0 | 0 | 0 | 0 | N/A | N/A | N/A | 0 | 0 | 0 | 25 | 121 | 50 | 1 |  |  | 25 | 121 | 50 | 1 | 1 | 22.97 | 45.94 | 47.97 | 143.97 | 72.97 | 70.94 | 166.94 | 95.94 | 2040 | Advanced | 13 | Prevailing local wages, Drive time, Local code requirements, Condition of existing electrical system, Need for additional wiring/switching, Type of equipment | 1 | 6 | 0 | 2020 | 1) Grid-interactive add-on controls for residential water heater, bi-directional LTE controls, mixing valve.
168 | 2023 | Residential | Controls | Water Heater |  | Electricity | Water Heater Heat Pump Tank Add-On Control | 2023$ |  |  | 0 | 0 | 0 | N/A | N/A | 0 | 0 | 0 | 0 | 0 | 0 | 0 | N/A | N/A | N/A | 0 | 0 | 0 | 25 | 121 | 50 | 1 |  |  | 25 | 121 | 50 | 1 | 1 | 22.97 | 45.94 | 47.97 | 143.97 | 72.97 | 70.94 | 166.94 | 95.94 | 2045 | Advanced | 13 | Prevailing local wages, Drive time, Local code requirements, Condition of existing electrical system, Need for additional wiring/switching, Type of equipment | 1 | 6 | 0 | 2020 | 1) Grid-interactive add-on controls for residential water heater, bi-directional LTE controls, mixing valve.
168 | 2023 | Residential | Controls | Water Heater |  | Electricity | Water Heater Heat Pump Tank Add-On Control | 2023$ |  |  | 0 | 0 | 0 | N/A | N/A | 0 | 0 | 0 | 0 | 0 | 0 | 0 | N/A | N/A | N/A | 0 | 0 | 0 | 25 | 121 | 50 | 1 |  |  | 25 | 121 | 50 | 1 | 1 | 22.97 | 45.94 | 47.97 | 143.97 | 72.97 | 70.94 | 166.94 | 95.94 | 2050 | Advanced | 13 | Prevailing local wages, Drive time, Local code requirements, Condition of existing electrical system, Need for additional wiring/switching, Type of equipment | 1 | 6 | 0 | 2020 | 1) Grid-interactive add-on controls for residential water heater, bi-directional LTE controls, mixing valve.
169 | 2023 | Residential | Water Heating | Water Heater | HP Tank | Electricity | Water Heater HP Tank | 2023$ | Water Heater HP Tank | Heat Pump WH | 28.3988 | 26.1968 | 12.612 | Nominal Volume | Gallons | 40 | 60 | 80 | 80 | 376.1462 | 511.4828 | 840.784 | UEF | Unitless | 3 | 3.33 | 3.73 | 4.07 | -974.6515 | -1123.3044 | -826.8423 | 1 |  |  | 1981.8407 | 2151.7425 | 2729.6889 | 1 | 1 | 518.192 | 1018.192 | 2500.0328 | 2669.9346 | 3247.881 | 3000.0328 | 3169.9346 | 3747.881 | 2023 | Reference | 15.1 | Prevailing local wages, Drive time, Local code requirements, Access, Moisture issues present, Condition of existing flue, Need to bring in combustion air, Condition of existing electrical system, Condition of existing plumbing, Condition of existing gas line, Presence of hazardous materials, Type of equipment | 2 | 30 | 0.3977 | 2023
169 | 2023 | Residential | Water Heating | Water Heater | HP Tank | Electricity | Water Heater HP Tank | 2023$ | Water Heater HP Tank | Heat Pump WH | 27.3065 | 25.1893 | 12.1269 | Nominal Volume | Gallons | 40 | 60 | 80 | 80 | 361.679 | 491.8103 | 808.4461 | UEF | Unitless | 3 | 3.33 | 3.73 | 4.07 | -937.1649 | -1080.1004 | -795.0407 | 1 |  |  | 1905.6161 | 2068.9832 | 2624.7009 | 1 | 1 | 518.192 | 1018.192 | 2423.8081 | 2587.1752 | 3142.8929 | 2923.8081 | 3087.1752 | 3642.8929 | 2030 | Reference | 15.1 | Prevailing local wages, Drive time, Local code requirements, Access, Moisture issues present, Condition of existing flue, Need to bring in combustion air, Condition of existing electrical system, Condition of existing plumbing, Condition of existing gas line, Presence of hazardous materials, Type of equipment | 2 | 30 | 0.3977 | 2023 | 0
169 | 2023 | Residential | Water Heating | Water Heater | HP Tank | Electricity | Water Heater HP Tank | 2023$ | Water Heater HP Tank | Heat Pump WH | 26.8286 | 24.7484 | 11.9147 | Nominal Volume | Gallons | 40 | 60 | 80 | 80 | 355.3496 | 483.2037 | 794.2983 | UEF | Unitless | 3 | 3.33 | 3.73 | 4.07 | -920.7645 | -1061.1986 | -781.1275 | 1 |  |  | 1872.2678 | 2032.776 | 2578.7686 | 1 | 1 | 518.192 | 1018.192 | 2390.4599 | 2550.968 | 3096.9607 | 2890.4599 | 3050.968 | 3596.9607 | 2035 | Reference | 15.1 | Prevailing local wages, Drive time, Local code requirements, Access, Moisture issues present, Condition of existing flue, Need to bring in combustion air, Condition of existing electrical system, Condition of existing plumbing, Condition of existing gas line, Presence of hazardous materials, Type of equipment | 2 | 30 | 0.3977 | 2023 | 0
169 | 2023 | Residential | Water Heating | Water Heater | HP Tank | Electricity | Water Heater HP Tank | 2023$ | Water Heater HP Tank | Heat Pump WH | 26.3508 | 24.3076 | 11.7025 | Nominal Volume | Gallons | 40 | 60 | 80 | 80 | 349.0202 | 474.597 | 780.1505 | UEF | Unitless | 3 | 3.33 | 3.73 | 4.07 | -904.3641 | -1042.2969 | -767.2143 | 1 |  |  | 1838.9195 | 1996.5688 | 2532.8364 | 1 | 1 | 518.192 | 1018.192 | 2357.1116 | 2514.7608 | 3051.0284 | 2857.1116 | 3014.7608 | 3551.0284 | 2040 | Reference | 15.1 | Prevailing local wages, Drive time, Local code requirements, Access, Moisture issues present, Condition of existing flue, Need to bring in combustion air, Condition of existing electrical system, Condition of existing plumbing, Condition of existing gas line, Presence of hazardous materials, Type of equipment | 2 | 30 | 0.3977 | 2023 | 0
169 | 2023 | Residential | Water Heating | Water Heater | HP Tank | Electricity | Water Heater HP Tank | 2023$ | Water Heater HP Tank | Heat Pump WH | 25.9412 | 23.9298 | 11.5206 | Nominal Volume | Gallons | 40 | 60 | 80 | 80 | 343.595 | 467.2198 | 768.0238 | UEF | Unitless | 3 | 3.33 | 3.73 | 4.07 | -890.3066 | -1026.0954 | -755.2887 | 1 |  |  | 1810.3353 | 1965.534 | 2493.4658 | 1 | 1 | 518.192 | 1018.192 | 2328.5273 | 2483.7261 | 3011.6579 | 2828.5273 | 2983.7261 | 3511.6579 | 2045 | Reference | 15.1 | Prevailing local wages, Drive time, Local code requirements, Access, Moisture issues present, Condition of existing flue, Need to bring in combustion air, Condition of existing electrical system, Condition of existing plumbing, Condition of existing gas line, Presence of hazardous materials, Type of equipment | 2 | 30 | 0.3977 | 2023 | 0
169 | 2023 | Residential | Water Heating | Water Heater | HP Tank | Electricity | Water Heater HP Tank | 2023$ | Water Heater HP Tank | Heat Pump WH | 25.5316 | 23.552 | 11.3387 | Nominal Volume | Gallons | 40 | 60 | 80 | 80 | 338.1699 | 459.8427 | 755.8971 | UEF | Unitless | 3 | 3.33 | 3.73 | 4.07 | -876.2492 | -1009.8939 | -743.3631 | 1 |  |  | 1781.7511 | 1934.4993 | 2454.0953 | 1 | 1 | 518.192 | 1018.192 | 2299.9431 | 2452.6913 | 2972.2874 | 2799.9431 | 2952.6913 | 3472.2874 | 2050 | Reference | 15.1 | Prevailing local wages, Drive time, Local code requirements, Access, Moisture issues present, Condition of existing flue, Need to bring in combustion air, Condition of existing electrical system, Condition of existing plumbing, Condition of existing gas line, Presence of hazardous materials, Type of equipment | 2 | 30 | 0.3977 | 2023 | 0
169 | 2023 | Residential | Water Heating | Water Heater | HP Tank | Electricity | Water Heater HP Tank | 2023$ | Water Heater HP Tank | Heat Pump WH | 28.3988 | 26.1968 | 12.612 | Nominal Volume | Gallons | 40 | 60 | 80 | 80 | 376.1462 | 511.4828 | 840.784 | UEF | Unitless | 3 | 3.33 | 3.73 | 4.07 | -974.6515 | -1123.3044 | -826.8423 | 1 |  |  | 1981.8407 | 2151.7425 | 2729.6889 | 1 | 1 | 518.192 | 1018.192 | 2500.0328 | 2669.9346 | 3247.881 | 3000.0328 | 3169.9346 | 3747.881 | 2023 | Intermediate | 15.1 | Prevailing local wages, Drive time, Local code requirements, Access, Moisture issues present, Condition of existing flue, Need to bring in combustion air, Condition of existing electrical system, Condition of existing plumbing, Condition of existing gas line, Presence of hazardous materials, Type of equipment | 2 | 30 | 0.3977 | 2023 | 0
169 | 2023 | Residential | Water Heating | Water Heater | HP Tank | Electricity | Water Heater HP Tank | 2023$ | Water Heater HP Tank | Heat Pump WH | 27.3065 | 25.1893 | 12.1269 | Nominal Volume | Gallons | 40 | 60 | 80 | 80 | 361.679 | 491.8103 | 808.4461 | UEF | Unitless | 3 | 3.33 | 3.73 | 4.07 | -937.1649 | -1080.1004 | -795.0407 | 1 |  |  | 1905.6161 | 2068.9832 | 2624.7009 | 1 | 1 | 518.192 | 1018.192 | 2423.8081 | 2587.1752 | 3142.8929 | 2923.8081 | 3087.1752 | 3642.8929 | 2030 | Intermediate | 15.1 | Prevailing local wages, Drive time, Local code requirements, Access, Moisture issues present, Condition of existing flue, Need to bring in combustion air, Condition of existing electrical system, Condition of existing plumbing, Condition of existing gas line, Presence of hazardous materials, Type of equipment | 2 | 30 | 0.3977 | 2023 | 0
169 | 2023 | Residential | Water Heating | Water Heater | HP Tank | Electricity | Water Heater HP Tank | 2023$ | Water Heater HP Tank | Heat Pump WH | 26.8286 | 24.7484 | 11.9147 | Nominal Volume | Gallons | 40 | 60 | 80 | 80 | 355.3496 | 483.2037 | 794.2983 | UEF | Unitless | 3 | 3.33 | 3.73 | 4.07 | -920.7645 | -1061.1986 | -781.1275 | 1 |  |  | 1872.2678 | 2032.776 | 2578.7686 | 1 | 1 | 518.192 | 1018.192 | 2390.4599 | 2550.968 | 3096.9607 | 2890.4599 | 3050.968 | 3596.9607 | 2035 | Intermediate | 15.1 | Prevailing local wages, Drive time, Local code requirements, Access, Moisture issues present, Condition of existing flue, Need to bring in combustion air, Condition of existing electrical system, Condition of existing plumbing, Condition of existing gas line, Presence of hazardous materials, Type of equipment | 2 | 30 | 0.3977 | 2023 | 0
169 | 2023 | Residential | Water Heating | Water Heater | HP Tank | Electricity | Water Heater HP Tank | 2023$ | Water Heater HP Tank | Heat Pump WH | 26.3508 | 24.3076 | 11.7025 | Nominal Volume | Gallons | 40 | 60 | 80 | 80 | 349.0202 | 474.597 | 780.1505 | UEF | Unitless | 3 | 3.33 | 3.73 | 4.07 | -904.3641 | -1042.2969 | -767.2143 | 1 |  |  | 1838.9195 | 1996.5688 | 2532.8364 | 1 | 1 | 518.192 | 1018.192 | 2357.1116 | 2514.7608 | 3051.0284 | 2857.1116 | 3014.7608 | 3551.0284 | 2040 | Intermediate | 15.1 | Prevailing local wages, Drive time, Local code requirements, Access, Moisture issues present, Condition of existing flue, Need to bring in combustion air, Condition of existing electrical system, Condition of existing plumbing, Condition of existing gas line, Presence of hazardous materials, Type of equipment | 2 | 30 | 0.3977 | 2023 | 0
169 | 2023 | Residential | Water Heating | Water Heater | HP Tank | Electricity | Water Heater HP Tank | 2023$ | Water Heater HP Tank | Heat Pump WH | 25.9412 | 23.9298 | 11.5206 | Nominal Volume | Gallons | 40 | 60 | 80 | 80 | 343.595 | 467.2198 | 768.0238 | UEF | Unitless | 3 | 3.33 | 3.73 | 4.07 | -890.3066 | -1026.0954 | -755.2887 | 1 |  |  | 1810.3353 | 1965.534 | 2493.4658 | 1 | 1 | 518.192 | 1018.192 | 2328.5273 | 2483.7261 | 3011.6579 | 2828.5273 | 2983.7261 | 3511.6579 | 2045 | Intermediate | 15.1 | Prevailing local wages, Drive time, Local code requirements, Access, Moisture issues present, Condition of existing flue, Need to bring in combustion air, Condition of existing electrical system, Condition of existing plumbing, Condition of existing gas line, Presence of hazardous materials, Type of equipment | 2 | 30 | 0.3977 | 2023 | 0
169 | 2023 | Residential | Water Heating | Water Heater | HP Tank | Electricity | Water Heater HP Tank | 2023$ | Water Heater HP Tank | Heat Pump WH | 25.5316 | 23.552 | 11.3387 | Nominal Volume | Gallons | 40 | 60 | 80 | 80 | 338.1699 | 459.8427 | 755.8971 | UEF | Unitless | 3 | 3.33 | 3.73 | 4.07 | -876.2492 | -1009.8939 | -743.3631 | 1 |  |  | 1781.7511 | 1934.4993 | 2454.0953 | 1 | 1 | 518.192 | 1018.192 | 2299.9431 | 2452.6913 | 2972.2874 | 2799.9431 | 2952.6913 | 3472.2874 | 2050 | Intermediate | 15.1 | Prevailing local wages, Drive time, Local code requirements, Access, Moisture issues present, Condition of existing flue, Need to bring in combustion air, Condition of existing electrical system, Condition of existing plumbing, Condition of existing gas line, Presence of hazardous materials, Type of equipment | 2 | 30 | 0.3977 | 2023 | 0
169 | 2023 | Residential | Water Heating | Water Heater | HP Tank | Electricity | Water Heater HP Tank | 2023$ | Water Heater HP Tank | Heat Pump WH | 28.3988 | 26.1968 | 12.612 | Nominal Volume | Gallons | 40 | 60 | 80 | 80 | 376.1462 | 511.4828 | 840.784 | UEF | Unitless | 3 | 3.33 | 3.73 | 4.07 | -974.6515 | -1123.3044 | -826.8423 | 1 |  |  | 1981.8407 | 2151.7425 | 2729.6889 | 1 | 1 | 518.192 | 1018.192 | 2500.0328 | 2669.9346 | 3247.881 | 3000.0328 | 3169.9346 | 3747.881 | 2023 | Advanced | 15.1 | Prevailing local wages, Drive time, Local code requirements, Access, Moisture issues present, Condition of existing flue, Need to bring in combustion air, Condition of existing electrical system, Condition of existing plumbing, Condition of existing gas line, Presence of hazardous materials, Type of equipment | 2 | 30 | 0.3977 | 2023 | 0
169 | 2023 | Residential | Water Heating | Water Heater | HP Tank | Electricity | Water Heater HP Tank | 2023$ | Water Heater HP Tank | Heat Pump WH | 27.3065 | 25.1893 | 12.1269 | Nominal Volume | Gallons | 40 | 60 | 80 | 80 | 361.679 | 491.8103 | 808.4461 | UEF | Unitless | 3 | 3.33 | 3.73 | 4.07 | -937.1649 | -1080.1004 | -795.0407 | 1 |  |  | 1905.6161 | 2068.9832 | 2624.7009 | 1 | 1 | 518.192 | 1018.192 | 2423.8081 | 2587.1752 | 3142.8929 | 2923.8081 | 3087.1752 | 3642.8929 | 2030 | Advanced | 15.1 | Prevailing local wages, Drive time, Local code requirements, Access, Moisture issues present, Condition of existing flue, Need to bring in combustion air, Condition of existing electrical system, Condition of existing plumbing, Condition of existing gas line, Presence of hazardous materials, Type of equipment | 2 | 30 | 0.3977 | 2023 | 0
169 | 2023 | Residential | Water Heating | Water Heater | HP Tank | Electricity | Water Heater HP Tank | 2023$ | Water Heater HP Tank | Heat Pump WH | 26.8286 | 24.7484 | 11.9147 | Nominal Volume | Gallons | 40 | 60 | 80 | 80 | 355.3496 | 483.2037 | 794.2983 | UEF | Unitless | 3 | 3.33 | 3.73 | 4.07 | -920.7645 | -1061.1986 | -781.1275 | 1 |  |  | 1872.2678 | 2032.776 | 2578.7686 | 1 | 1 | 518.192 | 1018.192 | 2390.4599 | 2550.968 | 3096.9607 | 2890.4599 | 3050.968 | 3596.9607 | 2035 | Advanced | 15.1 | Prevailing local wages, Drive time, Local code requirements, Access, Moisture issues present, Condition of existing flue, Need to bring in combustion air, Condition of existing electrical system, Condition of existing plumbing, Condition of existing gas line, Presence of hazardous materials, Type of equipment | 2 | 30 | 0.3977 | 2023 | 0
169 | 2023 | Residential | Water Heating | Water Heater | HP Tank | Electricity | Water Heater HP Tank | 2023$ | Water Heater HP Tank | Heat Pump WH | 26.3508 | 24.3076 | 11.7025 | Nominal Volume | Gallons | 40 | 60 | 80 | 80 | 349.0202 | 474.597 | 780.1505 | UEF | Unitless | 3 | 3.33 | 3.73 | 4.07 | -904.3641 | -1042.2969 | -767.2143 | 1 |  |  | 1838.9195 | 1996.5688 | 2532.8364 | 1 | 1 | 518.192 | 1018.192 | 2357.1116 | 2514.7608 | 3051.0284 | 2857.1116 | 3014.7608 | 3551.0284 | 2040 | Advanced | 15.1 | Prevailing local wages, Drive time, Local code requirements, Access, Moisture issues present, Condition of existing flue, Need to bring in combustion air, Condition of existing electrical system, Condition of existing plumbing, Condition of existing gas line, Presence of hazardous materials, Type of equipment | 2 | 30 | 0.3977 | 2023 | 0
169 | 2023 | Residential | Water Heating | Water Heater | HP Tank | Electricity | Water Heater HP Tank | 2023$ | Water Heater HP Tank | Heat Pump WH | 25.9412 | 23.9298 | 11.5206 | Nominal Volume | Gallons | 40 | 60 | 80 | 80 | 343.595 | 467.2198 | 768.0238 | UEF | Unitless | 3 | 3.33 | 3.73 | 4.07 | -890.3066 | -1026.0954 | -755.2887 | 1 |  |  | 1810.3353 | 1965.534 | 2493.4658 | 1 | 1 | 518.192 | 1018.192 | 2328.5273 | 2483.7261 | 3011.6579 | 2828.5273 | 2983.7261 | 3511.6579 | 2045 | Advanced | 15.1 | Prevailing local wages, Drive time, Local code requirements, Access, Moisture issues present, Condition of existing flue, Need to bring in combustion air, Condition of existing electrical system, Condition of existing plumbing, Condition of existing gas line, Presence of hazardous materials, Type of equipment | 2 | 30 | 0.3977 | 2023 | 0
169 | 2023 | Residential | Water Heating | Water Heater | HP Tank | Electricity | Water Heater HP Tank | 2023$ | Water Heater HP Tank | Heat Pump WH | 25.5316 | 23.552 | 11.3387 | Nominal Volume | Gallons | 40 | 60 | 80 | 80 | 338.1699 | 459.8427 | 755.8971 | UEF | Unitless | 3 | 3.33 | 3.73 | 4.07 | -876.2492 | -1009.8939 | -743.3631 | 1 |  |  | 1781.7511 | 1934.4993 | 2454.0953 | 1 | 1 | 518.192 | 1018.192 | 2299.9431 | 2452.6913 | 2972.2874 | 2799.9431 | 2952.6913 | 3472.2874 | 2050 | Advanced | 15.1 | Prevailing local wages, Drive time, Local code requirements, Access, Moisture issues present, Condition of existing flue, Need to bring in combustion air, Condition of existing electrical system, Condition of existing plumbing, Condition of existing gas line, Presence of hazardous materials, Type of equipment | 2 | 30 | 0.3977 | 2023 | 0
170 | 2023 | Residential | Water Heating | Water Heater | HP Tank w/ New Circuit | Electricity | Water Heater HP Tank w/ New Circuit | 2023$ | Water Heater HP Tank w/ New Circuit |  | 28.3988 | 26.1968 | 12.612 | Nominal Volume | Gallons | 40 | 60 | 80 | 80 | 376.1462 | 511.4828 | 840.784 | UEF | Unitless | 3 | 3.33 | 3.73 | 4.07 | -824.6515 | -973.3044 | -676.8423 | 1 |  |  | 2131.8407 | 2301.7425 | 2879.6889 | 1 | 1 | 518.192 | 1018.192 | 2650.0328 | 2819.9346 | 3397.881 | 3150.0328 | 3319.9346 | 3897.881 | 2023 | Reference | 14.8 | Prevailing local wages, Drive time, Local code requirements, Access, Moisture issues present, Condition of existing flue, Need to bring in combustion air, Condition of existing electrical system, Condition of existing plumbing, Condition of existing gas line, Presence of hazardous materials, Type of equipment | 7 | 26 | 0.3977 | 2023 | New circuit as adder in Retail Price Intercepts
170 | 2023 | Residential | Water Heating | Water Heater | HP Tank w/ New Circuit | Electricity | Water Heater HP Tank w/ New Circuit | 2023$ | Water Heater HP Tank w/ New Circuit |  | 27.3065 | 25.1893 | 12.1269 | Nominal Volume | Gallons | 40 | 60 | 80 | 80 | 361.679 | 491.8103 | 808.4461 | UEF | Unitless | 3 | 3.33 | 3.73 | 4.07 | -792.9341 | -935.8696 | -650.8099 | 1 |  |  | 2049.8469 | 2213.214 | 2768.9317 | 1 | 1 | 518.192 | 1018.192 | 2568.0389 | 2731.406 | 3287.1237 | 3068.0389 | 3231.406 | 3787.1237 | 2030 | Reference | 14.8 | Prevailing local wages, Drive time, Local code requirements, Access, Moisture issues present, Condition of existing flue, Need to bring in combustion air, Condition of existing electrical system, Condition of existing plumbing, Condition of existing gas line, Presence of hazardous materials, Type of equipment | 7 | 26 | 0.3977 | 2023 | New circuit as adder in Retail Price Intercepts
170 | 2023 | Residential | Water Heating | Water Heater | HP Tank w/ New Circuit | Electricity | Water Heater HP Tank w/ New Circuit | 2023$ | Water Heater HP Tank w/ New Circuit |  | 26.8286 | 24.7484 | 11.9147 | Nominal Volume | Gallons | 40 | 60 | 80 | 80 | 355.3496 | 483.2037 | 794.2983 | UEF | Unitless | 3 | 3.33 | 3.73 | 4.07 | -779.0578 | -919.4919 | -639.4208 | 1 |  |  | 2013.9746 | 2174.4827 | 2720.4754 | 1 | 1 | 518.192 | 1018.192 | 2532.1666 | 2692.6748 | 3238.6674 | 3032.1666 | 3192.6748 | 3738.6674 | 2035 | Reference | 14.8 | Prevailing local wages, Drive time, Local code requirements, Access, Moisture issues present, Condition of existing flue, Need to bring in combustion air, Condition of existing electrical system, Condition of existing plumbing, Condition of existing gas line, Presence of hazardous materials, Type of equipment | 7 | 26 | 0.3977 | 2023 | New circuit as adder in Retail Price Intercepts
170 | 2023 | Residential | Water Heating | Water Heater | HP Tank w/ New Circuit | Electricity | Water Heater HP Tank w/ New Circuit | 2023$ | Water Heater HP Tank w/ New Circuit |  | 26.3508 | 24.3076 | 11.7025 | Nominal Volume | Gallons | 40 | 60 | 80 | 80 | 349.0202 | 474.597 | 780.1505 | UEF | Unitless | 3 | 3.33 | 3.73 | 4.07 | -765.1814 | -903.1142 | -628.0316 | 1 |  |  | 1978.1022 | 2135.7515 | 2672.0191 | 1 | 1 | 518.192 | 1018.192 | 2496.2943 | 2653.9435 | 3190.2111 | 2996.2943 | 3153.9435 | 3690.2111 | 2040 | Reference | 14.8 | Prevailing local wages, Drive time, Local code requirements, Access, Moisture issues present, Condition of existing flue, Need to bring in combustion air, Condition of existing electrical system, Condition of existing plumbing, Condition of existing gas line, Presence of hazardous materials, Type of equipment | 7 | 26 | 0.3977 | 2023 | New circuit as adder in Retail Price Intercepts
170 | 2023 | Residential | Water Heating | Water Heater | HP Tank w/ New Circuit | Electricity | Water Heater HP Tank w/ New Circuit | 2023$ | Water Heater HP Tank w/ New Circuit |  | 25.9412 | 23.9298 | 11.5206 | Nominal Volume | Gallons | 40 | 60 | 80 | 80 | 343.595 | 467.2198 | 768.0238 | UEF | Unitless | 3 | 3.33 | 3.73 | 4.07 | -753.2874 | -889.0762 | -618.2694 | 1 |  |  | 1947.3545 | 2102.5533 | 2630.4851 | 1 | 1 | 518.192 | 1018.192 | 2465.5466 | 2620.7453 | 3148.6771 | 2965.5466 | 3120.7453 | 3648.6771 | 2045 | Reference | 14.8 | Prevailing local wages, Drive time, Local code requirements, Access, Moisture issues present, Condition of existing flue, Need to bring in combustion air, Condition of existing electrical system, Condition of existing plumbing, Condition of existing gas line, Presence of hazardous materials, Type of equipment | 7 | 26 | 0.3977 | 2023 | New circuit as adder in Retail Price Intercepts
170 | 2023 | Residential | Water Heating | Water Heater | HP Tank w/ New Circuit | Electricity | Water Heater HP Tank w/ New Circuit | 2023$ | Water Heater HP Tank w/ New Circuit |  | 25.5316 | 23.552 | 11.3387 | Nominal Volume | Gallons | 40 | 60 | 80 | 80 | 338.1699 | 459.8427 | 755.8971 | UEF | Unitless | 3 | 3.33 | 3.73 | 4.07 | -741.3934 | -875.0381 | -608.5073 | 1 |  |  | 1916.6068 | 2069.3551 | 2588.9511 | 1 | 1 | 518.192 | 1018.192 | 2434.7989 | 2587.5471 | 3107.1431 | 2934.7989 | 3087.5471 | 3607.1431 | 2050 | Reference | 14.8 | Prevailing local wages, Drive time, Local code requirements, Access, Moisture issues present, Condition of existing flue, Need to bring in combustion air, Condition of existing electrical system, Condition of existing plumbing, Condition of existing gas line, Presence of hazardous materials, Type of equipment | 7 | 26 | 0.3977 | 2023 | New circuit as adder in Retail Price Intercepts
170 | 2023 | Residential | Water Heating | Water Heater | HP Tank w/ New Circuit | Electricity | Water Heater HP Tank w/ New Circuit | 2023$ | Water Heater HP Tank w/ New Circuit |  | 28.3988 | 26.1968 | 12.612 | Nominal Volume | Gallons | 40 | 60 | 80 | 80 | 376.1462 | 511.4828 | 840.784 | UEF | Unitless | 3 | 3.33 | 3.73 | 4.07 | -824.6515 | -973.3044 | -676.8423 | 1 |  |  | 2131.8407 | 2301.7425 | 2879.6889 | 1 | 1 | 518.192 | 1018.192 | 2650.0328 | 2819.9346 | 3397.881 | 3150.0328 | 3319.9346 | 3897.881 | 2023 | Intermediate | 14.8 | Prevailing local wages, Drive time, Local code requirements, Access, Moisture issues present, Condition of existing flue, Need to bring in combustion air, Condition of existing electrical system, Condition of existing plumbing, Condition of existing gas line, Presence of hazardous materials, Type of equipment | 7 | 26 | 0.3977 | 2023 | New circuit as adder in Retail Price Intercepts
170 | 2023 | Residential | Water Heating | Water Heater | HP Tank w/ New Circuit | Electricity | Water Heater HP Tank w/ New Circuit | 2023$ | Water Heater HP Tank w/ New Circuit |  | 27.3065 | 25.1893 | 12.1269 | Nominal Volume | Gallons | 40 | 60 | 80 | 80 | 361.679 | 491.8103 | 808.4461 | UEF | Unitless | 3 | 3.33 | 3.73 | 4.07 | -792.9341 | -935.8696 | -650.8099 | 1 |  |  | 2049.8469 | 2213.214 | 2768.9317 | 1 | 1 | 518.192 | 1018.192 | 2568.0389 | 2731.406 | 3287.1237 | 3068.0389 | 3231.406 | 3787.1237 | 2030 | Intermediate | 14.8 | Prevailing local wages, Drive time, Local code requirements, Access, Moisture issues present, Condition of existing flue, Need to bring in combustion air, Condition of existing electrical system, Condition of existing plumbing, Condition of existing gas line, Presence of hazardous materials, Type of equipment | 7 | 26 | 0.3977 | 2023 | New circuit as adder in Retail Price Intercepts
170 | 2023 | Residential | Water Heating | Water Heater | HP Tank w/ New Circuit | Electricity | Water Heater HP Tank w/ New Circuit | 2023$ | Water Heater HP Tank w/ New Circuit |  | 26.8286 | 24.7484 | 11.9147 | Nominal Volume | Gallons | 40 | 60 | 80 | 80 | 355.3496 | 483.2037 | 794.2983 | UEF | Unitless | 3 | 3.33 | 3.73 | 4.07 | -779.0578 | -919.4919 | -639.4208 | 1 |  |  | 2013.9746 | 2174.4827 | 2720.4754 | 1 | 1 | 518.192 | 1018.192 | 2532.1666 | 2692.6748 | 3238.6674 | 3032.1666 | 3192.6748 | 3738.6674 | 2035 | Intermediate | 14.8 | Prevailing local wages, Drive time, Local code requirements, Access, Moisture issues present, Condition of existing flue, Need to bring in combustion air, Condition of existing electrical system, Condition of existing plumbing, Condition of existing gas line, Presence of hazardous materials, Type of equipment | 7 | 26 | 0.3977 | 2023 | New circuit as adder in Retail Price Intercepts
170 | 2023 | Residential | Water Heating | Water Heater | HP Tank w/ New Circuit | Electricity | Water Heater HP Tank w/ New Circuit | 2023$ | Water Heater HP Tank w/ New Circuit |  | 26.3508 | 24.3076 | 11.7025 | Nominal Volume | Gallons | 40 | 60 | 80 | 80 | 349.0202 | 474.597 | 780.1505 | UEF | Unitless | 3 | 3.33 | 3.73 | 4.07 | -765.1814 | -903.1142 | -628.0316 | 1 |  |  | 1978.1022 | 2135.7515 | 2672.0191 | 1 | 1 | 518.192 | 1018.192 | 2496.2943 | 2653.9435 | 3190.2111 | 2996.2943 | 3153.9435 | 3690.2111 | 2040 | Intermediate | 14.8 | Prevailing local wages, Drive time, Local code requirements, Access, Moisture issues present, Condition of existing flue, Need to bring in combustion air, Condition of existing electrical system, Condition of existing plumbing, Condition of existing gas line, Presence of hazardous materials, Type of equipment | 7 | 26 | 0.3977 | 2023 | New circuit as adder in Retail Price Intercepts
170 | 2023 | Residential | Water Heating | Water Heater | HP Tank w/ New Circuit | Electricity | Water Heater HP Tank w/ New Circuit | 2023$ | Water Heater HP Tank w/ New Circuit |  | 25.9412 | 23.9298 | 11.5206 | Nominal Volume | Gallons | 40 | 60 | 80 | 80 | 343.595 | 467.2198 | 768.0238 | UEF | Unitless | 3 | 3.33 | 3.73 | 4.07 | -753.2874 | -889.0762 | -618.2694 | 1 |  |  | 1947.3545 | 2102.5533 | 2630.4851 | 1 | 1 | 518.192 | 1018.192 | 2465.5466 | 2620.7453 | 3148.6771 | 2965.5466 | 3120.7453 | 3648.6771 | 2045 | Intermediate | 14.8 | Prevailing local wages, Drive time, Local code requirements, Access, Moisture issues present, Condition of existing flue, Need to bring in combustion air, Condition of existing electrical system, Condition of existing plumbing, Condition of existing gas line, Presence of hazardous materials, Type of equipment | 7 | 26 | 0.3977 | 2023 | New circuit as adder in Retail Price Intercepts
170 | 2023 | Residential | Water Heating | Water Heater | HP Tank w/ New Circuit | Electricity | Water Heater HP Tank w/ New Circuit | 2023$ | Water Heater HP Tank w/ New Circuit |  | 25.5316 | 23.552 | 11.3387 | Nominal Volume | Gallons | 40 | 60 | 80 | 80 | 338.1699 | 459.8427 | 755.8971 | UEF | Unitless | 3 | 3.33 | 3.73 | 4.07 | -741.3934 | -875.0381 | -608.5073 | 1 |  |  | 1916.6068 | 2069.3551 | 2588.9511 | 1 | 1 | 518.192 | 1018.192 | 2434.7989 | 2587.5471 | 3107.1431 | 2934.7989 | 3087.5471 | 3607.1431 | 2050 | Intermediate | 14.8 | Prevailing local wages, Drive time, Local code requirements, Access, Moisture issues present, Condition of existing flue, Need to bring in combustion air, Condition of existing electrical system, Condition of existing plumbing, Condition of existing gas line, Presence of hazardous materials, Type of equipment | 7 | 26 | 0.3977 | 2023 | New circuit as adder in Retail Price Intercepts
170 | 2023 | Residential | Water Heating | Water Heater | HP Tank w/ New Circuit | Electricity | Water Heater HP Tank w/ New Circuit | 2023$ | Water Heater HP Tank w/ New Circuit |  | 28.3988 | 26.1968 | 12.612 | Nominal Volume | Gallons | 40 | 60 | 80 | 80 | 376.1462 | 511.4828 | 840.784 | UEF | Unitless | 3 | 3.33 | 3.73 | 4.07 | -824.6515 | -973.3044 | -676.8423 | 1 |  |  | 2131.8407 | 2301.7425 | 2879.6889 | 1 | 1 | 518.192 | 1018.192 | 2650.0328 | 2819.9346 | 3397.881 | 3150.0328 | 3319.9346 | 3897.881 | 2023 | Advanced | 14.8 | Prevailing local wages, Drive time, Local code requirements, Access, Moisture issues present, Condition of existing flue, Need to bring in combustion air, Condition of existing electrical system, Condition of existing plumbing, Condition of existing gas line, Presence of hazardous materials, Type of equipment | 7 | 26 | 0.3977 | 2023 | New circuit as adder in Retail Price Intercepts
170 | 2023 | Residential | Water Heating | Water Heater | HP Tank w/ New Circuit | Electricity | Water Heater HP Tank w/ New Circuit | 2023$ | Water Heater HP Tank w/ New Circuit |  | 27.3065 | 25.1893 | 12.1269 | Nominal Volume | Gallons | 40 | 60 | 80 | 80 | 361.679 | 491.8103 | 808.4461 | UEF | Unitless | 3 | 3.33 | 3.73 | 4.07 | -792.9341 | -935.8696 | -650.8099 | 1 |  |  | 2049.8469 | 2213.214 | 2768.9317 | 1 | 1 | 518.192 | 1018.192 | 2568.0389 | 2731.406 | 3287.1237 | 3068.0389 | 3231.406 | 3787.1237 | 2030 | Advanced | 14.8 | Prevailing local wages, Drive time, Local code requirements, Access, Moisture issues present, Condition of existing flue, Need to bring in combustion air, Condition of existing electrical system, Condition of existing plumbing, Condition of existing gas line, Presence of hazardous materials, Type of equipment | 7 | 26 | 0.3977 | 2023 | New circuit as adder in Retail Price Intercepts
170 | 2023 | Residential | Water Heating | Water Heater | HP Tank w/ New Circuit | Electricity | Water Heater HP Tank w/ New Circuit | 2023$ | Water Heater HP Tank w/ New Circuit |  | 26.8286 | 24.7484 | 11.9147 | Nominal Volume | Gallons | 40 | 60 | 80 | 80 | 355.3496 | 483.2037 | 794.2983 | UEF | Unitless | 3 | 3.33 | 3.73 | 4.07 | -779.0578 | -919.4919 | -639.4208 | 1 |  |  | 2013.9746 | 2174.4827 | 2720.4754 | 1 | 1 | 518.192 | 1018.192 | 2532.1666 | 2692.6748 | 3238.6674 | 3032.1666 | 3192.6748 | 3738.6674 | 2035 | Advanced | 14.8 | Prevailing local wages, Drive time, Local code requirements, Access, Moisture issues present, Condition of existing flue, Need to bring in combustion air, Condition of existing electrical system, Condition of existing plumbing, Condition of existing gas line, Presence of hazardous materials, Type of equipment | 7 | 26 | 0.3977 | 2023 | New circuit as adder in Retail Price Intercepts
170 | 2023 | Residential | Water Heating | Water Heater | HP Tank w/ New Circuit | Electricity | Water Heater HP Tank w/ New Circuit | 2023$ | Water Heater HP Tank w/ New Circuit |  | 26.3508 | 24.3076 | 11.7025 | Nominal Volume | Gallons | 40 | 60 | 80 | 80 | 349.0202 | 474.597 | 780.1505 | UEF | Unitless | 3 | 3.33 | 3.73 | 4.07 | -765.1814 | -903.1142 | -628.0316 | 1 |  |  | 1978.1022 | 2135.7515 | 2672.0191 | 1 | 1 | 518.192 | 1018.192 | 2496.2943 | 2653.9435 | 3190.2111 | 2996.2943 | 3153.9435 | 3690.2111 | 2040 | Advanced | 14.8 | Prevailing local wages, Drive time, Local code requirements, Access, Moisture issues present, Condition of existing flue, Need to bring in combustion air, Condition of existing electrical system, Condition of existing plumbing, Condition of existing gas line, Presence of hazardous materials, Type of equipment | 7 | 26 | 0.3977 | 2023 | New circuit as adder in Retail Price Intercepts
170 | 2023 | Residential | Water Heating | Water Heater | HP Tank w/ New Circuit | Electricity | Water Heater HP Tank w/ New Circuit | 2023$ | Water Heater HP Tank w/ New Circuit |  | 25.9412 | 23.9298 | 11.5206 | Nominal Volume | Gallons | 40 | 60 | 80 | 80 | 343.595 | 467.2198 | 768.0238 | UEF | Unitless | 3 | 3.33 | 3.73 | 4.07 | -753.2874 | -889.0762 | -618.2694 | 1 |  |  | 1947.3545 | 2102.5533 | 2630.4851 | 1 | 1 | 518.192 | 1018.192 | 2465.5466 | 2620.7453 | 3148.6771 | 2965.5466 | 3120.7453 | 3648.6771 | 2045 | Advanced | 14.8 | Prevailing local wages, Drive time, Local code requirements, Access, Moisture issues present, Condition of existing flue, Need to bring in combustion air, Condition of existing electrical system, Condition of existing plumbing, Condition of existing gas line, Presence of hazardous materials, Type of equipment | 7 | 26 | 0.3977 | 2023 | New circuit as adder in Retail Price Intercepts
170 | 2023 | Residential | Water Heating | Water Heater | HP Tank w/ New Circuit | Electricity | Water Heater HP Tank w/ New Circuit | 2023$ | Water Heater HP Tank w/ New Circuit |  | 25.5316 | 23.552 | 11.3387 | Nominal Volume | Gallons | 40 | 60 | 80 | 80 | 338.1699 | 459.8427 | 755.8971 | UEF | Unitless | 3 | 3.33 | 3.73 | 4.07 | -741.3934 | -875.0381 | -608.5073 | 1 |  |  | 1916.6068 | 2069.3551 | 2588.9511 | 1 | 1 | 518.192 | 1018.192 | 2434.7989 | 2587.5471 | 3107.1431 | 2934.7989 | 3087.5471 | 3607.1431 | 2050 | Advanced | 14.8 | Prevailing local wages, Drive time, Local code requirements, Access, Moisture issues present, Condition of existing flue, Need to bring in combustion air, Condition of existing electrical system, Condition of existing plumbing, Condition of existing gas line, Presence of hazardous materials, Type of equipment | 7 | 26 | 0.3977 | 2023 | New circuit as adder in Retail Price Intercepts
171 | 2023 | Residential | Water Heating | Water Heater | Water Heater HP Tank w/ New Circuit and 240V Wiring | Electricity | Water Heater HP Tank w/ New Circuit and 240V Wiring | 2023$ | Water Heater HP Tank w/ New Circuit and 240V Wiring |  | 28.3988 | 26.1968 | 12.612 | Nominal Volume | Gallons | 40 | 60 | 80 | 80 | 376.1462 | 511.4828 | 840.784 | UEF | Unitless | 3 | 3.33 | 3.73 | 4.07 | -524.6515 | -673.3044 | -376.8423 | 1 |  |  | 2431.8407 | 2601.7425 | 3179.6889 | 1 | 1 | 518.192 | 1018.192 | 2950.0328 | 3119.9346 | 3697.881 | 3450.0328 | 3619.9346 | 4197.881 | 2023 | Reference | 14.8 | Prevailing local wages, Drive time, Local code requirements, Access, Moisture issues present, Condition of existing flue, Need to bring in combustion air, Condition of existing electrical system, Condition of existing plumbing, Condition of existing gas line, Presence of hazardous materials, Type of equipment | 7 | 26 | 0.3977 | 2023 | New circuit as adder in Retail Price Intercepts
171 | 2023 | Residential | Water Heating | Water Heater | Water Heater HP Tank w/ New Circuit and 240V Wiring | Electricity | Water Heater HP Tank w/ New Circuit and 240V Wiring | 2023$ | Water Heater HP Tank w/ New Circuit and 240V Wiring |  | 27.3065 | 25.1893 | 12.1269 | Nominal Volume | Gallons | 40 | 60 | 80 | 80 | 361.679 | 491.8103 | 808.4461 | UEF | Unitless | 3 | 3.33 | 3.73 | 4.07 | -504.4726 | -647.4081 | -362.3484 | 1 |  |  | 2338.3084 | 2501.6755 | 3057.3932 | 1 | 1 | 518.192 | 1018.192 | 2856.5005 | 3019.8676 | 3575.5852 | 3356.5005 | 3519.8676 | 4075.5852 | 2030 | Reference | 14.8 | Prevailing local wages, Drive time, Local code requirements, Access, Moisture issues present, Condition of existing flue, Need to bring in combustion air, Condition of existing electrical system, Condition of existing plumbing, Condition of existing gas line, Presence of hazardous materials, Type of equipment | 7 | 26 | 0.3977 | 2023 | New circuit as adder in Retail Price Intercepts
171 | 2023 | Residential | Water Heating | Water Heater | Water Heater HP Tank w/ New Circuit and 240V Wiring | Electricity | Water Heater HP Tank w/ New Circuit and 240V Wiring | 2023$ | Water Heater HP Tank w/ New Circuit and 240V Wiring |  | 26.8286 | 24.7484 | 11.9147 | Nominal Volume | Gallons | 40 | 60 | 80 | 80 | 355.3496 | 483.2037 | 794.2983 | UEF | Unitless | 3 | 3.33 | 3.73 | 4.07 | -495.6443 | -636.0785 | -356.0073 | 1 |  |  | 2297.388 | 2457.8962 | 3003.8888 | 1 | 1 | 518.192 | 1018.192 | 2815.5801 | 2976.0882 | 3522.0809 | 3315.5801 | 3476.0882 | 4022.0809 | 2035 | Reference | 14.8 | Prevailing local wages, Drive time, Local code requirements, Access, Moisture issues present, Condition of existing flue, Need to bring in combustion air, Condition of existing electrical system, Condition of existing plumbing, Condition of existing gas line, Presence of hazardous materials, Type of equipment | 7 | 26 | 0.3977 | 2023 | New circuit as adder in Retail Price Intercepts
171 | 2023 | Residential | Water Heating | Water Heater | Water Heater HP Tank w/ New Circuit and 240V Wiring | Electricity | Water Heater HP Tank w/ New Circuit and 240V Wiring | 2023$ | Water Heater HP Tank w/ New Circuit and 240V Wiring |  | 26.3508 | 24.3076 | 11.7025 | Nominal Volume | Gallons | 40 | 60 | 80 | 80 | 349.0202 | 474.597 | 780.1505 | UEF | Unitless | 3 | 3.33 | 3.73 | 4.07 | -486.816 | -624.7488 | -349.6662 | 1 |  |  | 2256.4676 | 2414.1169 | 2950.3844 | 1 | 1 | 518.192 | 1018.192 | 2774.6597 | 2932.3089 | 3468.5765 | 3274.6597 | 3432.3089 | 3968.5765 | 2040 | Reference | 14.8 | Prevailing local wages, Drive time, Local code requirements, Access, Moisture issues present, Condition of existing flue, Need to bring in combustion air, Condition of existing electrical system, Condition of existing plumbing, Condition of existing gas line, Presence of hazardous materials, Type of equipment | 7 | 26 | 0.3977 | 2023 | New circuit as adder in Retail Price Intercepts
171 | 2023 | Residential | Water Heating | Water Heater | Water Heater HP Tank w/ New Circuit and 240V Wiring | Electricity | Water Heater HP Tank w/ New Circuit and 240V Wiring | 2023$ | Water Heater HP Tank w/ New Circuit and 240V Wiring |  | 25.9412 | 23.9298 | 11.5206 | Nominal Volume | Gallons | 40 | 60 | 80 | 80 | 343.595 | 467.2198 | 768.0238 | UEF | Unitless | 3 | 3.33 | 3.73 | 4.07 | -479.249 | -615.0377 | -344.231 | 1 |  |  | 2221.393 | 2376.5917 | 2904.5235 | 1 | 1 | 518.192 | 1018.192 | 2739.585 | 2894.7838 | 3422.7156 | 3239.585 | 3394.7838 | 3922.7156 | 2045 | Reference | 14.8 | Prevailing local wages, Drive time, Local code requirements, Access, Moisture issues present, Condition of existing flue, Need to bring in combustion air, Condition of existing electrical system, Condition of existing plumbing, Condition of existing gas line, Presence of hazardous materials, Type of equipment | 7 | 26 | 0.3977 | 2023 | New circuit as adder in Retail Price Intercepts
171 | 2023 | Residential | Water Heating | Water Heater | Water Heater HP Tank w/ New Circuit and 240V Wiring | Electricity | Water Heater HP Tank w/ New Circuit and 240V Wiring | 2023$ | Water Heater HP Tank w/ New Circuit and 240V Wiring |  | 25.5316 | 23.552 | 11.3387 | Nominal Volume | Gallons | 40 | 60 | 80 | 80 | 338.1699 | 459.8427 | 755.8971 | UEF | Unitless | 3 | 3.33 | 3.73 | 4.07 | -471.6819 | -605.3266 | -338.7957 | 1 |  |  | 2186.3184 | 2339.0666 | 2858.6626 | 1 | 1 | 518.192 | 1018.192 | 2704.5104 | 2857.2586 | 3376.8547 | 3204.5104 | 3357.2586 | 3876.8547 | 2050 | Reference | 14.8 | Prevailing local wages, Drive time, Local code requirements, Access, Moisture issues present, Condition of existing flue, Need to bring in combustion air, Condition of existing electrical system, Condition of existing plumbing, Condition of existing gas line, Presence of hazardous materials, Type of equipment | 7 | 26 | 0.3977 | 2023 | New circuit as adder in Retail Price Intercepts
171 | 2023 | Residential | Water Heating | Water Heater | Water Heater HP Tank w/ New Circuit and 240V Wiring | Electricity | Water Heater HP Tank w/ New Circuit and 240V Wiring | 2023$ | Water Heater HP Tank w/ New Circuit and 240V Wiring |  | 28.3988 | 26.1968 | 12.612 | Nominal Volume | Gallons | 40 | 60 | 80 | 80 | 376.1462 | 511.4828 | 840.784 | UEF | Unitless | 3 | 3.33 | 3.73 | 4.07 | -524.6515 | -673.3044 | -376.8423 | 1 |  |  | 2431.8407 | 2601.7425 | 3179.6889 | 1 | 1 | 518.192 | 1018.192 | 2950.0328 | 3119.9346 | 3697.881 | 3450.0328 | 3619.9346 | 4197.881 | 2023 | Intermediate | 14.8 | Prevailing local wages, Drive time, Local code requirements, Access, Moisture issues present, Condition of existing flue, Need to bring in combustion air, Condition of existing electrical system, Condition of existing plumbing, Condition of existing gas line, Presence of hazardous materials, Type of equipment | 7 | 26 | 0.3977 | 2023 | New circuit as adder in Retail Price Intercepts
171 | 2023 | Residential | Water Heating | Water Heater | Water Heater HP Tank w/ New Circuit and 240V Wiring | Electricity | Water Heater HP Tank w/ New Circuit and 240V Wiring | 2023$ | Water Heater HP Tank w/ New Circuit and 240V Wiring |  | 27.3065 | 25.1893 | 12.1269 | Nominal Volume | Gallons | 40 | 60 | 80 | 80 | 361.679 | 491.8103 | 808.4461 | UEF | Unitless | 3 | 3.33 | 3.73 | 4.07 | -504.4726 | -647.4081 | -362.3484 | 1 |  |  | 2338.3084 | 2501.6755 | 3057.3932 | 1 | 1 | 518.192 | 1018.192 | 2856.5005 | 3019.8676 | 3575.5852 | 3356.5005 | 3519.8676 | 4075.5852 | 2030 | Intermediate | 14.8 | Prevailing local wages, Drive time, Local code requirements, Access, Moisture issues present, Condition of existing flue, Need to bring in combustion air, Condition of existing electrical system, Condition of existing plumbing, Condition of existing gas line, Presence of hazardous materials, Type of equipment | 7 | 26 | 0.3977 | 2023 | New circuit as adder in Retail Price Intercepts
171 | 2023 | Residential | Water Heating | Water Heater | Water Heater HP Tank w/ New Circuit and 240V Wiring | Electricity | Water Heater HP Tank w/ New Circuit and 240V Wiring | 2023$ | Water Heater HP Tank w/ New Circuit and 240V Wiring |  | 26.8286 | 24.7484 | 11.9147 | Nominal Volume | Gallons | 40 | 60 | 80 | 80 | 355.3496 | 483.2037 | 794.2983 | UEF | Unitless | 3 | 3.33 | 3.73 | 4.07 | -495.6443 | -636.0785 | -356.0073 | 1 |  |  | 2297.388 | 2457.8962 | 3003.8888 | 1 | 1 | 518.192 | 1018.192 | 2815.5801 | 2976.0882 | 3522.0809 | 3315.5801 | 3476.0882 | 4022.0809 | 2035 | Intermediate | 14.8 | Prevailing local wages, Drive time, Local code requirements, Access, Moisture issues present, Condition of existing flue, Need to bring in combustion air, Condition of existing electrical system, Condition of existing plumbing, Condition of existing gas line, Presence of hazardous materials, Type of equipment | 7 | 26 | 0.3977 | 2023 | New circuit as adder in Retail Price Intercepts
171 | 2023 | Residential | Water Heating | Water Heater | Water Heater HP Tank w/ New Circuit and 240V Wiring | Electricity | Water Heater HP Tank w/ New Circuit and 240V Wiring | 2023$ | Water Heater HP Tank w/ New Circuit and 240V Wiring |  | 26.3508 | 24.3076 | 11.7025 | Nominal Volume | Gallons | 40 | 60 | 80 | 80 | 349.0202 | 474.597 | 780.1505 | UEF | Unitless | 3 | 3.33 | 3.73 | 4.07 | -486.816 | -624.7488 | -349.6662 | 1 |  |  | 2256.4676 | 2414.1169 | 2950.3844 | 1 | 1 | 518.192 | 1018.192 | 2774.6597 | 2932.3089 | 3468.5765 | 3274.6597 | 3432.3089 | 3968.5765 | 2040 | Intermediate | 14.8 | Prevailing local wages, Drive time, Local code requirements, Access, Moisture issues present, Condition of existing flue, Need to bring in combustion air, Condition of existing electrical system, Condition of existing plumbing, Condition of existing gas line, Presence of hazardous materials, Type of equipment | 7 | 26 | 0.3977 | 2023 | New circuit as adder in Retail Price Intercepts
171 | 2023 | Residential | Water Heating | Water Heater | Water Heater HP Tank w/ New Circuit and 240V Wiring | Electricity | Water Heater HP Tank w/ New Circuit and 240V Wiring | 2023$ | Water Heater HP Tank w/ New Circuit and 240V Wiring |  | 25.9412 | 23.9298 | 11.5206 | Nominal Volume | Gallons | 40 | 60 | 80 | 80 | 343.595 | 467.2198 | 768.0238 | UEF | Unitless | 3 | 3.33 | 3.73 | 4.07 | -479.249 | -615.0377 | -344.231 | 1 |  |  | 2221.393 | 2376.5917 | 2904.5235 | 1 | 1 | 518.192 | 1018.192 | 2739.585 | 2894.7838 | 3422.7156 | 3239.585 | 3394.7838 | 3922.7156 | 2045 | Intermediate | 14.8 | Prevailing local wages, Drive time, Local code requirements, Access, Moisture issues present, Condition of existing flue, Need to bring in combustion air, Condition of existing electrical system, Condition of existing plumbing, Condition of existing gas line, Presence of hazardous materials, Type of equipment | 7 | 26 | 0.3977 | 2023 | New circuit as adder in Retail Price Intercepts
171 | 2023 | Residential | Water Heating | Water Heater | Water Heater HP Tank w/ New Circuit and 240V Wiring | Electricity | Water Heater HP Tank w/ New Circuit and 240V Wiring | 2023$ | Water Heater HP Tank w/ New Circuit and 240V Wiring |  | 25.5316 | 23.552 | 11.3387 | Nominal Volume | Gallons | 40 | 60 | 80 | 80 | 338.1699 | 459.8427 | 755.8971 | UEF | Unitless | 3 | 3.33 | 3.73 | 4.07 | -471.6819 | -605.3266 | -338.7957 | 1 |  |  | 2186.3184 | 2339.0666 | 2858.6626 | 1 | 1 | 518.192 | 1018.192 | 2704.5104 | 2857.2586 | 3376.8547 | 3204.5104 | 3357.2586 | 3876.8547 | 2050 | Intermediate | 14.8 | Prevailing local wages, Drive time, Local code requirements, Access, Moisture issues present, Condition of existing flue, Need to bring in combustion air, Condition of existing electrical system, Condition of existing plumbing, Condition of existing gas line, Presence of hazardous materials, Type of equipment | 7 | 26 | 0.3977 | 2023 | New circuit as adder in Retail Price Intercepts
171 | 2023 | Residential | Water Heating | Water Heater | Water Heater HP Tank w/ New Circuit and 240V Wiring | Electricity | Water Heater HP Tank w/ New Circuit and 240V Wiring | 2023$ | Water Heater HP Tank w/ New Circuit and 240V Wiring |  | 28.3988 | 26.1968 | 12.612 | Nominal Volume | Gallons | 40 | 60 | 80 | 80 | 376.1462 | 511.4828 | 840.784 | UEF | Unitless | 3 | 3.33 | 3.73 | 4.07 | -524.6515 | -673.3044 | -376.8423 | 1 |  |  | 2431.8407 | 2601.7425 | 3179.6889 | 1 | 1 | 518.192 | 1018.192 | 2950.0328 | 3119.9346 | 3697.881 | 3450.0328 | 3619.9346 | 4197.881 | 2023 | Advanced | 14.8 | Prevailing local wages, Drive time, Local code requirements, Access, Moisture issues present, Condition of existing flue, Need to bring in combustion air, Condition of existing electrical system, Condition of existing plumbing, Condition of existing gas line, Presence of hazardous materials, Type of equipment | 7 | 26 | 0.3977 | 2023 | New circuit as adder in Retail Price Intercepts
171 | 2023 | Residential | Water Heating | Water Heater | Water Heater HP Tank w/ New Circuit and 240V Wiring | Electricity | Water Heater HP Tank w/ New Circuit and 240V Wiring | 2023$ | Water Heater HP Tank w/ New Circuit and 240V Wiring |  | 27.3065 | 25.1893 | 12.1269 | Nominal Volume | Gallons | 40 | 60 | 80 | 80 | 361.679 | 491.8103 | 808.4461 | UEF | Unitless | 3 | 3.33 | 3.73 | 4.07 | -504.4726 | -647.4081 | -362.3484 | 1 |  |  | 2338.3084 | 2501.6755 | 3057.3932 | 1 | 1 | 518.192 | 1018.192 | 2856.5005 | 3019.8676 | 3575.5852 | 3356.5005 | 3519.8676 | 4075.5852 | 2030 | Advanced | 14.8 | Prevailing local wages, Drive time, Local code requirements, Access, Moisture issues present, Condition of existing flue, Need to bring in combustion air, Condition of existing electrical system, Condition of existing plumbing, Condition of existing gas line, Presence of hazardous materials, Type of equipment | 7 | 26 | 0.3977 | 2023 | New circuit as adder in Retail Price Intercepts
171 | 2023 | Residential | Water Heating | Water Heater | Water Heater HP Tank w/ New Circuit and 240V Wiring | Electricity | Water Heater HP Tank w/ New Circuit and 240V Wiring | 2023$ | Water Heater HP Tank w/ New Circuit and 240V Wiring |  | 26.8286 | 24.7484 | 11.9147 | Nominal Volume | Gallons | 40 | 60 | 80 | 80 | 355.3496 | 483.2037 | 794.2983 | UEF | Unitless | 3 | 3.33 | 3.73 | 4.07 | -495.6443 | -636.0785 | -356.0073 | 1 |  |  | 2297.388 | 2457.8962 | 3003.8888 | 1 | 1 | 518.192 | 1018.192 | 2815.5801 | 2976.0882 | 3522.0809 | 3315.5801 | 3476.0882 | 4022.0809 | 2035 | Advanced | 14.8 | Prevailing local wages, Drive time, Local code requirements, Access, Moisture issues present, Condition of existing flue, Need to bring in combustion air, Condition of existing electrical system, Condition of existing plumbing, Condition of existing gas line, Presence of hazardous materials, Type of equipment | 7 | 26 | 0.3977 | 2023 | New circuit as adder in Retail Price Intercepts
171 | 2023 | Residential | Water Heating | Water Heater | Water Heater HP Tank w/ New Circuit and 240V Wiring | Electricity | Water Heater HP Tank w/ New Circuit and 240V Wiring | 2023$ | Water Heater HP Tank w/ New Circuit and 240V Wiring |  | 26.3508 | 24.3076 | 11.7025 | Nominal Volume | Gallons | 40 | 60 | 80 | 80 | 349.0202 | 474.597 | 780.1505 | UEF | Unitless | 3 | 3.33 | 3.73 | 4.07 | -486.816 | -624.7488 | -349.6662 | 1 |  |  | 2256.4676 | 2414.1169 | 2950.3844 | 1 | 1 | 518.192 | 1018.192 | 2774.6597 | 2932.3089 | 3468.5765 | 3274.6597 | 3432.3089 | 3968.5765 | 2040 | Advanced | 14.8 | Prevailing local wages, Drive time, Local code requirements, Access, Moisture issues present, Condition of existing flue, Need to bring in combustion air, Condition of existing electrical system, Condition of existing plumbing, Condition of existing gas line, Presence of hazardous materials, Type of equipment | 7 | 26 | 0.3977 | 2023 | New circuit as adder in Retail Price Intercepts
171 | 2023 | Residential | Water Heating | Water Heater | Water Heater HP Tank w/ New Circuit and 240V Wiring | Electricity | Water Heater HP Tank w/ New Circuit and 240V Wiring | 2023$ | Water Heater HP Tank w/ New Circuit and 240V Wiring |  | 25.9412 | 23.9298 | 11.5206 | Nominal Volume | Gallons | 40 | 60 | 80 | 80 | 343.595 | 467.2198 | 768.0238 | UEF | Unitless | 3 | 3.33 | 3.73 | 4.07 | -479.249 | -615.0377 | -344.231 | 1 |  |  | 2221.393 | 2376.5917 | 2904.5235 | 1 | 1 | 518.192 | 1018.192 | 2739.585 | 2894.7838 | 3422.7156 | 3239.585 | 3394.7838 | 3922.7156 | 2045 | Advanced | 14.8 | Prevailing local wages, Drive time, Local code requirements, Access, Moisture issues present, Condition of existing flue, Need to bring in combustion air, Condition of existing electrical system, Condition of existing plumbing, Condition of existing gas line, Presence of hazardous materials, Type of equipment | 7 | 26 | 0.3977 | 2023 | New circuit as adder in Retail Price Intercepts
171 | 2023 | Residential | Water Heating | Water Heater | Water Heater HP Tank w/ New Circuit and 240V Wiring | Electricity | Water Heater HP Tank w/ New Circuit and 240V Wiring | 2023$ | Water Heater HP Tank w/ New Circuit and 240V Wiring |  | 25.5316 | 23.552 | 11.3387 | Nominal Volume | Gallons | 40 | 60 | 80 | 80 | 338.1699 | 459.8427 | 755.8971 | UEF | Unitless | 3 | 3.33 | 3.73 | 4.07 | -471.6819 | -605.3266 | -338.7957 | 1 |  |  | 2186.3184 | 2339.0666 | 2858.6626 | 1 | 1 | 518.192 | 1018.192 | 2704.5104 | 2857.2586 | 3376.8547 | 3204.5104 | 3357.2586 | 3876.8547 | 2050 | Advanced | 14.8 | Prevailing local wages, Drive time, Local code requirements, Access, Moisture issues present, Condition of existing flue, Need to bring in combustion air, Condition of existing electrical system, Condition of existing plumbing, Condition of existing gas line, Presence of hazardous materials, Type of equipment | 7 | 26 | 0.3977 | 2023 | New circuit as adder in Retail Price Intercepts
172 | 2023 | Residential | Water Heating | Water Heater | Oil-Fired Storage | Oil | Water Heater Oil-Fired Storage | 2023$ |  | Residential Oil-Fired Storage Water Heater | 0 | 0 | 0 | Nominal Volume | Gallons | 30 | 32 | 32 | 70 | 0 | 0 | 0 | UEF | Unitless | 0.66 | 0.66 | 0.68 | 0.68 | 2142.896 | 2678.62 | 3214.344 | 1 |  |  | 2142.896 | 2678.62 | 3214.344 | 1.37 | 1.53 | 0 | 0 | 2935.7675 | 3669.7094 | 4403.6513 | 3278.6309 | 4098.2886 | 4917.9463 | 2023 | Reference | 15.5 | Prevailing local wages, Drive time, Local code requirements, Access, Moisture issues present, Condition of existing flue, Need to bring in combustion air, Condition of existing electrical system, Condition of existing plumbing, Condition of existing gas line, Presence of hazardous materials, Type of equipment | 3 | 13 | 0 | 2023
172 | 2023 | Residential | Water Heating | Water Heater | Oil-Fired Storage | Oil | Water Heater Oil-Fired Storage | 2023$ |  | Residential Oil-Fired Storage Water Heater | 0 | 0 | 0 | Nominal Volume | Gallons | 30 | 32 | 32 | 70 | 0 | 0 | 0 | UEF | Unitless | 0.66 | 0.66 | 0.68 | 0.68 | 2142.896 | 2678.62 | 3214.344 | 1 |  |  | 2142.896 | 2678.62 | 3214.344 | 1.37 | 1.53 | 0 | 0 | 2935.7675 | 3669.7094 | 4403.6513 | 3278.6309 | 4098.2886 | 4917.9463 | 2030 | Reference | 15.5 | Prevailing local wages, Drive time, Local code requirements, Access, Moisture issues present, Condition of existing flue, Need to bring in combustion air, Condition of existing electrical system, Condition of existing plumbing, Condition of existing gas line, Presence of hazardous materials, Type of equipment | 3 | 13 | 0 | 2023 | 0
172 | 2023 | Residential | Water Heating | Water Heater | Oil-Fired Storage | Oil | Water Heater Oil-Fired Storage | 2023$ |  | Residential Oil-Fired Storage Water Heater | 0 | 0 | 0 | Nominal Volume | Gallons | 30 | 32 | 32 | 70 | 0 | 0 | 0 | UEF | Unitless | 0.66 | 0.66 | 0.68 | 0.68 | 2142.896 | 2678.62 | 3214.344 | 1 |  |  | 2142.896 | 2678.62 | 3214.344 | 1.37 | 1.53 | 0 | 0 | 2935.7675 | 3669.7094 | 4403.6513 | 3278.6309 | 4098.2886 | 4917.9463 | 2035 | Reference | 15.5 | Prevailing local wages, Drive time, Local code requirements, Access, Moisture issues present, Condition of existing flue, Need to bring in combustion air, Condition of existing electrical system, Condition of existing plumbing, Condition of existing gas line, Presence of hazardous materials, Type of equipment | 3 | 13 | 0 | 2023 | 0
172 | 2023 | Residential | Water Heating | Water Heater | Oil-Fired Storage | Oil | Water Heater Oil-Fired Storage | 2023$ |  | Residential Oil-Fired Storage Water Heater | 0 | 0 | 0 | Nominal Volume | Gallons | 30 | 32 | 32 | 70 | 0 | 0 | 0 | UEF | Unitless | 0.66 | 0.66 | 0.68 | 0.68 | 2142.896 | 2678.62 | 3214.344 | 1 |  |  | 2142.896 | 2678.62 | 3214.344 | 1.37 | 1.53 | 0 | 0 | 2935.7675 | 3669.7094 | 4403.6513 | 3278.6309 | 4098.2886 | 4917.9463 | 2040 | Reference | 15.5 | Prevailing local wages, Drive time, Local code requirements, Access, Moisture issues present, Condition of existing flue, Need to bring in combustion air, Condition of existing electrical system, Condition of existing plumbing, Condition of existing gas line, Presence of hazardous materials, Type of equipment | 3 | 13 | 0 | 2023 | 0
172 | 2023 | Residential | Water Heating | Water Heater | Oil-Fired Storage | Oil | Water Heater Oil-Fired Storage | 2023$ |  | Residential Oil-Fired Storage Water Heater | 0 | 0 | 0 | Nominal Volume | Gallons | 30 | 32 | 32 | 70 | 0 | 0 | 0 | UEF | Unitless | 0.66 | 0.66 | 0.68 | 0.68 | 2142.896 | 2678.62 | 3214.344 | 1 |  |  | 2142.896 | 2678.62 | 3214.344 | 1.37 | 1.53 | 0 | 0 | 2935.7675 | 3669.7094 | 4403.6513 | 3278.6309 | 4098.2886 | 4917.9463 | 2045 | Reference | 15.5 | Prevailing local wages, Drive time, Local code requirements, Access, Moisture issues present, Condition of existing flue, Need to bring in combustion air, Condition of existing electrical system, Condition of existing plumbing, Condition of existing gas line, Presence of hazardous materials, Type of equipment | 3 | 13 | 0 | 2023 | 0
172 | 2023 | Residential | Water Heating | Water Heater | Oil-Fired Storage | Oil | Water Heater Oil-Fired Storage | 2023$ |  | Residential Oil-Fired Storage Water Heater | 0 | 0 | 0 | Nominal Volume | Gallons | 30 | 32 | 32 | 70 | 0 | 0 | 0 | UEF | Unitless | 0.66 | 0.66 | 0.68 | 0.68 | 2142.896 | 2678.62 | 3214.344 | 1 |  |  | 2142.896 | 2678.62 | 3214.344 | 1.37 | 1.53 | 0 | 0 | 2935.7675 | 3669.7094 | 4403.6513 | 3278.6309 | 4098.2886 | 4917.9463 | 2050 | Reference | 15.5 | Prevailing local wages, Drive time, Local code requirements, Access, Moisture issues present, Condition of existing flue, Need to bring in combustion air, Condition of existing electrical system, Condition of existing plumbing, Condition of existing gas line, Presence of hazardous materials, Type of equipment | 3 | 13 | 0 | 2023 | 0
172 | 2023 | Residential | Water Heating | Water Heater | Oil-Fired Storage | Oil | Water Heater Oil-Fired Storage | 2023$ |  | Residential Oil-Fired Storage Water Heater | 0 | 0 | 0 | Nominal Volume | Gallons | 30 | 32 | 32 | 70 | 0 | 0 | 0 | UEF | Unitless | 0.66 | 0.66 | 0.68 | 0.68 | 2142.896 | 2678.62 | 3214.344 | 1 |  |  | 2142.896 | 2678.62 | 3214.344 | 1.37 | 1.53 | 0 | 0 | 2935.7675 | 3669.7094 | 4403.6513 | 3278.6309 | 4098.2886 | 4917.9463 | 2023 | Intermediate | 15.5 | Prevailing local wages, Drive time, Local code requirements, Access, Moisture issues present, Condition of existing flue, Need to bring in combustion air, Condition of existing electrical system, Condition of existing plumbing, Condition of existing gas line, Presence of hazardous materials, Type of equipment | 3 | 13 | 0 | 2023 | 0
172 | 2023 | Residential | Water Heating | Water Heater | Oil-Fired Storage | Oil | Water Heater Oil-Fired Storage | 2023$ |  | Residential Oil-Fired Storage Water Heater | 0 | 0 | 0 | Nominal Volume | Gallons | 30 | 32 | 32 | 70 | 0 | 0 | 0 | UEF | Unitless | 0.66 | 0.66 | 0.68 | 0.68 | 2142.896 | 2678.62 | 3214.344 | 1 |  |  | 2142.896 | 2678.62 | 3214.344 | 1.37 | 1.53 | 0 | 0 | 2935.7675 | 3669.7094 | 4403.6513 | 3278.6309 | 4098.2886 | 4917.9463 | 2030 | Intermediate | 15.5 | Prevailing local wages, Drive time, Local code requirements, Access, Moisture issues present, Condition of existing flue, Need to bring in combustion air, Condition of existing electrical system, Condition of existing plumbing, Condition of existing gas line, Presence of hazardous materials, Type of equipment | 3 | 13 | 0 | 2023 | 0
172 | 2023 | Residential | Water Heating | Water Heater | Oil-Fired Storage | Oil | Water Heater Oil-Fired Storage | 2023$ |  | Residential Oil-Fired Storage Water Heater | 0 | 0 | 0 | Nominal Volume | Gallons | 30 | 32 | 32 | 70 | 0 | 0 | 0 | UEF | Unitless | 0.66 | 0.66 | 0.68 | 0.68 | 2142.896 | 2678.62 | 3214.344 | 1 |  |  | 2142.896 | 2678.62 | 3214.344 | 1.37 | 1.53 | 0 | 0 | 2935.7675 | 3669.7094 | 4403.6513 | 3278.6309 | 4098.2886 | 4917.9463 | 2035 | Intermediate | 15.5 | Prevailing local wages, Drive time, Local code requirements, Access, Moisture issues present, Condition of existing flue, Need to bring in combustion air, Condition of existing electrical system, Condition of existing plumbing, Condition of existing gas line, Presence of hazardous materials, Type of equipment | 3 | 13 | 0 | 2023 | 0
172 | 2023 | Residential | Water Heating | Water Heater | Oil-Fired Storage | Oil | Water Heater Oil-Fired Storage | 2023$ |  | Residential Oil-Fired Storage Water Heater | 0 | 0 | 0 | Nominal Volume | Gallons | 30 | 32 | 32 | 70 | 0 | 0 | 0 | UEF | Unitless | 0.66 | 0.66 | 0.68 | 0.68 | 2142.896 | 2678.62 | 3214.344 | 1 |  |  | 2142.896 | 2678.62 | 3214.344 | 1.37 | 1.53 | 0 | 0 | 2935.7675 | 3669.7094 | 4403.6513 | 3278.6309 | 4098.2886 | 4917.9463 | 2040 | Intermediate | 15.5 | Prevailing local wages, Drive time, Local code requirements, Access, Moisture issues present, Condition of existing flue, Need to bring in combustion air, Condition of existing electrical system, Condition of existing plumbing, Condition of existing gas line, Presence of hazardous materials, Type of equipment | 3 | 13 | 0 | 2023 | 0
172 | 2023 | Residential | Water Heating | Water Heater | Oil-Fired Storage | Oil | Water Heater Oil-Fired Storage | 2023$ |  | Residential Oil-Fired Storage Water Heater | 0 | 0 | 0 | Nominal Volume | Gallons | 30 | 32 | 32 | 70 | 0 | 0 | 0 | UEF | Unitless | 0.66 | 0.66 | 0.68 | 0.68 | 2142.896 | 2678.62 | 3214.344 | 1 |  |  | 2142.896 | 2678.62 | 3214.344 | 1.37 | 1.53 | 0 | 0 | 2935.7675 | 3669.7094 | 4403.6513 | 3278.6309 | 4098.2886 | 4917.9463 | 2045 | Intermediate | 15.5 | Prevailing local wages, Drive time, Local code requirements, Access, Moisture issues present, Condition of existing flue, Need to bring in combustion air, Condition of existing electrical system, Condition of existing plumbing, Condition of existing gas line, Presence of hazardous materials, Type of equipment | 3 | 13 | 0 | 2023 | 0
172 | 2023 | Residential | Water Heating | Water Heater | Oil-Fired Storage | Oil | Water Heater Oil-Fired Storage | 2023$ |  | Residential Oil-Fired Storage Water Heater | 0 | 0 | 0 | Nominal Volume | Gallons | 30 | 32 | 32 | 70 | 0 | 0 | 0 | UEF | Unitless | 0.66 | 0.66 | 0.68 | 0.68 | 2142.896 | 2678.62 | 3214.344 | 1 |  |  | 2142.896 | 2678.62 | 3214.344 | 1.37 | 1.53 | 0 | 0 | 2935.7675 | 3669.7094 | 4403.6513 | 3278.6309 | 4098.2886 | 4917.9463 | 2050 | Intermediate | 15.5 | Prevailing local wages, Drive time, Local code requirements, Access, Moisture issues present, Condition of existing flue, Need to bring in combustion air, Condition of existing electrical system, Condition of existing plumbing, Condition of existing gas line, Presence of hazardous materials, Type of equipment | 3 | 13 | 0 | 2023 | 0
172 | 2023 | Residential | Water Heating | Water Heater | Oil-Fired Storage | Oil | Water Heater Oil-Fired Storage | 2023$ |  | Residential Oil-Fired Storage Water Heater | 0 | 0 | 0 | Nominal Volume | Gallons | 30 | 32 | 32 | 70 | 0 | 0 | 0 | UEF | Unitless | 0.66 | 0.66 | 0.68 | 0.68 | 2142.896 | 2678.62 | 3214.344 | 1 |  |  | 2142.896 | 2678.62 | 3214.344 | 1.37 | 1.53 | 0 | 0 | 2935.7675 | 3669.7094 | 4403.6513 | 3278.6309 | 4098.2886 | 4917.9463 | 2023 | Advanced | 15.5 | Prevailing local wages, Drive time, Local code requirements, Access, Moisture issues present, Condition of existing flue, Need to bring in combustion air, Condition of existing electrical system, Condition of existing plumbing, Condition of existing gas line, Presence of hazardous materials, Type of equipment | 3 | 13 | 0 | 2023 | 0
172 | 2023 | Residential | Water Heating | Water Heater | Oil-Fired Storage | Oil | Water Heater Oil-Fired Storage | 2023$ |  | Residential Oil-Fired Storage Water Heater | 0 | 0 | 0 | Nominal Volume | Gallons | 30 | 32 | 32 | 70 | 0 | 0 | 0 | UEF | Unitless | 0.66 | 0.66 | 0.68 | 0.68 | 2142.896 | 2678.62 | 3214.344 | 1 |  |  | 2142.896 | 2678.62 | 3214.344 | 1.37 | 1.53 | 0 | 0 | 2935.7675 | 3669.7094 | 4403.6513 | 3278.6309 | 4098.2886 | 4917.9463 | 2030 | Advanced | 15.5 | Prevailing local wages, Drive time, Local code requirements, Access, Moisture issues present, Condition of existing flue, Need to bring in combustion air, Condition of existing electrical system, Condition of existing plumbing, Condition of existing gas line, Presence of hazardous materials, Type of equipment | 3 | 13 | 0 | 2023 | 0
172 | 2023 | Residential | Water Heating | Water Heater | Oil-Fired Storage | Oil | Water Heater Oil-Fired Storage | 2023$ |  | Residential Oil-Fired Storage Water Heater | 0 | 0 | 0 | Nominal Volume | Gallons | 30 | 32 | 32 | 70 | 0 | 0 | 0 | UEF | Unitless | 0.66 | 0.66 | 0.68 | 0.68 | 2142.896 | 2678.62 | 3214.344 | 1 |  |  | 2142.896 | 2678.62 | 3214.344 | 1.37 | 1.53 | 0 | 0 | 2935.7675 | 3669.7094 | 4403.6513 | 3278.6309 | 4098.2886 | 4917.9463 | 2035 | Advanced | 15.5 | Prevailing local wages, Drive time, Local code requirements, Access, Moisture issues present, Condition of existing flue, Need to bring in combustion air, Condition of existing electrical system, Condition of existing plumbing, Condition of existing gas line, Presence of hazardous materials, Type of equipment | 3 | 13 | 0 | 2023 | 0
172 | 2023 | Residential | Water Heating | Water Heater | Oil-Fired Storage | Oil | Water Heater Oil-Fired Storage | 2023$ |  | Residential Oil-Fired Storage Water Heater | 0 | 0 | 0 | Nominal Volume | Gallons | 30 | 32 | 32 | 70 | 0 | 0 | 0 | UEF | Unitless | 0.66 | 0.66 | 0.68 | 0.68 | 2142.896 | 2678.62 | 3214.344 | 1 |  |  | 2142.896 | 2678.62 | 3214.344 | 1.37 | 1.53 | 0 | 0 | 2935.7675 | 3669.7094 | 4403.6513 | 3278.6309 | 4098.2886 | 4917.9463 | 2040 | Advanced | 15.5 | Prevailing local wages, Drive time, Local code requirements, Access, Moisture issues present, Condition of existing flue, Need to bring in combustion air, Condition of existing electrical system, Condition of existing plumbing, Condition of existing gas line, Presence of hazardous materials, Type of equipment | 3 | 13 | 0 | 2023 | 0
172 | 2023 | Residential | Water Heating | Water Heater | Oil-Fired Storage | Oil | Water Heater Oil-Fired Storage | 2023$ |  | Residential Oil-Fired Storage Water Heater | 0 | 0 | 0 | Nominal Volume | Gallons | 30 | 32 | 32 | 70 | 0 | 0 | 0 | UEF | Unitless | 0.66 | 0.66 | 0.68 | 0.68 | 2142.896 | 2678.62 | 3214.344 | 1 |  |  | 2142.896 | 2678.62 | 3214.344 | 1.37 | 1.53 | 0 | 0 | 2935.7675 | 3669.7094 | 4403.6513 | 3278.6309 | 4098.2886 | 4917.9463 | 2045 | Advanced | 15.5 | Prevailing local wages, Drive time, Local code requirements, Access, Moisture issues present, Condition of existing flue, Need to bring in combustion air, Condition of existing electrical system, Condition of existing plumbing, Condition of existing gas line, Presence of hazardous materials, Type of equipment | 3 | 13 | 0 | 2023 | 0
172 | 2023 | Residential | Water Heating | Water Heater | Oil-Fired Storage | Oil | Water Heater Oil-Fired Storage | 2023$ |  | Residential Oil-Fired Storage Water Heater | 0 | 0 | 0 | Nominal Volume | Gallons | 30 | 32 | 32 | 70 | 0 | 0 | 0 | UEF | Unitless | 0.66 | 0.66 | 0.68 | 0.68 | 2142.896 | 2678.62 | 3214.344 | 1 |  |  | 2142.896 | 2678.62 | 3214.344 | 1.37 | 1.53 | 0 | 0 | 2935.7675 | 3669.7094 | 4403.6513 | 3278.6309 | 4098.2886 | 4917.9463 | 2050 | Advanced | 15.5 | Prevailing local wages, Drive time, Local code requirements, Access, Moisture issues present, Condition of existing flue, Need to bring in combustion air, Condition of existing electrical system, Condition of existing plumbing, Condition of existing gas line, Presence of hazardous materials, Type of equipment | 3 | 13 | 0 | 2023 | 0
173 | 2023 | Residential | Water Heating | Water Heater | Solar | Solar, Gas, Electricity | Water Heater Solar | 2023$ |  | Residential Solar Water Heaters | 0 | 0 | 0 | Surface Area | ft2 | 47.2 | 47.2 | 47.2 | 47.2 | 0 | 0 | 0 | SUEF | Unitless | 99 | 99 | 99 | 99 | 5308.8 | 6636 | 7963.2 | 1 |  |  | 5308.8 | 6636 | 7963.2 | 1519.8857 | 1791.4695 | 0 | 0 | 8068769.28 | 10085961.6 | 12103153.92 | 9510553.092 | 11888191.365 | 14265829.638 | 2023 | Reference | 23 | Prevailing local wages, Drive time, Local code requirements, Access, Moisture issues present, Condition of existing flue, Condition of existing electrical system, Condition of existing plumbing, Condition of existing gas line, Presence of hazardous materials, Type of equipment | 2 | 22 | 0 | 2023
173 | 2023 | Residential | Water Heating | Water Heater | Solar | Solar, Gas, Electricity | Water Heater Solar | 2023$ |  |  | 0 | 0 | 0 | Surface Area | ft2 | 47.2 | 47.2 | 47.2 | 47.2 | 0 | 0 | 0 | SUEF | Unitless | 99 | 99 | 99 | 99 | 5308.8 | 6636 | 7963.2 | 1 |  |  | 5308.8 | 6636 | 7963.2 | 1519.8857 | 1791.4695 | 0 | 0 | 8068769.28 | 10085961.6 | 12103153.92 | 9510553.092 | 11888191.365 | 14265829.638 | 2030 | Reference | 23 | Prevailing local wages, Drive time, Local code requirements, Access, Moisture issues present, Condition of existing flue, Condition of existing electrical system, Condition of existing plumbing, Condition of existing gas line, Presence of hazardous materials, Type of equipment | 2 | 22 | 0 | 2023 | 0
173 | 2023 | Residential | Water Heating | Water Heater | Solar | Solar, Gas, Electricity | Water Heater Solar | 2023$ |  |  | 0 | 0 | 0 | Surface Area | ft2 | 47.2 | 47.2 | 47.2 | 47.2 | 0 | 0 | 0 | SUEF | Unitless | 99 | 99 | 99 | 99 | 5308.8 | 6636 | 7963.2 | 1 |  |  | 5308.8 | 6636 | 7963.2 | 1519.8857 | 1791.4695 | 0 | 0 | 8068769.28 | 10085961.6 | 12103153.92 | 9510553.092 | 11888191.365 | 14265829.638 | 2035 | Reference | 23 | Prevailing local wages, Drive time, Local code requirements, Access, Moisture issues present, Condition of existing flue, Condition of existing electrical system, Condition of existing plumbing, Condition of existing gas line, Presence of hazardous materials, Type of equipment | 2 | 22 | 0 | 2023 | 0
173 | 2023 | Residential | Water Heating | Water Heater | Solar | Solar, Gas, Electricity | Water Heater Solar | 2023$ |  |  | 0 | 0 | 0 | Surface Area | ft2 | 47.2 | 47.2 | 47.2 | 47.2 | 0 | 0 | 0 | SUEF | Unitless | 99 | 99 | 99 | 99 | 5308.8 | 6636 | 7963.2 | 1 |  |  | 5308.8 | 6636 | 7963.2 | 1519.8857 | 1791.4695 | 0 | 0 | 8068769.28 | 10085961.6 | 12103153.92 | 9510553.092 | 11888191.365 | 14265829.638 | 2040 | Reference | 23 | Prevailing local wages, Drive time, Local code requirements, Access, Moisture issues present, Condition of existing flue, Condition of existing electrical system, Condition of existing plumbing, Condition of existing gas line, Presence of hazardous materials, Type of equipment | 2 | 22 | 0 | 2023 | 0
173 | 2023 | Residential | Water Heating | Water Heater | Solar | Solar, Gas, Electricity | Water Heater Solar | 2023$ |  |  | 0 | 0 | 0 | Surface Area | ft2 | 47.2 | 47.2 | 47.2 | 47.2 | 0 | 0 | 0 | SUEF | Unitless | 99 | 99 | 99 | 99 | 5308.8 | 6636 | 7963.2 | 1 |  |  | 5308.8 | 6636 | 7963.2 | 1519.8857 | 1791.4695 | 0 | 0 | 8068769.28 | 10085961.6 | 12103153.92 | 9510553.092 | 11888191.365 | 14265829.638 | 2045 | Reference | 23 | Prevailing local wages, Drive time, Local code requirements, Access, Moisture issues present, Condition of existing flue, Condition of existing electrical system, Condition of existing plumbing, Condition of existing gas line, Presence of hazardous materials, Type of equipment | 2 | 22 | 0 | 2023 | 0
173 | 2023 | Residential | Water Heating | Water Heater | Solar | Solar, Gas, Electricity | Water Heater Solar | 2023$ |  |  | 0 | 0 | 0 | Surface Area | ft2 | 47.2 | 47.2 | 47.2 | 47.2 | 0 | 0 | 0 | SUEF | Unitless | 99 | 99 | 99 | 99 | 5308.8 | 6636 | 7963.2 | 1 |  |  | 5308.8 | 6636 | 7963.2 | 1519.8857 | 1791.4695 | 0 | 0 | 8068769.28 | 10085961.6 | 12103153.92 | 9510553.092 | 11888191.365 | 14265829.638 | 2050 | Reference | 23 | Prevailing local wages, Drive time, Local code requirements, Access, Moisture issues present, Condition of existing flue, Condition of existing electrical system, Condition of existing plumbing, Condition of existing gas line, Presence of hazardous materials, Type of equipment | 2 | 22 | 0 | 2023 | 0
173 | 2023 | Residential | Water Heating | Water Heater | Solar | Solar, Gas, Electricity | Water Heater Solar | 2023$ |  |  | 0 | 0 | 0 | Surface Area | ft2 | 47.2 | 47.2 | 47.2 | 47.2 | 0 | 0 | 0 | SUEF | Unitless | 99 | 99 | 99 | 99 | 5308.8 | 6636 | 7963.2 | 1 |  |  | 5308.8 | 6636 | 7963.2 | 1519.8857 | 1791.4695 | 0 | 0 | 8068769.28 | 10085961.6 | 12103153.92 | 9510553.092 | 11888191.365 | 14265829.638 | 2023 | Intermediate | 23 | Prevailing local wages, Drive time, Local code requirements, Access, Moisture issues present, Condition of existing flue, Condition of existing electrical system, Condition of existing plumbing, Condition of existing gas line, Presence of hazardous materials, Type of equipment | 2 | 22 | 0 | 2023 | 0
173 | 2023 | Residential | Water Heating | Water Heater | Solar | Solar, Gas, Electricity | Water Heater Solar | 2023$ |  |  | 0 | 0 | 0 | Surface Area | ft2 | 47.2 | 47.2 | 47.2 | 47.2 | 0 | 0 | 0 | SUEF | Unitless | 99 | 99 | 99 | 99 | 5308.8 | 6636 | 7963.2 | 1 |  |  | 5308.8 | 6636 | 7963.2 | 1519.8857 | 1791.4695 | 0 | 0 | 8068769.28 | 10085961.6 | 12103153.92 | 9510553.092 | 11888191.365 | 14265829.638 | 2030 | Intermediate | 23 | Prevailing local wages, Drive time, Local code requirements, Access, Moisture issues present, Condition of existing flue, Condition of existing electrical system, Condition of existing plumbing, Condition of existing gas line, Presence of hazardous materials, Type of equipment | 2 | 22 | 0 | 2023 | 0
173 | 2023 | Residential | Water Heating | Water Heater | Solar | Solar, Gas, Electricity | Water Heater Solar | 2023$ |  |  | 0 | 0 | 0 | Surface Area | ft2 | 47.2 | 47.2 | 47.2 | 47.2 | 0 | 0 | 0 | SUEF | Unitless | 99 | 99 | 99 | 99 | 5308.8 | 6636 | 7963.2 | 1 |  |  | 5308.8 | 6636 | 7963.2 | 1519.8857 | 1791.4695 | 0 | 0 | 8068769.28 | 10085961.6 | 12103153.92 | 9510553.092 | 11888191.365 | 14265829.638 | 2035 | Intermediate | 23 | Prevailing local wages, Drive time, Local code requirements, Access, Moisture issues present, Condition of existing flue, Condition of existing electrical system, Condition of existing plumbing, Condition of existing gas line, Presence of hazardous materials, Type of equipment | 2 | 22 | 0 | 2023 | 0
173 | 2023 | Residential | Water Heating | Water Heater | Solar | Solar, Gas, Electricity | Water Heater Solar | 2023$ |  |  | 0 | 0 | 0 | Surface Area | ft2 | 47.2 | 47.2 | 47.2 | 47.2 | 0 | 0 | 0 | SUEF | Unitless | 99 | 99 | 99 | 99 | 5308.8 | 6636 | 7963.2 | 1 |  |  | 5308.8 | 6636 | 7963.2 | 1519.8857 | 1791.4695 | 0 | 0 | 8068769.28 | 10085961.6 | 12103153.92 | 9510553.092 | 11888191.365 | 14265829.638 | 2040 | Intermediate | 23 | Prevailing local wages, Drive time, Local code requirements, Access, Moisture issues present, Condition of existing flue, Condition of existing electrical system, Condition of existing plumbing, Condition of existing gas line, Presence of hazardous materials, Type of equipment | 2 | 22 | 0 | 2023 | 0
173 | 2023 | Residential | Water Heating | Water Heater | Solar | Solar, Gas, Electricity | Water Heater Solar | 2023$ |  |  | 0 | 0 | 0 | Surface Area | ft2 | 47.2 | 47.2 | 47.2 | 47.2 | 0 | 0 | 0 | SUEF | Unitless | 99 | 99 | 99 | 99 | 5308.8 | 6636 | 7963.2 | 1 |  |  | 5308.8 | 6636 | 7963.2 | 1519.8857 | 1791.4695 | 0 | 0 | 8068769.28 | 10085961.6 | 12103153.92 | 9510553.092 | 11888191.365 | 14265829.638 | 2045 | Intermediate | 23 | Prevailing local wages, Drive time, Local code requirements, Access, Moisture issues present, Condition of existing flue, Condition of existing electrical system, Condition of existing plumbing, Condition of existing gas line, Presence of hazardous materials, Type of equipment | 2 | 22 | 0 | 2023 | 0
173 | 2023 | Residential | Water Heating | Water Heater | Solar | Solar, Gas, Electricity | Water Heater Solar | 2023$ |  |  | 0 | 0 | 0 | Surface Area | ft2 | 47.2 | 47.2 | 47.2 | 47.2 | 0 | 0 | 0 | SUEF | Unitless | 99 | 99 | 99 | 99 | 5308.8 | 6636 | 7963.2 | 1 |  |  | 5308.8 | 6636 | 7963.2 | 1519.8857 | 1791.4695 | 0 | 0 | 8068769.28 | 10085961.6 | 12103153.92 | 9510553.092 | 11888191.365 | 14265829.638 | 2050 | Intermediate | 23 | Prevailing local wages, Drive time, Local code requirements, Access, Moisture issues present, Condition of existing flue, Condition of existing electrical system, Condition of existing plumbing, Condition of existing gas line, Presence of hazardous materials, Type of equipment | 2 | 22 | 0 | 2023 | 0
173 | 2023 | Residential | Water Heating | Water Heater | Solar | Solar, Gas, Electricity | Water Heater Solar | 2023$ |  |  | 0 | 0 | 0 | Surface Area | ft2 | 47.2 | 47.2 | 47.2 | 47.2 | 0 | 0 | 0 | SUEF | Unitless | 99 | 99 | 99 | 99 | 5308.8 | 6636 | 7963.2 | 1 |  |  | 5308.8 | 6636 | 7963.2 | 1519.8857 | 1791.4695 | 0 | 0 | 8068769.28 | 10085961.6 | 12103153.92 | 9510553.092 | 11888191.365 | 14265829.638 | 2023 | Advanced | 23 | Prevailing local wages, Drive time, Local code requirements, Access, Moisture issues present, Condition of existing flue, Condition of existing electrical system, Condition of existing plumbing, Condition of existing gas line, Presence of hazardous materials, Type of equipment | 2 | 22 | 0 | 2023 | 0
173 | 2023 | Residential | Water Heating | Water Heater | Solar | Solar, Gas, Electricity | Water Heater Solar | 2023$ |  |  | 0 | 0 | 0 | Surface Area | ft2 | 47.2 | 47.2 | 47.2 | 47.2 | 0 | 0 | 0 | SUEF | Unitless | 99 | 99 | 99 | 99 | 5308.8 | 6636 | 7963.2 | 1 |  |  | 5308.8 | 6636 | 7963.2 | 1519.8857 | 1791.4695 | 0 | 0 | 8068769.28 | 10085961.6 | 12103153.92 | 9510553.092 | 11888191.365 | 14265829.638 | 2030 | Advanced | 23 | Prevailing local wages, Drive time, Local code requirements, Access, Moisture issues present, Condition of existing flue, Condition of existing electrical system, Condition of existing plumbing, Condition of existing gas line, Presence of hazardous materials, Type of equipment | 2 | 22 | 0 | 2023 | 0
173 | 2023 | Residential | Water Heating | Water Heater | Solar | Solar, Gas, Electricity | Water Heater Solar | 2023$ |  |  | 0 | 0 | 0 | Surface Area | ft2 | 47.2 | 47.2 | 47.2 | 47.2 | 0 | 0 | 0 | SUEF | Unitless | 99 | 99 | 99 | 99 | 5308.8 | 6636 | 7963.2 | 1 |  |  | 5308.8 | 6636 | 7963.2 | 1519.8857 | 1791.4695 | 0 | 0 | 8068769.28 | 10085961.6 | 12103153.92 | 9510553.092 | 11888191.365 | 14265829.638 | 2035 | Advanced | 23 | Prevailing local wages, Drive time, Local code requirements, Access, Moisture issues present, Condition of existing flue, Condition of existing electrical system, Condition of existing plumbing, Condition of existing gas line, Presence of hazardous materials, Type of equipment | 2 | 22 | 0 | 2023 | 0
173 | 2023 | Residential | Water Heating | Water Heater | Solar | Solar, Gas, Electricity | Water Heater Solar | 2023$ |  |  | 0 | 0 | 0 | Surface Area | ft2 | 47.2 | 47.2 | 47.2 | 47.2 | 0 | 0 | 0 | SUEF | Unitless | 99 | 99 | 99 | 99 | 5308.8 | 6636 | 7963.2 | 1 |  |  | 5308.8 | 6636 | 7963.2 | 1519.8857 | 1791.4695 | 0 | 0 | 8068769.28 | 10085961.6 | 12103153.92 | 9510553.092 | 11888191.365 | 14265829.638 | 2040 | Advanced | 23 | Prevailing local wages, Drive time, Local code requirements, Access, Moisture issues present, Condition of existing flue, Condition of existing electrical system, Condition of existing plumbing, Condition of existing gas line, Presence of hazardous materials, Type of equipment | 2 | 22 | 0 | 2023 | 0
173 | 2023 | Residential | Water Heating | Water Heater | Solar | Solar, Gas, Electricity | Water Heater Solar | 2023$ |  |  | 0 | 0 | 0 | Surface Area | ft2 | 47.2 | 47.2 | 47.2 | 47.2 | 0 | 0 | 0 | SUEF | Unitless | 99 | 99 | 99 | 99 | 5308.8 | 6636 | 7963.2 | 1 |  |  | 5308.8 | 6636 | 7963.2 | 1519.8857 | 1791.4695 | 0 | 0 | 8068769.28 | 10085961.6 | 12103153.92 | 9510553.092 | 11888191.365 | 14265829.638 | 2045 | Advanced | 23 | Prevailing local wages, Drive time, Local code requirements, Access, Moisture issues present, Condition of existing flue, Condition of existing electrical system, Condition of existing plumbing, Condition of existing gas line, Presence of hazardous materials, Type of equipment | 2 | 22 | 0 | 2023 | 0
173 | 2023 | Residential | Water Heating | Water Heater | Solar | Solar, Gas, Electricity | Water Heater Solar | 2023$ |  |  | 0 | 0 | 0 | Surface Area | ft2 | 47.2 | 47.2 | 47.2 | 47.2 | 0 | 0 | 0 | SUEF | Unitless | 99 | 99 | 99 | 99 | 5308.8 | 6636 | 7963.2 | 1 |  |  | 5308.8 | 6636 | 7963.2 | 1519.8857 | 1791.4695 | 0 | 0 | 8068769.28 | 10085961.6 | 12103153.92 | 9510553.092 | 11888191.365 | 14265829.638 | 2050 | Advanced | 23 | Prevailing local wages, Drive time, Local code requirements, Access, Moisture issues present, Condition of existing flue, Condition of existing electrical system, Condition of existing plumbing, Condition of existing gas line, Presence of hazardous materials, Type of equipment | 2 | 22 | 0 | 2023 | 0
174 | 2023 | Residential | HVAC | Whole House Fan |  | Electricity | Whole House Fan | 2023$ |  |  | 0.16003 | 0.16099 | 0.18212 | Air Volume | CFM | 1434 | 5024 | 6924 | 6924 | 0 | 0 | 0 | N/A | N/A | 0 | 0 | 0 | 0 | 200.9519 | 286.971 | 437.8344 | 1 |  |  | 1004.9426 | 1095.8048 | 1352.8254 | 1 | 1 | 787 | 942 | 1791.9426 | 1882.8048 | 2139.8254 | 1946.9426 | 2037.8048 | 2294.8254 | 2023 | Reference | 23 | Prevailing local wages, Drive time, Local code requirements, Access, Incentive programs, Existing construction and materials, Need for additional structural support, Brand recognition, Engineering and design fees, Condition of existing electrical system, Need for additional wiring / switching, Condition of existing duct system, Need for controls and / or zoning, Condition of existing gas line, Electrical infrastructure upgrades, Site assessment, Ceiling height, Coil upgrades | 3 | 21 | 0.6536 | 2023 | Does not include thermostats. Do not anticipate there being any changes to these fans that would impact energy usage, costs, or capacities in the near future
174 | 2023 | Residential | HVAC | Whole House Fan |  | Electricity | Whole House Fan | 2023$ |  |  | 0.16003 | 0.16099 | 0.18212 | Air Volume | CFM | 1434 | 5024 | 6924 | 6924 | 0 | 0 | 0 | N/A | N/A | 0 | 0 | 0 | 0 | 200.9519 | 286.971 | 437.8344 | 1 |  |  | 1004.9426 | 1095.8048 | 1352.8254 | 1 | 1 | 787 | 942 | 1791.9426 | 1882.8048 | 2139.8254 | 1946.9426 | 2037.8048 | 2294.8254 | 2030 | Reference | 23 | Prevailing local wages, Drive time, Local code requirements, Access, Incentive programs, Existing construction and materials, Need for additional structural support, Brand recognition, Engineering and design fees, Condition of existing electrical system, Need for additional wiring / switching, Condition of existing duct system, Need for controls and / or zoning, Condition of existing gas line, Electrical infrastructure upgrades, Site assessment, Ceiling height, Coil upgrades | 3 | 21 | 0.6536 | 2023 | Does not include thermostats. Do not anticipate there being any changes to these fans that would impact energy usage, costs, or capacities in the near future
174 | 2023 | Residential | HVAC | Whole House Fan |  | Electricity | Whole House Fan | 2023$ |  |  | 0.16003 | 0.16099 | 0.18212 | Air Volume | CFM | 1434 | 5024 | 6924 | 6924 | 0 | 0 | 0 | N/A | N/A | 0 | 0 | 0 | 0 | 200.9519 | 286.971 | 437.8344 | 1 |  |  | 1004.9426 | 1095.8048 | 1352.8254 | 1 | 1 | 787 | 942 | 1791.9426 | 1882.8048 | 2139.8254 | 1946.9426 | 2037.8048 | 2294.8254 | 2035 | Reference | 23 | Prevailing local wages, Drive time, Local code requirements, Access, Incentive programs, Existing construction and materials, Need for additional structural support, Brand recognition, Engineering and design fees, Condition of existing electrical system, Need for additional wiring / switching, Condition of existing duct system, Need for controls and / or zoning, Condition of existing gas line, Electrical infrastructure upgrades, Site assessment, Ceiling height, Coil upgrades | 3 | 21 | 0.6536 | 2023 | Does not include thermostats. Do not anticipate there being any changes to these fans that would impact energy usage, costs, or capacities in the near future
174 | 2023 | Residential | HVAC | Whole House Fan |  | Electricity | Whole House Fan | 2023$ |  |  | 0.16003 | 0.16099 | 0.18212 | Air Volume | CFM | 1434 | 5024 | 6924 | 6924 | 0 | 0 | 0 | N/A | N/A | 0 | 0 | 0 | 0 | 200.9519 | 286.971 | 437.8344 | 1 |  |  | 1004.9426 | 1095.8048 | 1352.8254 | 1 | 1 | 787 | 942 | 1791.9426 | 1882.8048 | 2139.8254 | 1946.9426 | 2037.8048 | 2294.8254 | 2040 | Reference | 23 | Prevailing local wages, Drive time, Local code requirements, Access, Incentive programs, Existing construction and materials, Need for additional structural support, Brand recognition, Engineering and design fees, Condition of existing electrical system, Need for additional wiring / switching, Condition of existing duct system, Need for controls and / or zoning, Condition of existing gas line, Electrical infrastructure upgrades, Site assessment, Ceiling height, Coil upgrades | 3 | 21 | 0.6536 | 2023 | Does not include thermostats. Do not anticipate there being any changes to these fans that would impact energy usage, costs, or capacities in the near future
174 | 2023 | Residential | HVAC | Whole House Fan |  | Electricity | Whole House Fan | 2023$ |  |  | 0.16003 | 0.16099 | 0.18212 | Air Volume | CFM | 1434 | 5024 | 6924 | 6924 | 0 | 0 | 0 | N/A | N/A | 0 | 0 | 0 | 0 | 200.9519 | 286.971 | 437.8344 | 1 |  |  | 1004.9426 | 1095.8048 | 1352.8254 | 1 | 1 | 787 | 942 | 1791.9426 | 1882.8048 | 2139.8254 | 1946.9426 | 2037.8048 | 2294.8254 | 2045 | Reference | 23 | Prevailing local wages, Drive time, Local code requirements, Access, Incentive programs, Existing construction and materials, Need for additional structural support, Brand recognition, Engineering and design fees, Condition of existing electrical system, Need for additional wiring / switching, Condition of existing duct system, Need for controls and / or zoning, Condition of existing gas line, Electrical infrastructure upgrades, Site assessment, Ceiling height, Coil upgrades | 3 | 21 | 0.6536 | 2023 | Does not include thermostats. Do not anticipate there being any changes to these fans that would impact energy usage, costs, or capacities in the near future
174 | 2023 | Residential | HVAC | Whole House Fan |  | Electricity | Whole House Fan | 2023$ |  |  | 0.16003 | 0.16099 | 0.18212 | Air Volume | CFM | 1434 | 5024 | 6924 | 6924 | 0 | 0 | 0 | N/A | N/A | 0 | 0 | 0 | 0 | 200.9519 | 286.971 | 437.8344 | 1 |  |  | 1004.9426 | 1095.8048 | 1352.8254 | 1 | 1 | 787 | 942 | 1791.9426 | 1882.8048 | 2139.8254 | 1946.9426 | 2037.8048 | 2294.8254 | 2050 | Reference | 23 | Prevailing local wages, Drive time, Local code requirements, Access, Incentive programs, Existing construction and materials, Need for additional structural support, Brand recognition, Engineering and design fees, Condition of existing electrical system, Need for additional wiring / switching, Condition of existing duct system, Need for controls and / or zoning, Condition of existing gas line, Electrical infrastructure upgrades, Site assessment, Ceiling height, Coil upgrades | 3 | 21 | 0.6536 | 2023 | Does not include thermostats. Do not anticipate there being any changes to these fans that would impact energy usage, costs, or capacities in the near future
174 | 2023 | Residential | HVAC | Whole House Fan |  | Electricity | Whole House Fan | 2023$ |  |  | 0.16003 | 0.16099 | 0.18212 | Air Volume | CFM | 1434 | 5024 | 6924 | 6924 | 0 | 0 | 0 | N/A | N/A | 0 | 0 | 0 | 0 | 200.9519 | 286.971 | 437.8344 | 1 |  |  | 1004.9426 | 1095.8048 | 1352.8254 | 1 | 1 | 787 | 942 | 1791.9426 | 1882.8048 | 2139.8254 | 1946.9426 | 2037.8048 | 2294.8254 | 2023 | Intermediate | 23 | Prevailing local wages, Drive time, Local code requirements, Access, Incentive programs, Existing construction and materials, Need for additional structural support, Brand recognition, Engineering and design fees, Condition of existing electrical system, Need for additional wiring / switching, Condition of existing duct system, Need for controls and / or zoning, Condition of existing gas line, Electrical infrastructure upgrades, Site assessment, Ceiling height, Coil upgrades | 3 | 21 | 0.6536 | 2023 | Does not include thermostats. Do not anticipate there being any changes to these fans that would impact energy usage, costs, or capacities in the near future
174 | 2023 | Residential | HVAC | Whole House Fan |  | Electricity | Whole House Fan | 2023$ |  |  | 0.16003 | 0.16099 | 0.18212 | Air Volume | CFM | 1434 | 5024 | 6924 | 6924 | 0 | 0 | 0 | N/A | N/A | 0 | 0 | 0 | 0 | 200.9519 | 286.971 | 437.8344 | 1 |  |  | 1004.9426 | 1095.8048 | 1352.8254 | 1 | 1 | 787 | 942 | 1791.9426 | 1882.8048 | 2139.8254 | 1946.9426 | 2037.8048 | 2294.8254 | 2030 | Intermediate | 23 | Prevailing local wages, Drive time, Local code requirements, Access, Incentive programs, Existing construction and materials, Need for additional structural support, Brand recognition, Engineering and design fees, Condition of existing electrical system, Need for additional wiring / switching, Condition of existing duct system, Need for controls and / or zoning, Condition of existing gas line, Electrical infrastructure upgrades, Site assessment, Ceiling height, Coil upgrades | 3 | 21 | 0.6536 | 2023 | Does not include thermostats. Do not anticipate there being any changes to these fans that would impact energy usage, costs, or capacities in the near future
174 | 2023 | Residential | HVAC | Whole House Fan |  | Electricity | Whole House Fan | 2023$ |  |  | 0.16003 | 0.16099 | 0.18212 | Air Volume | CFM | 1434 | 5024 | 6924 | 6924 | 0 | 0 | 0 | N/A | N/A | 0 | 0 | 0 | 0 | 200.9519 | 286.971 | 437.8344 | 1 |  |  | 1004.9426 | 1095.8048 | 1352.8254 | 1 | 1 | 787 | 942 | 1791.9426 | 1882.8048 | 2139.8254 | 1946.9426 | 2037.8048 | 2294.8254 | 2035 | Intermediate | 23 | Prevailing local wages, Drive time, Local code requirements, Access, Incentive programs, Existing construction and materials, Need for additional structural support, Brand recognition, Engineering and design fees, Condition of existing electrical system, Need for additional wiring / switching, Condition of existing duct system, Need for controls and / or zoning, Condition of existing gas line, Electrical infrastructure upgrades, Site assessment, Ceiling height, Coil upgrades | 3 | 21 | 0.6536 | 2023 | Does not include thermostats. Do not anticipate there being any changes to these fans that would impact energy usage, costs, or capacities in the near future
174 | 2023 | Residential | HVAC | Whole House Fan |  | Electricity | Whole House Fan | 2023$ |  |  | 0.16003 | 0.16099 | 0.18212 | Air Volume | CFM | 1434 | 5024 | 6924 | 6924 | 0 | 0 | 0 | N/A | N/A | 0 | 0 | 0 | 0 | 200.9519 | 286.971 | 437.8344 | 1 |  |  | 1004.9426 | 1095.8048 | 1352.8254 | 1 | 1 | 787 | 942 | 1791.9426 | 1882.8048 | 2139.8254 | 1946.9426 | 2037.8048 | 2294.8254 | 2040 | Intermediate | 23 | Prevailing local wages, Drive time, Local code requirements, Access, Incentive programs, Existing construction and materials, Need for additional structural support, Brand recognition, Engineering and design fees, Condition of existing electrical system, Need for additional wiring / switching, Condition of existing duct system, Need for controls and / or zoning, Condition of existing gas line, Electrical infrastructure upgrades, Site assessment, Ceiling height, Coil upgrades | 3 | 21 | 0.6536 | 2023 | Does not include thermostats. Do not anticipate there being any changes to these fans that would impact energy usage, costs, or capacities in the near future
174 | 2023 | Residential | HVAC | Whole House Fan |  | Electricity | Whole House Fan | 2023$ |  |  | 0.16003 | 0.16099 | 0.18212 | Air Volume | CFM | 1434 | 5024 | 6924 | 6924 | 0 | 0 | 0 | N/A | N/A | 0 | 0 | 0 | 0 | 200.9519 | 286.971 | 437.8344 | 1 |  |  | 1004.9426 | 1095.8048 | 1352.8254 | 1 | 1 | 787 | 942 | 1791.9426 | 1882.8048 | 2139.8254 | 1946.9426 | 2037.8048 | 2294.8254 | 2045 | Intermediate | 23 | Prevailing local wages, Drive time, Local code requirements, Access, Incentive programs, Existing construction and materials, Need for additional structural support, Brand recognition, Engineering and design fees, Condition of existing electrical system, Need for additional wiring / switching, Condition of existing duct system, Need for controls and / or zoning, Condition of existing gas line, Electrical infrastructure upgrades, Site assessment, Ceiling height, Coil upgrades | 3 | 21 | 0.6536 | 2023 | Does not include thermostats. Do not anticipate there being any changes to these fans that would impact energy usage, costs, or capacities in the near future
174 | 2023 | Residential | HVAC | Whole House Fan |  | Electricity | Whole House Fan | 2023$ |  |  | 0.16003 | 0.16099 | 0.18212 | Air Volume | CFM | 1434 | 5024 | 6924 | 6924 | 0 | 0 | 0 | N/A | N/A | 0 | 0 | 0 | 0 | 200.9519 | 286.971 | 437.8344 | 1 |  |  | 1004.9426 | 1095.8048 | 1352.8254 | 1 | 1 | 787 | 942 | 1791.9426 | 1882.8048 | 2139.8254 | 1946.9426 | 2037.8048 | 2294.8254 | 2050 | Intermediate | 23 | Prevailing local wages, Drive time, Local code requirements, Access, Incentive programs, Existing construction and materials, Need for additional structural support, Brand recognition, Engineering and design fees, Condition of existing electrical system, Need for additional wiring / switching, Condition of existing duct system, Need for controls and / or zoning, Condition of existing gas line, Electrical infrastructure upgrades, Site assessment, Ceiling height, Coil upgrades | 3 | 21 | 0.6536 | 2023 | Does not include thermostats. Do not anticipate there being any changes to these fans that would impact energy usage, costs, or capacities in the near future
174 | 2023 | Residential | HVAC | Whole House Fan |  | Electricity | Whole House Fan | 2023$ |  |  | 0.16003 | 0.16099 | 0.18212 | Air Volume | CFM | 1434 | 5024 | 6924 | 6924 | 0 | 0 | 0 | N/A | N/A | 0 | 0 | 0 | 0 | 200.9519 | 286.971 | 437.8344 | 1 |  |  | 1004.9426 | 1095.8048 | 1352.8254 | 1 | 1 | 787 | 942 | 1791.9426 | 1882.8048 | 2139.8254 | 1946.9426 | 2037.8048 | 2294.8254 | 2023 | Advanced | 23 | Prevailing local wages, Drive time, Local code requirements, Access, Incentive programs, Existing construction and materials, Need for additional structural support, Brand recognition, Engineering and design fees, Condition of existing electrical system, Need for additional wiring / switching, Condition of existing duct system, Need for controls and / or zoning, Condition of existing gas line, Electrical infrastructure upgrades, Site assessment, Ceiling height, Coil upgrades | 3 | 21 | 0.6536 | 2023 | Does not include thermostats. Do not anticipate there being any changes to these fans that would impact energy usage, costs, or capacities in the near future
174 | 2023 | Residential | HVAC | Whole House Fan |  | Electricity | Whole House Fan | 2023$ |  |  | 0.16003 | 0.16099 | 0.18212 | Air Volume | CFM | 1434 | 5024 | 6924 | 6924 | 0 | 0 | 0 | N/A | N/A | 0 | 0 | 0 | 0 | 200.9519 | 286.971 | 437.8344 | 1 |  |  | 1004.9426 | 1095.8048 | 1352.8254 | 1 | 1 | 787 | 942 | 1791.9426 | 1882.8048 | 2139.8254 | 1946.9426 | 2037.8048 | 2294.8254 | 2030 | Advanced | 23 | Prevailing local wages, Drive time, Local code requirements, Access, Incentive programs, Existing construction and materials, Need for additional structural support, Brand recognition, Engineering and design fees, Condition of existing electrical system, Need for additional wiring / switching, Condition of existing duct system, Need for controls and / or zoning, Condition of existing gas line, Electrical infrastructure upgrades, Site assessment, Ceiling height, Coil upgrades | 3 | 21 | 0.6536 | 2023 | Does not include thermostats. Do not anticipate there being any changes to these fans that would impact energy usage, costs, or capacities in the near future
174 | 2023 | Residential | HVAC | Whole House Fan |  | Electricity | Whole House Fan | 2023$ |  |  | 0.16003 | 0.16099 | 0.18212 | Air Volume | CFM | 1434 | 5024 | 6924 | 6924 | 0 | 0 | 0 | N/A | N/A | 0 | 0 | 0 | 0 | 200.9519 | 286.971 | 437.8344 | 1 |  |  | 1004.9426 | 1095.8048 | 1352.8254 | 1 | 1 | 787 | 942 | 1791.9426 | 1882.8048 | 2139.8254 | 1946.9426 | 2037.8048 | 2294.8254 | 2035 | Advanced | 23 | Prevailing local wages, Drive time, Local code requirements, Access, Incentive programs, Existing construction and materials, Need for additional structural support, Brand recognition, Engineering and design fees, Condition of existing electrical system, Need for additional wiring / switching, Condition of existing duct system, Need for controls and / or zoning, Condition of existing gas line, Electrical infrastructure upgrades, Site assessment, Ceiling height, Coil upgrades | 3 | 21 | 0.6536 | 2023 | Does not include thermostats. Do not anticipate there being any changes to these fans that would impact energy usage, costs, or capacities in the near future
174 | 2023 | Residential | HVAC | Whole House Fan |  | Electricity | Whole House Fan | 2023$ |  |  | 0.16003 | 0.16099 | 0.18212 | Air Volume | CFM | 1434 | 5024 | 6924 | 6924 | 0 | 0 | 0 | N/A | N/A | 0 | 0 | 0 | 0 | 200.9519 | 286.971 | 437.8344 | 1 |  |  | 1004.9426 | 1095.8048 | 1352.8254 | 1 | 1 | 787 | 942 | 1791.9426 | 1882.8048 | 2139.8254 | 1946.9426 | 2037.8048 | 2294.8254 | 2040 | Advanced | 23 | Prevailing local wages, Drive time, Local code requirements, Access, Incentive programs, Existing construction and materials, Need for additional structural support, Brand recognition, Engineering and design fees, Condition of existing electrical system, Need for additional wiring / switching, Condition of existing duct system, Need for controls and / or zoning, Condition of existing gas line, Electrical infrastructure upgrades, Site assessment, Ceiling height, Coil upgrades | 3 | 21 | 0.6536 | 2023 | Does not include thermostats. Do not anticipate there being any changes to these fans that would impact energy usage, costs, or capacities in the near future
174 | 2023 | Residential | HVAC | Whole House Fan |  | Electricity | Whole House Fan | 2023$ |  |  | 0.16003 | 0.16099 | 0.18212 | Air Volume | CFM | 1434 | 5024 | 6924 | 6924 | 0 | 0 | 0 | N/A | N/A | 0 | 0 | 0 | 0 | 200.9519 | 286.971 | 437.8344 | 1 |  |  | 1004.9426 | 1095.8048 | 1352.8254 | 1 | 1 | 787 | 942 | 1791.9426 | 1882.8048 | 2139.8254 | 1946.9426 | 2037.8048 | 2294.8254 | 2045 | Advanced | 23 | Prevailing local wages, Drive time, Local code requirements, Access, Incentive programs, Existing construction and materials, Need for additional structural support, Brand recognition, Engineering and design fees, Condition of existing electrical system, Need for additional wiring / switching, Condition of existing duct system, Need for controls and / or zoning, Condition of existing gas line, Electrical infrastructure upgrades, Site assessment, Ceiling height, Coil upgrades | 3 | 21 | 0.6536 | 2023 | Does not include thermostats. Do not anticipate there being any changes to these fans that would impact energy usage, costs, or capacities in the near future
174 | 2023 | Residential | HVAC | Whole House Fan |  | Electricity | Whole House Fan | 2023$ |  |  | 0.16003 | 0.16099 | 0.18212 | Air Volume | CFM | 1434 | 5024 | 6924 | 6924 | 0 | 0 | 0 | N/A | N/A | 0 | 0 | 0 | 0 | 200.9519 | 286.971 | 437.8344 | 1 |  |  | 1004.9426 | 1095.8048 | 1352.8254 | 1 | 1 | 787 | 942 | 1791.9426 | 1882.8048 | 2139.8254 | 1946.9426 | 2037.8048 | 2294.8254 | 2050 | Advanced | 23 | Prevailing local wages, Drive time, Local code requirements, Access, Incentive programs, Existing construction and materials, Need for additional structural support, Brand recognition, Engineering and design fees, Condition of existing electrical system, Need for additional wiring / switching, Condition of existing duct system, Need for controls and / or zoning, Condition of existing gas line, Electrical infrastructure upgrades, Site assessment, Ceiling height, Coil upgrades | 3 | 21 | 0.6536 | 2023 | Does not include thermostats. Do not anticipate there being any changes to these fans that would impact energy usage, costs, or capacities in the near future
175 | 2023 | Residential | Envelope | Window | Metal Frame |  | Window Metal | 2023$/sqft |  |  | 0 | 0 | 0 | U-Factor | Btu/ft2*hr*degF | 0.5 | 0.37 | 0.37 | 0.35 | 0 | 0 | 0 | SHGC | Unitless | 0.68 | 0.25 | 0.25 | 0.68 | 112.075 | 206.565 | 401.5 | 6 | Square Feet | ft2 | 672.45 | 1239.39 | 2409 | 1.31 | 1.67 | 0 | 0 | 880.9095 | 1623.6009 | 3155.79 | 1122.9915 | 2069.7813 | 4023.03 | 2023 | Reference | 15.1 | Prevailing local wages, Drive time, Local code requirements, Access, Moisture issues present, Condition of existing flue, Need to bring in combustion air, Condition of existing electrical system, Condition of existing plumbing, Condition of existing gas line, Presence of hazardous materials, Type of equipment | 3 | 64 | 0 | 2023 | No regression ran. Not a strong correlation between U-factor, number of panes, and costs. Assumes windows are 6 sqft for typical values
175 | 2023 | Residential | Envelope | Window | Metal Frame |  | Window Metal | 2023$/sqft |  |  | 0 | 0 | 0 | U-Factor | Btu/ft2*hr*degF | 0.5 | 0.37 | 0.37 | 0.35 | 0 | 0 | 0 | SHGC | Unitless | 0.68 | 0.25 | 0.25 | 0.68 | 121.6318 | 224.1791 | 435.7364 | 6 | Square Feet | ft2 | 729.7907 | 1345.0744 | 2614.4186 | 1.31 | 1.67 | 0 | 0 | 956.0258 | 1762.0475 | 3424.8884 | 1218.7505 | 2246.2743 | 4366.0791 | 2030 | Reference | 15.1 | Prevailing local wages, Drive time, Local code requirements, Access, Moisture issues present, Condition of existing flue, Need to bring in combustion air, Condition of existing electrical system, Condition of existing plumbing, Condition of existing gas line, Presence of hazardous materials, Type of equipment | 3 | 64 | 0 | 2023 | No regression ran. Not a strong correlation between U-factor, number of panes, and costs. Assumes windows are 6 sqft for typical values
175 | 2023 | Residential | Envelope | Window | Metal Frame |  | Window Metal | 2023$/sqft |  |  | 0 | 0 | 0 | U-Factor | Btu/ft2*hr*degF | 0.5 | 0.37 | 0.37 | 0.35 | 0 | 0 | 0 | SHGC | Unitless | 0.68 | 0.25 | 0.25 | 0.68 | 123.3694 | 227.3816 | 441.9612 | 6 | Square Feet | ft2 | 740.2163 | 1364.2898 | 2651.7674 | 1.31 | 1.67 | 0 | 0 | 969.6833 | 1787.2196 | 3473.8153 | 1236.1612 | 2278.3639 | 4428.4516 | 2035 | Reference | 15.1 | Prevailing local wages, Drive time, Local code requirements, Access, Moisture issues present, Condition of existing flue, Need to bring in combustion air, Condition of existing electrical system, Condition of existing plumbing, Condition of existing gas line, Presence of hazardous materials, Type of equipment | 3 | 64 | 0 | 2023 | No regression ran. Not a strong correlation between U-factor, number of panes, and costs. Assumes windows are 6 sqft for typical values
175 | 2023 | Residential | Envelope | Window | Metal Frame |  | Window Metal | 2023$/sqft |  |  | 0 | 0 | 0 | U-Factor | Btu/ft2*hr*degF | 0.5 | 0.37 | 0.37 | 0.35 | 0 | 0 | 0 | SHGC | Unitless | 0.68 | 0.25 | 0.25 | 0.68 | 125.107 | 230.5842 | 448.186 | 6 | Square Feet | ft2 | 750.6419 | 1383.5051 | 2689.1163 | 1.31 | 1.67 | 0 | 0 | 983.3408 | 1812.3917 | 3522.7423 | 1253.5719 | 2310.4535 | 4490.8242 | 2040 | Reference | 15.1 | Prevailing local wages, Drive time, Local code requirements, Access, Moisture issues present, Condition of existing flue, Need to bring in combustion air, Condition of existing electrical system, Condition of existing plumbing, Condition of existing gas line, Presence of hazardous materials, Type of equipment | 3 | 64 | 0 | 2023 | No regression ran. Not a strong correlation between U-factor, number of panes, and costs. Assumes windows are 6 sqft for typical values
175 | 2023 | Residential | Envelope | Window | Metal Frame |  | Window Metal | 2023$/sqft |  |  | 0 | 0 | 0 | U-Factor | Btu/ft2*hr*degF | 0.5 | 0.37 | 0.37 | 0.35 | 0 | 0 | 0 | SHGC | Unitless | 0.68 | 0.25 | 0.25 | 0.68 | 125.107 | 230.5842 | 448.186 | 6 | Square Feet | ft2 | 750.6419 | 1383.5051 | 2689.1163 | 1.31 | 1.67 | 0 | 0 | 983.3408 | 1812.3917 | 3522.7423 | 1253.5719 | 2310.4535 | 4490.8242 | 2045 | Reference | 15.1 | Prevailing local wages, Drive time, Local code requirements, Access, Moisture issues present, Condition of existing flue, Need to bring in combustion air, Condition of existing electrical system, Condition of existing plumbing, Condition of existing gas line, Presence of hazardous materials, Type of equipment | 3 | 64 | 0 | 2023 | No regression ran. Not a strong correlation between U-factor, number of panes, and costs. Assumes windows are 6 sqft for typical values
175 | 2023 | Residential | Envelope | Window | Metal Frame |  | Window Metal | 2023$/sqft |  |  | 0 | 0 | 0 | U-Factor | Btu/ft2*hr*degF | 0.5 | 0.37 | 0.37 | 0.35 | 0 | 0 | 0 | SHGC | Unitless | 0.68 | 0.25 | 0.25 | 0.68 | 125.107 | 230.5842 | 448.186 | 6 | Square Feet | ft2 | 750.6419 | 1383.5051 | 2689.1163 | 1.31 | 1.67 | 0 | 0 | 983.3408 | 1812.3917 | 3522.7423 | 1253.5719 | 2310.4535 | 4490.8242 | 2050 | Reference | 15.1 | Prevailing local wages, Drive time, Local code requirements, Access, Moisture issues present, Condition of existing flue, Need to bring in combustion air, Condition of existing electrical system, Condition of existing plumbing, Condition of existing gas line, Presence of hazardous materials, Type of equipment | 3 | 64 | 0 | 2023 | No regression ran. Not a strong correlation between U-factor, number of panes, and costs. Assumes windows are 6 sqft for typical values
175 | 2023 | Residential | Envelope | Window | Metal Frame |  | Window Metal | 2023$/sqft |  |  | 0 | 0 | 0 | U-Factor | Btu/ft2*hr*degF | 0.5 | 0.37 | 0.37 | 0.35 | 0 | 0 | 0 | SHGC | Unitless | 0.68 | 0.25 | 0.25 | 0.68 | 112.075 | 206.565 | 401.5 | 6 | Square Feet | ft2 | 672.45 | 1239.39 | 2409 | 1.31 | 1.67 | 0 | 0 | 880.9095 | 1623.6009 | 3155.79 | 1122.9915 | 2069.7813 | 4023.03 | 2023 | Intermediate | 15.1 | Prevailing local wages, Drive time, Local code requirements, Access, Moisture issues present, Condition of existing flue, Need to bring in combustion air, Condition of existing electrical system, Condition of existing plumbing, Condition of existing gas line, Presence of hazardous materials, Type of equipment | 3 | 64 | 0 | 2023 | No regression ran. Not a strong correlation between U-factor, number of panes, and costs. Assumes windows are 6 sqft for typical values
175 | 2023 | Residential | Envelope | Window | Metal Frame |  | Window Metal | 2023$/sqft |  |  | 0 | 0 | 0 | U-Factor | Btu/ft2*hr*degF | 0.5 | 0.37 | 0.37 | 0.35 | 0 | 0 | 0 | SHGC | Unitless | 0.68 | 0.25 | 0.25 | 0.68 | 121.6318 | 224.1791 | 435.7364 | 6 | Square Feet | ft2 | 729.7907 | 1345.0744 | 2614.4186 | 1.31 | 1.67 | 0 | 0 | 956.0258 | 1762.0475 | 3424.8884 | 1218.7505 | 2246.2743 | 4366.0791 | 2030 | Intermediate | 15.1 | Prevailing local wages, Drive time, Local code requirements, Access, Moisture issues present, Condition of existing flue, Need to bring in combustion air, Condition of existing electrical system, Condition of existing plumbing, Condition of existing gas line, Presence of hazardous materials, Type of equipment | 3 | 64 | 0 | 2023 | No regression ran. Not a strong correlation between U-factor, number of panes, and costs. Assumes windows are 6 sqft for typical values
175 | 2023 | Residential | Envelope | Window | Metal Frame |  | Window Metal | 2023$/sqft |  |  | 0 | 0 | 0 | U-Factor | Btu/ft2*hr*degF | 0.5 | 0.37 | 0.37 | 0.35 | 0 | 0 | 0 | SHGC | Unitless | 0.68 | 0.25 | 0.25 | 0.68 | 123.3694 | 227.3816 | 441.9612 | 6 | Square Feet | ft2 | 740.2163 | 1364.2898 | 2651.7674 | 1.31 | 1.67 | 0 | 0 | 969.6833 | 1787.2196 | 3473.8153 | 1236.1612 | 2278.3639 | 4428.4516 | 2035 | Intermediate | 15.1 | Prevailing local wages, Drive time, Local code requirements, Access, Moisture issues present, Condition of existing flue, Need to bring in combustion air, Condition of existing electrical system, Condition of existing plumbing, Condition of existing gas line, Presence of hazardous materials, Type of equipment | 3 | 64 | 0 | 2023 | No regression ran. Not a strong correlation between U-factor, number of panes, and costs. Assumes windows are 6 sqft for typical values
175 | 2023 | Residential | Envelope | Window | Metal Frame |  | Window Metal | 2023$/sqft |  |  | 0 | 0 | 0 | U-Factor | Btu/ft2*hr*degF | 0.5 | 0.37 | 0.37 | 0.35 | 0 | 0 | 0 | SHGC | Unitless | 0.68 | 0.25 | 0.25 | 0.68 | 125.107 | 230.5842 | 448.186 | 6 | Square Feet | ft2 | 750.6419 | 1383.5051 | 2689.1163 | 1.31 | 1.67 | 0 | 0 | 983.3408 | 1812.3917 | 3522.7423 | 1253.5719 | 2310.4535 | 4490.8242 | 2040 | Intermediate | 15.1 | Prevailing local wages, Drive time, Local code requirements, Access, Moisture issues present, Condition of existing flue, Need to bring in combustion air, Condition of existing electrical system, Condition of existing plumbing, Condition of existing gas line, Presence of hazardous materials, Type of equipment | 3 | 64 | 0 | 2023 | No regression ran. Not a strong correlation between U-factor, number of panes, and costs. Assumes windows are 6 sqft for typical values
175 | 2023 | Residential | Envelope | Window | Metal Frame |  | Window Metal | 2023$/sqft |  |  | 0 | 0 | 0 | U-Factor | Btu/ft2*hr*degF | 0.5 | 0.37 | 0.37 | 0.35 | 0 | 0 | 0 | SHGC | Unitless | 0.68 | 0.25 | 0.25 | 0.68 | 125.107 | 230.5842 | 448.186 | 6 | Square Feet | ft2 | 750.6419 | 1383.5051 | 2689.1163 | 1.31 | 1.67 | 0 | 0 | 983.3408 | 1812.3917 | 3522.7423 | 1253.5719 | 2310.4535 | 4490.8242 | 2045 | Intermediate | 15.1 | Prevailing local wages, Drive time, Local code requirements, Access, Moisture issues present, Condition of existing flue, Need to bring in combustion air, Condition of existing electrical system, Condition of existing plumbing, Condition of existing gas line, Presence of hazardous materials, Type of equipment | 3 | 64 | 0 | 2023 | No regression ran. Not a strong correlation between U-factor, number of panes, and costs. Assumes windows are 6 sqft for typical values
175 | 2023 | Residential | Envelope | Window | Metal Frame |  | Window Metal | 2023$/sqft |  |  | 0 | 0 | 0 | U-Factor | Btu/ft2*hr*degF | 0.5 | 0.37 | 0.37 | 0.35 | 0 | 0 | 0 | SHGC | Unitless | 0.68 | 0.25 | 0.25 | 0.68 | 125.107 | 230.5842 | 448.186 | 6 | Square Feet | ft2 | 750.6419 | 1383.5051 | 2689.1163 | 1.31 | 1.67 | 0 | 0 | 983.3408 | 1812.3917 | 3522.7423 | 1253.5719 | 2310.4535 | 4490.8242 | 2050 | Intermediate | 15.1 | Prevailing local wages, Drive time, Local code requirements, Access, Moisture issues present, Condition of existing flue, Need to bring in combustion air, Condition of existing electrical system, Condition of existing plumbing, Condition of existing gas line, Presence of hazardous materials, Type of equipment | 3 | 64 | 0 | 2023 | No regression ran. Not a strong correlation between U-factor, number of panes, and costs. Assumes windows are 6 sqft for typical values
175 | 2023 | Residential | Envelope | Window | Metal Frame |  | Window Metal | 2023$/sqft |  |  | 0 | 0 | 0 | U-Factor | Btu/ft2*hr*degF | 0.5 | 0.37 | 0.37 | 0.35 | 0 | 0 | 0 | SHGC | Unitless | 0.68 | 0.25 | 0.25 | 0.68 | 112.075 | 206.565 | 401.5 | 6 | Square Feet | ft2 | 672.45 | 1239.39 | 2409 | 1.31 | 1.67 | 0 | 0 | 880.9095 | 1623.6009 | 3155.79 | 1122.9915 | 2069.7813 | 4023.03 | 2023 | Advanced | 15.1 | Prevailing local wages, Drive time, Local code requirements, Access, Moisture issues present, Condition of existing flue, Need to bring in combustion air, Condition of existing electrical system, Condition of existing plumbing, Condition of existing gas line, Presence of hazardous materials, Type of equipment | 3 | 64 | 0 | 2023 | No regression ran. Not a strong correlation between U-factor, number of panes, and costs. Assumes windows are 6 sqft for typical values
175 | 2023 | Residential | Envelope | Window | Metal Frame |  | Window Metal | 2023$/sqft |  |  | 0 | 0 | 0 | U-Factor | Btu/ft2*hr*degF | 0.5 | 0.37 | 0.37 | 0.35 | 0 | 0 | 0 | SHGC | Unitless | 0.68 | 0.25 | 0.25 | 0.68 | 121.6318 | 224.1791 | 435.7364 | 6 | Square Feet | ft2 | 729.7907 | 1345.0744 | 2614.4186 | 1.31 | 1.67 | 0 | 0 | 956.0258 | 1762.0475 | 3424.8884 | 1218.7505 | 2246.2743 | 4366.0791 | 2030 | Advanced | 15.1 | Prevailing local wages, Drive time, Local code requirements, Access, Moisture issues present, Condition of existing flue, Need to bring in combustion air, Condition of existing electrical system, Condition of existing plumbing, Condition of existing gas line, Presence of hazardous materials, Type of equipment | 3 | 64 | 0 | 2023 | No regression ran. Not a strong correlation between U-factor, number of panes, and costs. Assumes windows are 6 sqft for typical values
175 | 2023 | Residential | Envelope | Window | Metal Frame |  | Window Metal | 2023$/sqft |  |  | 0 | 0 | 0 | U-Factor | Btu/ft2*hr*degF | 0.5 | 0.37 | 0.37 | 0.35 | 0 | 0 | 0 | SHGC | Unitless | 0.68 | 0.25 | 0.25 | 0.68 | 123.3694 | 227.3816 | 441.9612 | 6 | Square Feet | ft2 | 740.2163 | 1364.2898 | 2651.7674 | 1.31 | 1.67 | 0 | 0 | 969.6833 | 1787.2196 | 3473.8153 | 1236.1612 | 2278.3639 | 4428.4516 | 2035 | Advanced | 15.1 | Prevailing local wages, Drive time, Local code requirements, Access, Moisture issues present, Condition of existing flue, Need to bring in combustion air, Condition of existing electrical system, Condition of existing plumbing, Condition of existing gas line, Presence of hazardous materials, Type of equipment | 3 | 64 | 0 | 2023 | No regression ran. Not a strong correlation between U-factor, number of panes, and costs. Assumes windows are 6 sqft for typical values
175 | 2023 | Residential | Envelope | Window | Metal Frame |  | Window Metal | 2023$/sqft |  |  | 0 | 0 | 0 | U-Factor | Btu/ft2*hr*degF | 0.5 | 0.37 | 0.37 | 0.35 | 0 | 0 | 0 | SHGC | Unitless | 0.68 | 0.25 | 0.25 | 0.68 | 125.107 | 230.5842 | 448.186 | 6 | Square Feet | ft2 | 750.6419 | 1383.5051 | 2689.1163 | 1.31 | 1.67 | 0 | 0 | 983.3408 | 1812.3917 | 3522.7423 | 1253.5719 | 2310.4535 | 4490.8242 | 2040 | Advanced | 15.1 | Prevailing local wages, Drive time, Local code requirements, Access, Moisture issues present, Condition of existing flue, Need to bring in combustion air, Condition of existing electrical system, Condition of existing plumbing, Condition of existing gas line, Presence of hazardous materials, Type of equipment | 3 | 64 | 0 | 2023 | No regression ran. Not a strong correlation between U-factor, number of panes, and costs. Assumes windows are 6 sqft for typical values
175 | 2023 | Residential | Envelope | Window | Metal Frame |  | Window Metal | 2023$/sqft |  |  | 0 | 0 | 0 | U-Factor | Btu/ft2*hr*degF | 0.5 | 0.37 | 0.37 | 0.35 | 0 | 0 | 0 | SHGC | Unitless | 0.68 | 0.25 | 0.25 | 0.68 | 125.107 | 230.5842 | 448.186 | 6 | Square Feet | ft2 | 750.6419 | 1383.5051 | 2689.1163 | 1.31 | 1.67 | 0 | 0 | 983.3408 | 1812.3917 | 3522.7423 | 1253.5719 | 2310.4535 | 4490.8242 | 2045 | Advanced | 15.1 | Prevailing local wages, Drive time, Local code requirements, Access, Moisture issues present, Condition of existing flue, Need to bring in combustion air, Condition of existing electrical system, Condition of existing plumbing, Condition of existing gas line, Presence of hazardous materials, Type of equipment | 3 | 64 | 0 | 2023 | No regression ran. Not a strong correlation between U-factor, number of panes, and costs. Assumes windows are 6 sqft for typical values
175 | 2023 | Residential | Envelope | Window | Metal Frame |  | Window Metal | 2023$/sqft |  |  | 0 | 0 | 0 | U-Factor | Btu/ft2*hr*degF | 0.5 | 0.37 | 0.37 | 0.35 | 0 | 0 | 0 | SHGC | Unitless | 0.68 | 0.25 | 0.25 | 0.68 | 125.107 | 230.5842 | 448.186 | 6 | Square Feet | ft2 | 750.6419 | 1383.5051 | 2689.1163 | 1.31 | 1.67 | 0 | 0 | 983.3408 | 1812.3917 | 3522.7423 | 1253.5719 | 2310.4535 | 4490.8242 | 2050 | Advanced | 15.1 | Prevailing local wages, Drive time, Local code requirements, Access, Moisture issues present, Condition of existing flue, Need to bring in combustion air, Condition of existing electrical system, Condition of existing plumbing, Condition of existing gas line, Presence of hazardous materials, Type of equipment | 3 | 64 | 0 | 2023 | No regression ran. Not a strong correlation between U-factor, number of panes, and costs. Assumes windows are 6 sqft for typical values
176 | 2023 | Residential | Envelope | Window | Storm Frame |  | Window Storm | 2023$/sqft |  |  | 0 | 0 | 0 | U-Factor | Btu/ft2*hr*degF | 0.29 | 0.29 | 0.28 | 0.28 | 0 | 0 | 0 | SHGC | Unitless | 0.29 | 0.29 | 0.21 | 0.21 | 8.97 | 21.0417 | 26.5405 | 6 | Square Feet | ft2 | 53.82 | 126.25 | 159.2429 | 1.15 | 1.22 | 0 | 0 | 61.893 | 145.1875 | 183.1294 | 65.6604 | 154.025 | 194.2764 | 2023 | Reference | 15.1 | Prevailing local wages, Drive time, Local code requirements, Access, Moisture issues present, Condition of existing flue, Need to bring in combustion air, Condition of existing electrical system, Condition of existing plumbing, Condition of existing gas line, Presence of hazardous materials, Type of equipment | 3 | 5 | 0 | 2023 | No regression ran. Not a strong correlation between U-factor, number of panes, and costs
176 | 2023 | Residential | Envelope | Window | Storm Frame |  | Window Storm | 2023$/sqft |  |  | 0 | 0 | 0 | U-Factor | Btu/ft2*hr*degF | 0.29 | 0.29 | 0.28 | 0.28 | 0 | 0 | 0 | SHGC | Unitless | 0.29 | 0.25 | 0.25 | 0.21 | 9.7349 | 22.8359 | 28.8036 | 6 | Square Feet | ft2 | 58.4093 | 137.0155 | 172.8218 | 1.15 | 1.22 | 0 | 0 | 67.1707 | 157.5678 | 198.745 | 71.2593 | 167.1589 | 210.8426 | 2030 | Reference | 15.1 | Prevailing local wages, Drive time, Local code requirements, Access, Moisture issues present, Condition of existing flue, Need to bring in combustion air, Condition of existing electrical system, Condition of existing plumbing, Condition of existing gas line, Presence of hazardous materials, Type of equipment | 3 | 5 | 0 | 2023 | No regression ran. Not a strong correlation between U-factor, number of panes, and costs
176 | 2023 | Residential | Envelope | Window | Storm Frame |  | Window Storm | 2023$/sqft |  |  | 0 | 0 | 0 | U-Factor | Btu/ft2*hr*degF | 0.29 | 0.29 | 0.28 | 0.28 | 0 | 0 | 0 | SHGC | Unitless | 0.29 | 0.25 | 0.25 | 0.21 | 9.874 | 23.1621 | 29.2151 | 6 | Square Feet | ft2 | 59.2437 | 138.9729 | 175.2907 | 1.15 | 1.22 | 0 | 0 | 68.1303 | 159.8188 | 201.5843 | 72.2773 | 169.5469 | 213.8546 | 2035 | Reference | 15.1 | Prevailing local wages, Drive time, Local code requirements, Access, Moisture issues present, Condition of existing flue, Need to bring in combustion air, Condition of existing electrical system, Condition of existing plumbing, Condition of existing gas line, Presence of hazardous materials, Type of equipment | 3 | 5 | 0 | 2023 | No regression ran. Not a strong correlation between U-factor, number of panes, and costs
176 | 2023 | Residential | Envelope | Window | Storm Frame |  | Window Storm | 2023$/sqft |  |  | 0 | 0 | 0 | U-Factor | Btu/ft2*hr*degF | 0.29 | 0.29 | 0.28 | 0.28 | 0 | 0 | 0 | SHGC | Unitless | 0.29 | 0.25 | 0.25 | 0.21 | 10.013 | 23.4884 | 29.6266 | 6 | Square Feet | ft2 | 60.0781 | 140.9302 | 177.7595 | 1.15 | 1.22 | 0 | 0 | 69.0899 | 162.0698 | 204.4235 | 73.2953 | 171.9349 | 216.8666 | 2040 | Reference | 15.1 | Prevailing local wages, Drive time, Local code requirements, Access, Moisture issues present, Condition of existing flue, Need to bring in combustion air, Condition of existing electrical system, Condition of existing plumbing, Condition of existing gas line, Presence of hazardous materials, Type of equipment | 3 | 5 | 0 | 2023 | No regression ran. Not a strong correlation between U-factor, number of panes, and costs
176 | 2023 | Residential | Envelope | Window | Storm Frame |  | Window Storm | 2023$/sqft |  |  | 0 | 0 | 0 | U-Factor | Btu/ft2*hr*degF | 0.29 | 0.29 | 0.28 | 0.28 | 0 | 0 | 0 | SHGC | Unitless | 0.29 | 0.25 | 0.25 | 0.21 | 10.013 | 23.4884 | 29.6266 | 6 | Square Feet | ft2 | 60.0781 | 140.9302 | 177.7595 | 1.15 | 1.22 | 0 | 0 | 69.0899 | 162.0698 | 204.4235 | 73.2953 | 171.9349 | 216.8666 | 2045 | Reference | 15.1 | Prevailing local wages, Drive time, Local code requirements, Access, Moisture issues present, Condition of existing flue, Need to bring in combustion air, Condition of existing electrical system, Condition of existing plumbing, Condition of existing gas line, Presence of hazardous materials, Type of equipment | 3 | 5 | 0 | 2023 | No regression ran. Not a strong correlation between U-factor, number of panes, and costs
176 | 2023 | Residential | Envelope | Window | Storm Frame |  | Window Storm | 2023$/sqft |  |  | 0 | 0 | 0 | U-Factor | Btu/ft2*hr*degF | 0.29 | 0.29 | 0.28 | 0.28 | 0 | 0 | 0 | SHGC | Unitless | 0.29 | 0.25 | 0.25 | 0.21 | 10.013 | 23.4884 | 29.6266 | 6 | Square Feet | ft2 | 60.0781 | 140.9302 | 177.7595 | 1.15 | 1.22 | 0 | 0 | 69.0899 | 162.0698 | 204.4235 | 73.2953 | 171.9349 | 216.8666 | 2050 | Reference | 15.1 | Prevailing local wages, Drive time, Local code requirements, Access, Moisture issues present, Condition of existing flue, Need to bring in combustion air, Condition of existing electrical system, Condition of existing plumbing, Condition of existing gas line, Presence of hazardous materials, Type of equipment | 3 | 5 | 0 | 2023 | No regression ran. Not a strong correlation between U-factor, number of panes, and costs
176 | 2023 | Residential | Envelope | Window | Storm Frame |  | Window Storm | 2023$/sqft |  |  | 0 | 0 | 0 | U-Factor | Btu/ft2*hr*degF | 0.29 | 0.29 | 0.28 | 0.28 | 0 | 0 | 0 | SHGC | Unitless | 0.29 | 0.27 | 0.23 | 0.21 | 8.97 | 21.0417 | 26.5405 | 6 | Square Feet | ft2 | 53.82 | 126.25 | 159.2429 | 1.15 | 1.22 | 0 | 0 | 61.893 | 145.1875 | 183.1294 | 65.6604 | 154.025 | 194.2764 | 2023 | Intermediate | 15.1 | Prevailing local wages, Drive time, Local code requirements, Access, Moisture issues present, Condition of existing flue, Need to bring in combustion air, Condition of existing electrical system, Condition of existing plumbing, Condition of existing gas line, Presence of hazardous materials, Type of equipment | 3 | 5 | 0 | 2023 | No regression ran. Not a strong correlation between U-factor, number of panes, and costs
176 | 2023 | Residential | Envelope | Window | Storm Frame |  | Window Storm | 2023$/sqft |  |  | 0 | 0 | 0 | U-Factor | Btu/ft2*hr*degF | 0.29 | 0.29 | 0.28 | 0.28 | 0 | 0 | 0 | SHGC | Unitless | 0.29 | 0.25 | 0.25 | 0.21 | 9.7349 | 22.8359 | 28.8036 | 6 | Square Feet | ft2 | 58.4093 | 137.0155 | 172.8218 | 1.15 | 1.22 | 0 | 0 | 67.1707 | 157.5678 | 198.745 | 71.2593 | 167.1589 | 210.8426 | 2030 | Intermediate | 15.1 | Prevailing local wages, Drive time, Local code requirements, Access, Moisture issues present, Condition of existing flue, Need to bring in combustion air, Condition of existing electrical system, Condition of existing plumbing, Condition of existing gas line, Presence of hazardous materials, Type of equipment | 3 | 5 | 0 | 2023 | No regression ran. Not a strong correlation between U-factor, number of panes, and costs
176 | 2023 | Residential | Envelope | Window | Storm Frame |  | Window Storm | 2023$/sqft |  |  | 0 | 0 | 0 | U-Factor | Btu/ft2*hr*degF | 0.29 | 0.29 | 0.28 | 0.28 | 0 | 0 | 0 | SHGC | Unitless | 0.29 | 0.25 | 0.25 | 0.21 | 9.874 | 23.1621 | 29.2151 | 6 | Square Feet | ft2 | 59.2437 | 138.9729 | 175.2907 | 1.15 | 1.22 | 0 | 0 | 68.1303 | 159.8188 | 201.5843 | 72.2773 | 169.5469 | 213.8546 | 2035 | Intermediate | 15.1 | Prevailing local wages, Drive time, Local code requirements, Access, Moisture issues present, Condition of existing flue, Need to bring in combustion air, Condition of existing electrical system, Condition of existing plumbing, Condition of existing gas line, Presence of hazardous materials, Type of equipment | 3 | 5 | 0 | 2023 | No regression ran. Not a strong correlation between U-factor, number of panes, and costs
176 | 2023 | Residential | Envelope | Window | Storm Frame |  | Window Storm | 2023$/sqft |  |  | 0 | 0 | 0 | U-Factor | Btu/ft2*hr*degF | 0.29 | 0.29 | 0.28 | 0.28 | 0 | 0 | 0 | SHGC | Unitless | 0.29 | 0.25 | 0.25 | 0.21 | 10.013 | 23.4884 | 29.6266 | 6 | Square Feet | ft2 | 60.0781 | 140.9302 | 177.7595 | 1.15 | 1.22 | 0 | 0 | 69.0899 | 162.0698 | 204.4235 | 73.2953 | 171.9349 | 216.8666 | 2040 | Intermediate | 15.1 | Prevailing local wages, Drive time, Local code requirements, Access, Moisture issues present, Condition of existing flue, Need to bring in combustion air, Condition of existing electrical system, Condition of existing plumbing, Condition of existing gas line, Presence of hazardous materials, Type of equipment | 3 | 5 | 0 | 2023 | No regression ran. Not a strong correlation between U-factor, number of panes, and costs
176 | 2023 | Residential | Envelope | Window | Storm Frame |  | Window Storm | 2023$/sqft |  |  | 0 | 0 | 0 | U-Factor | Btu/ft2*hr*degF | 0.29 | 0.29 | 0.28 | 0.28 | 0 | 0 | 0 | SHGC | Unitless | 0.29 | 0.25 | 0.25 | 0.21 | 10.013 | 23.4884 | 29.6266 | 6 | Square Feet | ft2 | 60.0781 | 140.9302 | 177.7595 | 1.15 | 1.22 | 0 | 0 | 69.0899 | 162.0698 | 204.4235 | 73.2953 | 171.9349 | 216.8666 | 2045 | Intermediate | 15.1 | Prevailing local wages, Drive time, Local code requirements, Access, Moisture issues present, Condition of existing flue, Need to bring in combustion air, Condition of existing electrical system, Condition of existing plumbing, Condition of existing gas line, Presence of hazardous materials, Type of equipment | 3 | 5 | 0 | 2023 | No regression ran. Not a strong correlation between U-factor, number of panes, and costs
176 | 2023 | Residential | Envelope | Window | Storm Frame |  | Window Storm | 2023$/sqft |  |  | 0 | 0 | 0 | U-Factor | Btu/ft2*hr*degF | 0.29 | 0.29 | 0.28 | 0.28 | 0 | 0 | 0 | SHGC | Unitless | 0.29 | 0.25 | 0.25 | 0.21 | 10.013 | 23.4884 | 29.6266 | 6 | Square Feet | ft2 | 60.0781 | 140.9302 | 177.7595 | 1.15 | 1.22 | 0 | 0 | 69.0899 | 162.0698 | 204.4235 | 73.2953 | 171.9349 | 216.8666 | 2050 | Intermediate | 15.1 | Prevailing local wages, Drive time, Local code requirements, Access, Moisture issues present, Condition of existing flue, Need to bring in combustion air, Condition of existing electrical system, Condition of existing plumbing, Condition of existing gas line, Presence of hazardous materials, Type of equipment | 3 | 5 | 0 | 2023 | No regression ran. Not a strong correlation between U-factor, number of panes, and costs
176 | 2023 | Residential | Envelope | Window | Storm Frame |  | Window Storm | 2023$/sqft |  |  | 0 | 0 | 0 | U-Factor | Btu/ft2*hr*degF | 0.29 | 0.29 | 0.28 | 0.28 | 0 | 0 | 0 | SHGC | Unitless | 0.29 | 0.25 | 0.25 | 0.21 | 8.97 | 21.0417 | 26.5405 | 6 | Square Feet | ft2 | 53.82 | 126.25 | 159.2429 | 1.15 | 1.22 | 0 | 0 | 61.893 | 145.1875 | 183.1294 | 65.6604 | 154.025 | 194.2764 | 2023 | Advanced | 15.1 | Prevailing local wages, Drive time, Local code requirements, Access, Moisture issues present, Condition of existing flue, Need to bring in combustion air, Condition of existing electrical system, Condition of existing plumbing, Condition of existing gas line, Presence of hazardous materials, Type of equipment | 3 | 5 | 0 | 2023 | No regression ran. Not a strong correlation between U-factor, number of panes, and costs
176 | 2023 | Residential | Envelope | Window | Storm Frame |  | Window Storm | 2023$/sqft |  |  | 0 | 0 | 0 | U-Factor | Btu/ft2*hr*degF | 0.29 | 0.29 | 0.28 | 0.28 | 0 | 0 | 0 | SHGC | Unitless | 0.29 | 0.25 | 0.25 | 0.21 | 9.7349 | 22.8359 | 28.8036 | 6 | Square Feet | ft2 | 58.4093 | 137.0155 | 172.8218 | 1.15 | 1.22 | 0 | 0 | 67.1707 | 157.5678 | 198.745 | 71.2593 | 167.1589 | 210.8426 | 2030 | Advanced | 15.1 | Prevailing local wages, Drive time, Local code requirements, Access, Moisture issues present, Condition of existing flue, Need to bring in combustion air, Condition of existing electrical system, Condition of existing plumbing, Condition of existing gas line, Presence of hazardous materials, Type of equipment | 3 | 5 | 0 | 2023 | No regression ran. Not a strong correlation between U-factor, number of panes, and costs
176 | 2023 | Residential | Envelope | Window | Storm Frame |  | Window Storm | 2023$/sqft |  |  | 0 | 0 | 0 | U-Factor | Btu/ft2*hr*degF | 0.29 | 0.29 | 0.28 | 0.28 | 0 | 0 | 0 | SHGC | Unitless | 0.29 | 0.25 | 0.25 | 0.21 | 9.874 | 23.1621 | 29.2151 | 6 | Square Feet | ft2 | 59.2437 | 138.9729 | 175.2907 | 1.15 | 1.22 | 0 | 0 | 68.1303 | 159.8188 | 201.5843 | 72.2773 | 169.5469 | 213.8546 | 2035 | Advanced | 15.1 | Prevailing local wages, Drive time, Local code requirements, Access, Moisture issues present, Condition of existing flue, Need to bring in combustion air, Condition of existing electrical system, Condition of existing plumbing, Condition of existing gas line, Presence of hazardous materials, Type of equipment | 3 | 5 | 0 | 2023 | No regression ran. Not a strong correlation between U-factor, number of panes, and costs
176 | 2023 | Residential | Envelope | Window | Storm Frame |  | Window Storm | 2023$/sqft |  |  | 0 | 0 | 0 | U-Factor | Btu/ft2*hr*degF | 0.29 | 0.29 | 0.28 | 0.28 | 0 | 0 | 0 | SHGC | Unitless | 0.29 | 0.25 | 0.25 | 0.21 | 10.013 | 23.4884 | 29.6266 | 6 | Square Feet | ft2 | 60.0781 | 140.9302 | 177.7595 | 1.15 | 1.22 | 0 | 0 | 69.0899 | 162.0698 | 204.4235 | 73.2953 | 171.9349 | 216.8666 | 2040 | Advanced | 15.1 | Prevailing local wages, Drive time, Local code requirements, Access, Moisture issues present, Condition of existing flue, Need to bring in combustion air, Condition of existing electrical system, Condition of existing plumbing, Condition of existing gas line, Presence of hazardous materials, Type of equipment | 3 | 5 | 0 | 2023 | No regression ran. Not a strong correlation between U-factor, number of panes, and costs
176 | 2023 | Residential | Envelope | Window | Storm Frame |  | Window Storm | 2023$/sqft |  |  | 0 | 0 | 0 | U-Factor | Btu/ft2*hr*degF | 0.29 | 0.29 | 0.28 | 0.28 | 0 | 0 | 0 | SHGC | Unitless | 0.29 | 0.25 | 0.25 | 0.21 | 10.013 | 23.4884 | 29.6266 | 6 | Square Feet | ft2 | 60.0781 | 140.9302 | 177.7595 | 1.15 | 1.22 | 0 | 0 | 69.0899 | 162.0698 | 204.4235 | 73.2953 | 171.9349 | 216.8666 | 2045 | Advanced | 15.1 | Prevailing local wages, Drive time, Local code requirements, Access, Moisture issues present, Condition of existing flue, Need to bring in combustion air, Condition of existing electrical system, Condition of existing plumbing, Condition of existing gas line, Presence of hazardous materials, Type of equipment | 3 | 5 | 0 | 2023 | No regression ran. Not a strong correlation between U-factor, number of panes, and costs
176 | 2023 | Residential | Envelope | Window | Storm Frame |  | Window Storm | 2023$/sqft |  |  | 0 | 0 | 0 | U-Factor | Btu/ft2*hr*degF | 0.29 | 0.29 | 0.28 | 0.28 | 0 | 0 | 0 | SHGC | Unitless | 0.29 | 0.25 | 0.25 | 0.21 | 10.013 | 23.4884 | 29.6266 | 6 | Square Feet | ft2 | 60.0781 | 140.9302 | 177.7595 | 1.15 | 1.22 | 0 | 0 | 69.0899 | 162.0698 | 204.4235 | 73.2953 | 171.9349 | 216.8666 | 2050 | Advanced | 15.1 | Prevailing local wages, Drive time, Local code requirements, Access, Moisture issues present, Condition of existing flue, Need to bring in combustion air, Condition of existing electrical system, Condition of existing plumbing, Condition of existing gas line, Presence of hazardous materials, Type of equipment | 3 | 5 | 0 | 2023 | No regression ran. Not a strong correlation between U-factor, number of panes, and costs
177 | 2023 | Residential | Envelope | Window | Vinyl Frame |  | Window Vinyl | 2023$/sqft |  |  | 0 | 0 | 0 | U-Factor | Btu/ft2*hr*degF | 0.75 | 0.345 | 0.345 | 0.15 | 0 | 0 | 0 | SHGC | Unitless | 0.65 | 0.25 | 0.25 | 0.16 | 49.2205 | 77.1958 | 112.7996 | 6 | Square Feet | ft2 | 295.3228 | 463.1749 | 676.7975 | 1.31 | 1.67 | 0 | 0 | 386.8728 | 606.7591 | 886.6047 | 493.189 | 773.5021 | 1130.2518 | 2023 | Reference | 15.1 | Prevailing local wages, Drive time, Local code requirements, Access, Moisture issues present, Condition of existing flue, Need to bring in combustion air, Condition of existing electrical system, Condition of existing plumbing, Condition of existing gas line, Presence of hazardous materials, Type of equipment | 3 | 84 | 0 | 2023 | No regression ran. Not a strong correlation between U-factor, number of panes, and costs
177 | 2023 | Residential | Envelope | Window | Vinyl Frame |  | Window Vinyl | 2023$/sqft |  |  | 0 | 0 | 0 | U-Factor | Btu/ft2*hr*degF | 0.75 | 0.345 | 0.345 | 0.15 | 0 | 0 | 0 | SHGC | Unitless | 0.65 | 0.25 | 0.25 | 0.16 | 53.0067 | 83.134 | 121.4765 | 6 | Square Feet | ft2 | 318.0399 | 498.8037 | 728.8588 | 1.31 | 1.67 | 0 | 0 | 416.6323 | 653.4329 | 954.8051 | 531.1267 | 833.0023 | 1217.1943 | 2030 | Reference | 15.1 | Prevailing local wages, Drive time, Local code requirements, Access, Moisture issues present, Condition of existing flue, Need to bring in combustion air, Condition of existing electrical system, Condition of existing plumbing, Condition of existing gas line, Presence of hazardous materials, Type of equipment | 3 | 84 | 0 | 2023 | No regression ran. Not a strong correlation between U-factor, number of panes, and costs
177 | 2023 | Residential | Envelope | Window | Vinyl Frame |  | Window Vinyl | 2023$/sqft |  |  | 0 | 0 | 0 | U-Factor | Btu/ft2*hr*degF | 0.75 | 0.345 | 0.345 | 0.15 | 0 | 0 | 0 | SHGC | Unitless | 0.65 | 0.25 | 0.25 | 0.16 | 53.7639 | 84.3216 | 123.2119 | 6 | Square Feet | ft2 | 322.5833 | 505.9295 | 739.2711 | 1.31 | 1.67 | 0 | 0 | 422.5842 | 662.7677 | 968.4451 | 538.7142 | 844.9023 | 1234.5827 | 2035 | Reference | 15.1 | Prevailing local wages, Drive time, Local code requirements, Access, Moisture issues present, Condition of existing flue, Need to bring in combustion air, Condition of existing electrical system, Condition of existing plumbing, Condition of existing gas line, Presence of hazardous materials, Type of equipment | 3 | 84 | 0 | 2023 | No regression ran. Not a strong correlation between U-factor, number of panes, and costs
177 | 2023 | Residential | Envelope | Window | Vinyl Frame |  | Window Vinyl | 2023$/sqft |  |  | 0 | 0 | 0 | U-Factor | Btu/ft2*hr*degF | 0.75 | 0.345 | 0.345 | 0.15 | 0 | 0 | 0 | SHGC | Unitless | 0.65 | 0.25 | 0.25 | 0.16 | 54.5211 | 85.5092 | 124.9472 | 6 | Square Feet | ft2 | 327.1268 | 513.0553 | 749.6834 | 1.31 | 1.67 | 0 | 0 | 428.5361 | 672.1024 | 982.0852 | 546.3017 | 856.8023 | 1251.9712 | 2040 | Reference | 15.1 | Prevailing local wages, Drive time, Local code requirements, Access, Moisture issues present, Condition of existing flue, Need to bring in combustion air, Condition of existing electrical system, Condition of existing plumbing, Condition of existing gas line, Presence of hazardous materials, Type of equipment | 3 | 84 | 0 | 2023 | No regression ran. Not a strong correlation between U-factor, number of panes, and costs
177 | 2023 | Residential | Envelope | Window | Vinyl Frame |  | Window Vinyl | 2023$/sqft |  |  | 0 | 0 | 0 | U-Factor | Btu/ft2*hr*degF | 0.75 | 0.345 | 0.345 | 0.15 | 0 | 0 | 0 | SHGC | Unitless | 0.65 | 0.25 | 0.25 | 0.16 | 54.5211 | 85.5092 | 124.9472 | 6 | Square Feet | ft2 | 327.1268 | 513.0553 | 749.6834 | 1.31 | 1.67 | 0 | 0 | 428.5361 | 672.1024 | 982.0852 | 546.3017 | 856.8023 | 1251.9712 | 2045 | Reference | 15.1 | Prevailing local wages, Drive time, Local code requirements, Access, Moisture issues present, Condition of existing flue, Need to bring in combustion air, Condition of existing electrical system, Condition of existing plumbing, Condition of existing gas line, Presence of hazardous materials, Type of equipment | 3 | 84 | 0 | 2023 | No regression ran. Not a strong correlation between U-factor, number of panes, and costs
177 | 2023 | Residential | Envelope | Window | Vinyl Frame |  | Window Vinyl | 2023$/sqft |  |  | 0 | 0 | 0 | U-Factor | Btu/ft2*hr*degF | 0.75 | 0.345 | 0.345 | 0.15 | 0 | 0 | 0 | SHGC | Unitless | 0.65 | 0.25 | 0.25 | 0.16 | 54.5211 | 85.5092 | 124.9472 | 6 | Square Feet | ft2 | 327.1268 | 513.0553 | 749.6834 | 1.31 | 1.67 | 0 | 0 | 428.5361 | 672.1024 | 982.0852 | 546.3017 | 856.8023 | 1251.9712 | 2050 | Reference | 15.1 | Prevailing local wages, Drive time, Local code requirements, Access, Moisture issues present, Condition of existing flue, Need to bring in combustion air, Condition of existing electrical system, Condition of existing plumbing, Condition of existing gas line, Presence of hazardous materials, Type of equipment | 3 | 84 | 0 | 2023 | No regression ran. Not a strong correlation between U-factor, number of panes, and costs
177 | 2023 | Residential | Envelope | Window | Vinyl Frame |  | Window Vinyl | 2023$/sqft |  |  | 0 | 0 | 0 | U-Factor | Btu/ft2*hr*degF | 0.75 | 0.345 | 0.345 | 0.15 | 0 | 0 | 0 | SHGC | Unitless | 0.65 | 0.25 | 0.25 | 0.16 | 49.2205 | 77.1958 | 112.7996 | 6 | Square Feet | ft2 | 295.3228 | 463.1749 | 676.7975 | 1.31 | 1.67 | 0 | 0 | 386.8728 | 606.7591 | 886.6047 | 493.189 | 773.5021 | 1130.2518 | 2023 | Intermediate | 15.1 | Prevailing local wages, Drive time, Local code requirements, Access, Moisture issues present, Condition of existing flue, Need to bring in combustion air, Condition of existing electrical system, Condition of existing plumbing, Condition of existing gas line, Presence of hazardous materials, Type of equipment | 3 | 84 | 0 | 2023 | No regression ran. Not a strong correlation between U-factor, number of panes, and costs
177 | 2023 | Residential | Envelope | Window | Vinyl Frame |  | Window Vinyl | 2023$/sqft |  |  | 0 | 0 | 0 | U-Factor | Btu/ft2*hr*degF | 0.75 | 0.345 | 0.345 | 0.15 | 0 | 0 | 0 | SHGC | Unitless | 0.65 | 0.25 | 0.25 | 0.16 | 53.2121 | 83.4562 | 121.9473 | 6 | Square Feet | ft2 | 319.2726 | 500.7371 | 731.6839 | 1.31 | 1.67 | 0 | 0 | 418.2471 | 655.9656 | 958.5059 | 533.1853 | 836.2309 | 1221.9121 | 2030 | Intermediate | 15.1 | Prevailing local wages, Drive time, Local code requirements, Access, Moisture issues present, Condition of existing flue, Need to bring in combustion air, Condition of existing electrical system, Condition of existing plumbing, Condition of existing gas line, Presence of hazardous materials, Type of equipment | 3 | 84 | 0 | 2023 | No regression ran. Not a strong correlation between U-factor, number of panes, and costs
177 | 2023 | Residential | Envelope | Window | Vinyl Frame |  | Window Vinyl | 2023$/sqft |  |  | 0 | 0 | 0 | U-Factor | Btu/ft2*hr*degF | 0.75 | 0.345 | 0.345 | 0.15 | 0 | 0 | 0 | SHGC | Unitless | 0.65 | 0.25 | 0.25 | 0.16 | 53.9723 | 84.6484 | 123.6894 | 6 | Square Feet | ft2 | 323.8337 | 507.8905 | 742.1365 | 1.31 | 1.67 | 0 | 0 | 424.2221 | 665.3365 | 972.1988 | 540.8022 | 848.1771 | 1239.368 | 2035 | Intermediate | 15.1 | Prevailing local wages, Drive time, Local code requirements, Access, Moisture issues present, Condition of existing flue, Need to bring in combustion air, Condition of existing electrical system, Condition of existing plumbing, Condition of existing gas line, Presence of hazardous materials, Type of equipment | 3 | 84 | 0 | 2023 | No regression ran. Not a strong correlation between U-factor, number of panes, and costs
177 | 2023 | Residential | Envelope | Window | Vinyl Frame |  | Window Vinyl | 2023$/sqft |  |  | 0 | 0 | 0 | U-Factor | Btu/ft2*hr*degF | 0.75 | 0.345 | 0.345 | 0.15 | 0 | 0 | 0 | SHGC | Unitless | 0.65 | 0.25 | 0.25 | 0.16 | 54.7325 | 85.8406 | 125.4315 | 6 | Square Feet | ft2 | 328.3947 | 515.0439 | 752.5891 | 1.31 | 1.67 | 0 | 0 | 430.1971 | 674.7075 | 985.8918 | 548.4192 | 860.1233 | 1256.8238 | 2040 | Intermediate | 15.1 | Prevailing local wages, Drive time, Local code requirements, Access, Moisture issues present, Condition of existing flue, Need to bring in combustion air, Condition of existing electrical system, Condition of existing plumbing, Condition of existing gas line, Presence of hazardous materials, Type of equipment | 3 | 84 | 0 | 2023 | No regression ran. Not a strong correlation between U-factor, number of panes, and costs
177 | 2023 | Residential | Envelope | Window | Vinyl Frame |  | Window Vinyl | 2023$/sqft |  |  | 0 | 0 | 0 | U-Factor | Btu/ft2*hr*degF | 0.75 | 0.345 | 0.345 | 0.15 | 0 | 0 | 0 | SHGC | Unitless | 0.65 | 0.25 | 0.25 | 0.16 | 54.7325 | 85.8406 | 125.4315 | 6 | Square Feet | ft2 | 328.3947 | 515.0439 | 752.5891 | 1.31 | 1.67 | 0 | 0 | 430.1971 | 674.7075 | 985.8918 | 548.4192 | 860.1233 | 1256.8238 | 2045 | Intermediate | 15.1 | Prevailing local wages, Drive time, Local code requirements, Access, Moisture issues present, Condition of existing flue, Need to bring in combustion air, Condition of existing electrical system, Condition of existing plumbing, Condition of existing gas line, Presence of hazardous materials, Type of equipment | 3 | 84 | 0 | 2023 | No regression ran. Not a strong correlation between U-factor, number of panes, and costs
177 | 2023 | Residential | Envelope | Window | Vinyl Frame |  | Window Vinyl | 2023$/sqft |  |  | 0 | 0 | 0 | U-Factor | Btu/ft2*hr*degF | 0.75 | 0.345 | 0.345 | 0.15 | 0 | 0 | 0 | SHGC | Unitless | 0.65 | 0.25 | 0.25 | 0.16 | 54.7325 | 85.8406 | 125.4315 | 6 | Square Feet | ft2 | 328.3947 | 515.0439 | 752.5891 | 1.31 | 1.67 | 0 | 0 | 430.1971 | 674.7075 | 985.8918 | 548.4192 | 860.1233 | 1256.8238 | 2050 | Intermediate | 15.1 | Prevailing local wages, Drive time, Local code requirements, Access, Moisture issues present, Condition of existing flue, Need to bring in combustion air, Condition of existing electrical system, Condition of existing plumbing, Condition of existing gas line, Presence of hazardous materials, Type of equipment | 3 | 84 | 0 | 2023 | No regression ran. Not a strong correlation between U-factor, number of panes, and costs
177 | 2023 | Residential | Envelope | Window | Vinyl Frame |  | Window Vinyl | 2023$/sqft |  |  | 0 | 0 | 0 | U-Factor | Btu/ft2*hr*degF | 0.75 | 0.345 | 0.345 | 0.15 | 0 | 0 | 0 | SHGC | Unitless | 0.65 | 0.25 | 0.25 | 0.16 | 49.2205 | 77.1958 | 112.7996 | 6 | Square Feet | ft2 | 295.3228 | 463.1749 | 676.7975 | 1.31 | 1.67 | 0 | 0 | 386.8728 | 606.7591 | 886.6047 | 493.189 | 773.5021 | 1130.2518 | 2023 | Advanced | 15.1 | Prevailing local wages, Drive time, Local code requirements, Access, Moisture issues present, Condition of existing flue, Need to bring in combustion air, Condition of existing electrical system, Condition of existing plumbing, Condition of existing gas line, Presence of hazardous materials, Type of equipment | 3 | 84 | 0 | 2023 | No regression ran. Not a strong correlation between U-factor, number of panes, and costs
177 | 2023 | Residential | Envelope | Window | Vinyl Frame |  | Window Vinyl | 2023$/sqft |  |  | 0 | 0 | 0 | U-Factor | Btu/ft2*hr*degF | 0.75 | 0.345 | 0.345 | 0.15 | 0 | 0 | 0 | SHGC | Unitless | 0.65 | 0.25 | 0.25 | 0.16 | 53.4176 | 83.7784 | 122.4182 | 6 | Square Feet | ft2 | 320.5053 | 502.6704 | 734.5089 | 1.31 | 1.67 | 0 | 0 | 419.862 | 658.4983 | 962.2067 | 535.2439 | 839.4596 | 1226.6299 | 2030 | Advanced | 15.1 | Prevailing local wages, Drive time, Local code requirements, Access, Moisture issues present, Condition of existing flue, Need to bring in combustion air, Condition of existing electrical system, Condition of existing plumbing, Condition of existing gas line, Presence of hazardous materials, Type of equipment | 3 | 84 | 0 | 2023 | No regression ran. Not a strong correlation between U-factor, number of panes, and costs
177 | 2023 | Residential | Envelope | Window | Vinyl Frame |  | Window Vinyl | 2023$/sqft |  |  | 0 | 0 | 0 | U-Factor | Btu/ft2*hr*degF | 0.75 | 0.345 | 0.345 | 0.15 | 0 | 0 | 0 | SHGC | Unitless | 0.65 | 0.25 | 0.25 | 0.16 | 54.1807 | 84.9752 | 124.167 | 6 | Square Feet | ft2 | 325.084 | 509.8514 | 745.0019 | 1.31 | 1.67 | 0 | 0 | 425.86 | 667.9054 | 975.9525 | 542.8903 | 851.4519 | 1244.1532 | 2035 | Advanced | 15.1 | Prevailing local wages, Drive time, Local code requirements, Access, Moisture issues present, Condition of existing flue, Need to bring in combustion air, Condition of existing electrical system, Condition of existing plumbing, Condition of existing gas line, Presence of hazardous materials, Type of equipment | 3 | 84 | 0 | 2023 | No regression ran. Not a strong correlation between U-factor, number of panes, and costs
177 | 2023 | Residential | Envelope | Window | Vinyl Frame |  | Window Vinyl | 2023$/sqft |  |  | 0 | 0 | 0 | U-Factor | Btu/ft2*hr*degF | 0.75 | 0.345 | 0.345 | 0.15 | 0 | 0 | 0 | SHGC | Unitless | 0.65 | 0.25 | 0.25 | 0.16 | 54.9438 | 86.1721 | 125.9158 | 6 | Square Feet | ft2 | 329.6626 | 517.0325 | 755.4949 | 1.31 | 1.67 | 0 | 0 | 431.8581 | 677.3125 | 989.6983 | 550.5366 | 863.4442 | 1261.6764 | 2040 | Advanced | 15.1 | Prevailing local wages, Drive time, Local code requirements, Access, Moisture issues present, Condition of existing flue, Need to bring in combustion air, Condition of existing electrical system, Condition of existing plumbing, Condition of existing gas line, Presence of hazardous materials, Type of equipment | 3 | 84 | 0 | 2023 | No regression ran. Not a strong correlation between U-factor, number of panes, and costs
177 | 2023 | Residential | Envelope | Window | Vinyl Frame |  | Window Vinyl | 2023$/sqft |  |  | 0 | 0 | 0 | U-Factor | Btu/ft2*hr*degF | 0.75 | 0.345 | 0.345 | 0.15 | 0 | 0 | 0 | SHGC | Unitless | 0.65 | 0.25 | 0.25 | 0.16 | 54.9438 | 86.1721 | 125.9158 | 6 | Square Feet | ft2 | 329.6626 | 517.0325 | 755.4949 | 1.31 | 1.67 | 0 | 0 | 431.8581 | 677.3125 | 989.6983 | 550.5366 | 863.4442 | 1261.6764 | 2045 | Advanced | 15.1 | Prevailing local wages, Drive time, Local code requirements, Access, Moisture issues present, Condition of existing flue, Need to bring in combustion air, Condition of existing electrical system, Condition of existing plumbing, Condition of existing gas line, Presence of hazardous materials, Type of equipment | 3 | 84 | 0 | 2023 | No regression ran. Not a strong correlation between U-factor, number of panes, and costs
177 | 2023 | Residential | Envelope | Window | Vinyl Frame |  | Window Vinyl | 2023$/sqft |  |  | 0 | 0 | 0 | U-Factor | Btu/ft2*hr*degF | 0.75 | 0.345 | 0.345 | 0.15 | 0 | 0 | 0 | SHGC | Unitless | 0.65 | 0.25 | 0.25 | 0.16 | 54.9438 | 86.1721 | 125.9158 | 6 | Square Feet | ft2 | 329.6626 | 517.0325 | 755.4949 | 1.31 | 1.67 | 0 | 0 | 431.8581 | 677.3125 | 989.6983 | 550.5366 | 863.4442 | 1261.6764 | 2050 | Advanced | 15.1 | Prevailing local wages, Drive time, Local code requirements, Access, Moisture issues present, Condition of existing flue, Need to bring in combustion air, Condition of existing electrical system, Condition of existing plumbing, Condition of existing gas line, Presence of hazardous materials, Type of equipment | 3 | 84 | 0 | 2023 | No regression ran. Not a strong correlation between U-factor, number of panes, and costs
178 | 2023 | Residential | Cooking | Stove | Wood Pellet | Wood | Wood Pellet Stove | 2023$ |  | Residential Wood Pellet Stoves | 0 | 0 | 0 | Capacity | kBtu/h | 50 | 50 | 50 | 50 | 0 | 0 | 0 | Efficiency | HHV | 73 | 73 | 85 | 85 | 2576 | 3220 | 3864 | 1 |  |  | 2576 | 3220 | 3864 | 1 | 1 | 788.31 | 808.973 | 3364.31 | 4008.31 | 4652.31 | 3384.973 | 4028.973 | 4672.973 | 2023 | Reference | 27 | Prevailing local wages, Drive time, Local code requirements, Access, Incentive programs, Existing construction and materials, Brand recognition, Engineering and design fees, Condition of existing electrical system, Need for additional wiring / switching, Software upgrades, Site assessment, Ceiling height | 2 | 9 | 0 | 2023
178 | 2023 | Residential | Cooking | Stove | Wood Pellet | Wood | Wood Pellet Stove | 2023$ |  | Residential Wood Pellet Stoves | 0 | 0 | 0 | Capacity | kBtu/h | 50 | 50 | 50 | 50 | 0 | 0 | 0 | Efficiency | HHV | 73 | 73 | 85 | 85 | 2576 | 3220 | 3864 | 1 |  |  | 2576 | 3220 | 3864 | 1 | 1 | 788.31 | 808.973 | 3364.31 | 4008.31 | 4652.31 | 3384.973 | 4028.973 | 4672.973 | 2030 | Reference | 27 | Prevailing local wages, Drive time, Local code requirements, Access, Incentive programs, Existing construction and materials, Brand recognition, Engineering and design fees, Condition of existing electrical system, Need for additional wiring / switching, Software upgrades, Site assessment, Ceiling height | 2 | 9 | 0 | 2023 | 0
178 | 2023 | Residential | Cooking | Stove | Wood Pellet | Wood | Wood Pellet Stove | 2023$ |  | Residential Wood Pellet Stoves | 0 | 0 | 0 | Capacity | kBtu/h | 50 | 50 | 50 | 50 | 0 | 0 | 0 | Efficiency | HHV | 73 | 73 | 85 | 85 | 2576 | 3220 | 3864 | 1 |  |  | 2576 | 3220 | 3864 | 1 | 1 | 788.31 | 808.973 | 3364.31 | 4008.31 | 4652.31 | 3384.973 | 4028.973 | 4672.973 | 2035 | Reference | 27 | Prevailing local wages, Drive time, Local code requirements, Access, Incentive programs, Existing construction and materials, Brand recognition, Engineering and design fees, Condition of existing electrical system, Need for additional wiring / switching, Software upgrades, Site assessment, Ceiling height | 2 | 9 | 0 | 2023 | 0
178 | 2023 | Residential | Cooking | Stove | Wood Pellet | Wood | Wood Pellet Stove | 2023$ |  | Residential Wood Pellet Stoves | 0 | 0 | 0 | Capacity | kBtu/h | 50 | 50 | 50 | 50 | 0 | 0 | 0 | Efficiency | HHV | 73 | 73 | 85 | 85 | 2576 | 3220 | 3864 | 1 |  |  | 2576 | 3220 | 3864 | 1 | 1 | 788.31 | 808.973 | 3364.31 | 4008.31 | 4652.31 | 3384.973 | 4028.973 | 4672.973 | 2040 | Reference | 27 | Prevailing local wages, Drive time, Local code requirements, Access, Incentive programs, Existing construction and materials, Brand recognition, Engineering and design fees, Condition of existing electrical system, Need for additional wiring / switching, Software upgrades, Site assessment, Ceiling height | 2 | 9 | 0 | 2023 | 0
178 | 2023 | Residential | Cooking | Stove | Wood Pellet | Wood | Wood Pellet Stove | 2023$ |  | Residential Wood Pellet Stoves | 0 | 0 | 0 | Capacity | kBtu/h | 50 | 50 | 50 | 50 | 0 | 0 | 0 | Efficiency | HHV | 73 | 73 | 85 | 85 | 2576 | 3220 | 3864 | 1 |  |  | 2576 | 3220 | 3864 | 1 | 1 | 788.31 | 808.973 | 3364.31 | 4008.31 | 4652.31 | 3384.973 | 4028.973 | 4672.973 | 2045 | Reference | 27 | Prevailing local wages, Drive time, Local code requirements, Access, Incentive programs, Existing construction and materials, Brand recognition, Engineering and design fees, Condition of existing electrical system, Need for additional wiring / switching, Software upgrades, Site assessment, Ceiling height | 2 | 9 | 0 | 2023 | 0
178 | 2023 | Residential | Cooking | Stove | Wood Pellet | Wood | Wood Pellet Stove | 2023$ |  | Residential Wood Pellet Stoves | 0 | 0 | 0 | Capacity | kBtu/h | 50 | 50 | 50 | 50 | 0 | 0 | 0 | Efficiency | HHV | 73 | 73 | 85 | 85 | 2576 | 3220 | 3864 | 1 |  |  | 2576 | 3220 | 3864 | 1 | 1 | 788.31 | 808.973 | 3364.31 | 4008.31 | 4652.31 | 3384.973 | 4028.973 | 4672.973 | 2050 | Reference | 27 | Prevailing local wages, Drive time, Local code requirements, Access, Incentive programs, Existing construction and materials, Brand recognition, Engineering and design fees, Condition of existing electrical system, Need for additional wiring / switching, Software upgrades, Site assessment, Ceiling height | 2 | 9 | 0 | 2023 | 0
178 | 2023 | Residential | Cooking | Stove | Wood Pellet | Wood | Wood Pellet Stove | 2023$ |  | Residential Wood Pellet Stoves | 0 | 0 | 0 | Capacity | kBtu/h | 50 | 50 | 50 | 50 | 0 | 0 | 0 | Efficiency | HHV | 73 | 73 | 85 | 85 | 2576 | 3220 | 3864 | 1 |  |  | 2576 | 3220 | 3864 | 1 | 1 | 788.31 | 808.973 | 3364.31 | 4008.31 | 4652.31 | 3384.973 | 4028.973 | 4672.973 | 2023 | Intermediate | 27 | Prevailing local wages, Drive time, Local code requirements, Access, Incentive programs, Existing construction and materials, Brand recognition, Engineering and design fees, Condition of existing electrical system, Need for additional wiring / switching, Software upgrades, Site assessment, Ceiling height | 2 | 9 | 0 | 2023 | 0
178 | 2023 | Residential | Cooking | Stove | Wood Pellet | Wood | Wood Pellet Stove | 2023$ |  | Residential Wood Pellet Stoves | 0 | 0 | 0 | Capacity | kBtu/h | 50 | 50 | 50 | 50 | 0 | 0 | 0 | Efficiency | HHV | 73 | 73 | 85 | 85 | 2576 | 3220 | 3864 | 1 |  |  | 2576 | 3220 | 3864 | 1 | 1 | 788.31 | 808.973 | 3364.31 | 4008.31 | 4652.31 | 3384.973 | 4028.973 | 4672.973 | 2030 | Intermediate | 27 | Prevailing local wages, Drive time, Local code requirements, Access, Incentive programs, Existing construction and materials, Brand recognition, Engineering and design fees, Condition of existing electrical system, Need for additional wiring / switching, Software upgrades, Site assessment, Ceiling height | 2 | 9 | 0 | 2023 | 0
178 | 2023 | Residential | Cooking | Stove | Wood Pellet | Wood | Wood Pellet Stove | 2023$ |  | Residential Wood Pellet Stoves | 0 | 0 | 0 | Capacity | kBtu/h | 50 | 50 | 50 | 50 | 0 | 0 | 0 | Efficiency | HHV | 73 | 73 | 85 | 85 | 2576 | 3220 | 3864 | 1 |  |  | 2576 | 3220 | 3864 | 1 | 1 | 788.31 | 808.973 | 3364.31 | 4008.31 | 4652.31 | 3384.973 | 4028.973 | 4672.973 | 2035 | Intermediate | 27 | Prevailing local wages, Drive time, Local code requirements, Access, Incentive programs, Existing construction and materials, Brand recognition, Engineering and design fees, Condition of existing electrical system, Need for additional wiring / switching, Software upgrades, Site assessment, Ceiling height | 2 | 9 | 0 | 2023 | 0
178 | 2023 | Residential | Cooking | Stove | Wood Pellet | Wood | Wood Pellet Stove | 2023$ |  | Residential Wood Pellet Stoves | 0 | 0 | 0 | Capacity | kBtu/h | 50 | 50 | 50 | 50 | 0 | 0 | 0 | Efficiency | HHV | 73 | 73 | 85 | 85 | 2576 | 3220 | 3864 | 1 |  |  | 2576 | 3220 | 3864 | 1 | 1 | 788.31 | 808.973 | 3364.31 | 4008.31 | 4652.31 | 3384.973 | 4028.973 | 4672.973 | 2040 | Intermediate | 27 | Prevailing local wages, Drive time, Local code requirements, Access, Incentive programs, Existing construction and materials, Brand recognition, Engineering and design fees, Condition of existing electrical system, Need for additional wiring / switching, Software upgrades, Site assessment, Ceiling height | 2 | 9 | 0 | 2023 | 0
178 | 2023 | Residential | Cooking | Stove | Wood Pellet | Wood | Wood Pellet Stove | 2023$ |  | Residential Wood Pellet Stoves | 0 | 0 | 0 | Capacity | kBtu/h | 50 | 50 | 50 | 50 | 0 | 0 | 0 | Efficiency | HHV | 73 | 73 | 85 | 85 | 2576 | 3220 | 3864 | 1 |  |  | 2576 | 3220 | 3864 | 1 | 1 | 788.31 | 808.973 | 3364.31 | 4008.31 | 4652.31 | 3384.973 | 4028.973 | 4672.973 | 2045 | Intermediate | 27 | Prevailing local wages, Drive time, Local code requirements, Access, Incentive programs, Existing construction and materials, Brand recognition, Engineering and design fees, Condition of existing electrical system, Need for additional wiring / switching, Software upgrades, Site assessment, Ceiling height | 2 | 9 | 0 | 2023 | 0
178 | 2023 | Residential | Cooking | Stove | Wood Pellet | Wood | Wood Pellet Stove | 2023$ |  | Residential Wood Pellet Stoves | 0 | 0 | 0 | Capacity | kBtu/h | 50 | 50 | 50 | 50 | 0 | 0 | 0 | Efficiency | HHV | 73 | 73 | 85 | 85 | 2576 | 3220 | 3864 | 1 |  |  | 2576 | 3220 | 3864 | 1 | 1 | 788.31 | 808.973 | 3364.31 | 4008.31 | 4652.31 | 3384.973 | 4028.973 | 4672.973 | 2050 | Intermediate | 27 | Prevailing local wages, Drive time, Local code requirements, Access, Incentive programs, Existing construction and materials, Brand recognition, Engineering and design fees, Condition of existing electrical system, Need for additional wiring / switching, Software upgrades, Site assessment, Ceiling height | 2 | 9 | 0 | 2023 | 0
178 | 2023 | Residential | Cooking | Stove | Wood Pellet | Wood | Wood Pellet Stove | 2023$ |  | Residential Wood Pellet Stoves | 0 | 0 | 0 | Capacity | kBtu/h | 50 | 50 | 50 | 50 | 0 | 0 | 0 | Efficiency | HHV | 73 | 73 | 85 | 85 | 2576 | 3220 | 3864 | 1 |  |  | 2576 | 3220 | 3864 | 1 | 1 | 788.31 | 808.973 | 3364.31 | 4008.31 | 4652.31 | 3384.973 | 4028.973 | 4672.973 | 2023 | Advanced | 27 | Prevailing local wages, Drive time, Local code requirements, Access, Incentive programs, Existing construction and materials, Brand recognition, Engineering and design fees, Condition of existing electrical system, Need for additional wiring / switching, Software upgrades, Site assessment, Ceiling height | 2 | 9 | 0 | 2023 | 0
178 | 2023 | Residential | Cooking | Stove | Wood Pellet | Wood | Wood Pellet Stove | 2023$ |  | Residential Wood Pellet Stoves | 0 | 0 | 0 | Capacity | kBtu/h | 50 | 50 | 50 | 50 | 0 | 0 | 0 | Efficiency | HHV | 73 | 73 | 85 | 85 | 2576 | 3220 | 3864 | 1 |  |  | 2576 | 3220 | 3864 | 1 | 1 | 788.31 | 808.973 | 3364.31 | 4008.31 | 4652.31 | 3384.973 | 4028.973 | 4672.973 | 2030 | Advanced | 27 | Prevailing local wages, Drive time, Local code requirements, Access, Incentive programs, Existing construction and materials, Brand recognition, Engineering and design fees, Condition of existing electrical system, Need for additional wiring / switching, Software upgrades, Site assessment, Ceiling height | 2 | 9 | 0 | 2023 | 0
178 | 2023 | Residential | Cooking | Stove | Wood Pellet | Wood | Wood Pellet Stove | 2023$ |  | Residential Wood Pellet Stoves | 0 | 0 | 0 | Capacity | kBtu/h | 50 | 50 | 50 | 50 | 0 | 0 | 0 | Efficiency | HHV | 73 | 73 | 85 | 85 | 2576 | 3220 | 3864 | 1 |  |  | 2576 | 3220 | 3864 | 1 | 1 | 788.31 | 808.973 | 3364.31 | 4008.31 | 4652.31 | 3384.973 | 4028.973 | 4672.973 | 2035 | Advanced | 27 | Prevailing local wages, Drive time, Local code requirements, Access, Incentive programs, Existing construction and materials, Brand recognition, Engineering and design fees, Condition of existing electrical system, Need for additional wiring / switching, Software upgrades, Site assessment, Ceiling height | 2 | 9 | 0 | 2023 | 0
178 | 2023 | Residential | Cooking | Stove | Wood Pellet | Wood | Wood Pellet Stove | 2023$ |  | Residential Wood Pellet Stoves | 0 | 0 | 0 | Capacity | kBtu/h | 50 | 50 | 50 | 50 | 0 | 0 | 0 | Efficiency | HHV | 73 | 73 | 85 | 85 | 2576 | 3220 | 3864 | 1 |  |  | 2576 | 3220 | 3864 | 1 | 1 | 788.31 | 808.973 | 3364.31 | 4008.31 | 4652.31 | 3384.973 | 4028.973 | 4672.973 | 2040 | Advanced | 27 | Prevailing local wages, Drive time, Local code requirements, Access, Incentive programs, Existing construction and materials, Brand recognition, Engineering and design fees, Condition of existing electrical system, Need for additional wiring / switching, Software upgrades, Site assessment, Ceiling height | 2 | 9 | 0 | 2023 | 0
178 | 2023 | Residential | Cooking | Stove | Wood Pellet | Wood | Wood Pellet Stove | 2023$ |  | Residential Wood Pellet Stoves | 0 | 0 | 0 | Capacity | kBtu/h | 50 | 50 | 50 | 50 | 0 | 0 | 0 | Efficiency | HHV | 73 | 73 | 85 | 85 | 2576 | 3220 | 3864 | 1 |  |  | 2576 | 3220 | 3864 | 1 | 1 | 788.31 | 808.973 | 3364.31 | 4008.31 | 4652.31 | 3384.973 | 4028.973 | 4672.973 | 2045 | Advanced | 27 | Prevailing local wages, Drive time, Local code requirements, Access, Incentive programs, Existing construction and materials, Brand recognition, Engineering and design fees, Condition of existing electrical system, Need for additional wiring / switching, Software upgrades, Site assessment, Ceiling height | 2 | 9 | 0 | 2023 | 0
178 | 2023 | Residential | Cooking | Stove | Wood Pellet | Wood | Wood Pellet Stove | 2023$ |  | Residential Wood Pellet Stoves | 0 | 0 | 0 | Capacity | kBtu/h | 50 | 50 | 50 | 50 | 0 | 0 | 0 | Efficiency | HHV | 73 | 73 | 85 | 85 | 2576 | 3220 | 3864 | 1 |  |  | 2576 | 3220 | 3864 | 1 | 1 | 788.31 | 808.973 | 3364.31 | 4008.31 | 4652.31 | 3384.973 | 4028.973 | 4672.973 | 2050 | Advanced | 27 | Prevailing local wages, Drive time, Local code requirements, Access, Incentive programs, Existing construction and materials, Brand recognition, Engineering and design fees, Condition of existing electrical system, Need for additional wiring / switching, Software upgrades, Site assessment, Ceiling height | 2 | 9 | 0 | 2023 | 0
179 | 2023 | Residential | Envelope | Wood/Steel Stud | Batt |  | Wood/Steel Stud Batt | 2023$/sqft | Wood/Steel Stud |  | 0.031667 | 0.0416 | 0.049167 | R-value | ft2*degF*h/Btu | 6 | 20 | 49 | 49 | 0 | 0 | 0 | Square Feet | ft2 | 0 | 900 | 0 | 0 | 0.15833 | 0.2392 | 1.575 | 900 | Square Feet | ft2 | 712.5048 | 964.08 | 2302.5042 | 1 | 1 | 0.5861 | 0.7561 | 1239.9926 | 1491.5678 | 2829.992 | 1392.9926 | 1644.5678 | 2982.992 | 2023 | Reference | 999 | Prevailing local wages, Drive time, Local code requirements, Access, Presence/condition/type of existing insulation, Existing construction and materials, Moisture issues present, Adequacy of existing ventilation, Presence of hazardous materials, Extent of preparation | 4 | 101 | 0.2114 | 2023 | Assumes reference and advanced case are constant based on raw materials. Typical costs assume a wall area of 900 sq ft as an example based on average sqft of a house to be 2,025, though wall areas and insulation amounts vary greatly by building.
179 | 2023 | Residential | Envelope | Wood/Steel Stud | Batt |  | Wood/Steel Stud Batt | 2023$/sqft | Wood/Steel Stud |  | 0.031667 | 0.0416 | 0.049167 | R-value | ft2*degF*h/Btu | 6 | 20 | 49 | 49 | 0 | 0 | 0 | Square Feet | ft2 | 0 | 900 | 0 | 0 | 0.15833 | 0.2392 | 1.575 | 900 | Square Feet | ft2 | 712.5048 | 964.08 | 2302.5042 | 1 | 1 | 0.5861 | 0.7561 | 1239.9926 | 1491.5678 | 2829.992 | 1392.9926 | 1644.5678 | 2982.992 | 2030 | Reference | 999 | Prevailing local wages, Drive time, Local code requirements, Access, Presence/condition/type of existing insulation, Existing construction and materials, Moisture issues present, Adequacy of existing ventilation, Presence of hazardous materials, Extent of preparation | 4 | 101 | 0.2114 | 2023 | Assumes reference and advanced case are constant based on raw materials. Typical costs assume a wall area of 900 sq ft as an example based on average sqft of a house to be 2,025, though wall areas and insulation amounts vary greatly by building.
179 | 2023 | Residential | Envelope | Wood/Steel Stud | Batt |  | Wood/Steel Stud Batt | 2023$/sqft | Wood/Steel Stud |  | 0.031667 | 0.0416 | 0.049167 | R-value | ft2*degF*h/Btu | 6 | 20 | 49 | 49 | 0 | 0 | 0 | Square Feet | ft2 | 0 | 900 | 0 | 0 | 0.15833 | 0.2392 | 1.575 | 900 | Square Feet | ft2 | 712.5048 | 964.08 | 2302.5042 | 1 | 1 | 0.5861 | 0.7561 | 1239.9926 | 1491.5678 | 2829.992 | 1392.9926 | 1644.5678 | 2982.992 | 2035 | Reference | 999 | Prevailing local wages, Drive time, Local code requirements, Access, Presence/condition/type of existing insulation, Existing construction and materials, Moisture issues present, Adequacy of existing ventilation, Presence of hazardous materials, Extent of preparation | 4 | 101 | 0.2114 | 2023 | Assumes reference and advanced case are constant based on raw materials. Typical costs assume a wall area of 900 sq ft as an example based on average sqft of a house to be 2,025, though wall areas and insulation amounts vary greatly by building.
179 | 2023 | Residential | Envelope | Wood/Steel Stud | Batt |  | Wood/Steel Stud Batt | 2023$/sqft | Wood/Steel Stud |  | 0.031667 | 0.0416 | 0.049167 | R-value | ft2*degF*h/Btu | 6 | 20 | 49 | 49 | 0 | 0 | 0 | Square Feet | ft2 | 0 | 900 | 0 | 0 | 0.15833 | 0.2392 | 1.575 | 900 | Square Feet | ft2 | 712.5048 | 964.08 | 2302.5042 | 1 | 1 | 0.5861 | 0.7561 | 1239.9926 | 1491.5678 | 2829.992 | 1392.9926 | 1644.5678 | 2982.992 | 2040 | Reference | 999 | Prevailing local wages, Drive time, Local code requirements, Access, Presence/condition/type of existing insulation, Existing construction and materials, Moisture issues present, Adequacy of existing ventilation, Presence of hazardous materials, Extent of preparation | 4 | 101 | 0.2114 | 2023 | Assumes reference and advanced case are constant based on raw materials. Typical costs assume a wall area of 900 sq ft as an example based on average sqft of a house to be 2,025, though wall areas and insulation amounts vary greatly by building.
179 | 2023 | Residential | Envelope | Wood/Steel Stud | Batt |  | Wood/Steel Stud Batt | 2023$/sqft | Wood/Steel Stud |  | 0.031667 | 0.0416 | 0.049167 | R-value | ft2*degF*h/Btu | 6 | 20 | 49 | 49 | 0 | 0 | 0 | Square Feet | ft2 | 0 | 900 | 0 | 0 | 0.15833 | 0.2392 | 1.575 | 900 | Square Feet | ft2 | 712.5048 | 964.08 | 2302.5042 | 1 | 1 | 0.5861 | 0.7561 | 1239.9926 | 1491.5678 | 2829.992 | 1392.9926 | 1644.5678 | 2982.992 | 2045 | Reference | 999 | Prevailing local wages, Drive time, Local code requirements, Access, Presence/condition/type of existing insulation, Existing construction and materials, Moisture issues present, Adequacy of existing ventilation, Presence of hazardous materials, Extent of preparation | 4 | 101 | 0.2114 | 2023 | Assumes reference and advanced case are constant based on raw materials. Typical costs assume a wall area of 900 sq ft as an example based on average sqft of a house to be 2,025, though wall areas and insulation amounts vary greatly by building.
179 | 2023 | Residential | Envelope | Wood/Steel Stud | Batt |  | Wood/Steel Stud Batt | 2023$/sqft | Wood/Steel Stud |  | 0.031667 | 0.0416 | 0.049167 | R-value | ft2*degF*h/Btu | 6 | 20 | 49 | 49 | 0 | 0 | 0 | Square Feet | ft2 | 0 | 900 | 0 | 0 | 0.15833 | 0.2392 | 1.575 | 900 | Square Feet | ft2 | 712.5048 | 964.08 | 2302.5042 | 1 | 1 | 0.5861 | 0.7561 | 1239.9926 | 1491.5678 | 2829.992 | 1392.9926 | 1644.5678 | 2982.992 | 2050 | Reference | 999 | Prevailing local wages, Drive time, Local code requirements, Access, Presence/condition/type of existing insulation, Existing construction and materials, Moisture issues present, Adequacy of existing ventilation, Presence of hazardous materials, Extent of preparation | 4 | 101 | 0.2114 | 2023 | Assumes reference and advanced case are constant based on raw materials. Typical costs assume a wall area of 900 sq ft as an example based on average sqft of a house to be 2,025, though wall areas and insulation amounts vary greatly by building.
179 | 2023 | Residential | Envelope | Wood/Steel Stud | Batt |  | Wood/Steel Stud Batt | 2023$/sqft | Wood/Steel Stud |  | 0.031667 | 0.0416 | 0.049167 | R-value | ft2*degF*h/Btu | 6 | 20 | 49 | 49 | 0 | 0 | 0 | Square Feet | ft2 | 0 | 900 | 0 | 0 | 0.15833 | 0.2392 | 1.575 | 900 | Square Feet | ft2 | 712.5048 | 964.08 | 2302.5042 | 1 | 1 | 0.5861 | 0.7561 | 1239.9926 | 1491.5678 | 2829.992 | 1392.9926 | 1644.5678 | 2982.992 | 2023 | Intermediate | 999 | Prevailing local wages, Drive time, Local code requirements, Access, Presence/condition/type of existing insulation, Existing construction and materials, Moisture issues present, Adequacy of existing ventilation, Presence of hazardous materials, Extent of preparation | 4 | 101 | 0.2114 | 2023 | Assumes reference and advanced case are constant based on raw materials. Typical costs assume a wall area of 900 sq ft as an example based on average sqft of a house to be 2,025, though wall areas and insulation amounts vary greatly by building.
179 | 2023 | Residential | Envelope | Wood/Steel Stud | Batt |  | Wood/Steel Stud Batt | 2023$/sqft | Wood/Steel Stud |  | 0.031667 | 0.0416 | 0.049167 | R-value | ft2*degF*h/Btu | 6 | 20 | 49 | 49 | 0 | 0 | 0 | Square Feet | ft2 | 0 | 900 | 0 | 0 | 0.15833 | 0.2392 | 1.575 | 900 | Square Feet | ft2 | 712.5048 | 964.08 | 2302.5042 | 1 | 1 | 0.5861 | 0.7561 | 1239.9926 | 1491.5678 | 2829.992 | 1392.9926 | 1644.5678 | 2982.992 | 2030 | Intermediate | 999 | Prevailing local wages, Drive time, Local code requirements, Access, Presence/condition/type of existing insulation, Existing construction and materials, Moisture issues present, Adequacy of existing ventilation, Presence of hazardous materials, Extent of preparation | 4 | 101 | 0.2114 | 2023 | Assumes reference and advanced case are constant based on raw materials. Typical costs assume a wall area of 900 sq ft as an example based on average sqft of a house to be 2,025, though wall areas and insulation amounts vary greatly by building.
179 | 2023 | Residential | Envelope | Wood/Steel Stud | Batt |  | Wood/Steel Stud Batt | 2023$/sqft | Wood/Steel Stud |  | 0.031667 | 0.0416 | 0.049167 | R-value | ft2*degF*h/Btu | 6 | 20 | 49 | 49 | 0 | 0 | 0 | Square Feet | ft2 | 0 | 900 | 0 | 0 | 0.15833 | 0.2392 | 1.575 | 900 | Square Feet | ft2 | 712.5048 | 964.08 | 2302.5042 | 1 | 1 | 0.5861 | 0.7561 | 1239.9926 | 1491.5678 | 2829.992 | 1392.9926 | 1644.5678 | 2982.992 | 2035 | Intermediate | 999 | Prevailing local wages, Drive time, Local code requirements, Access, Presence/condition/type of existing insulation, Existing construction and materials, Moisture issues present, Adequacy of existing ventilation, Presence of hazardous materials, Extent of preparation | 4 | 101 | 0.2114 | 2023 | Assumes reference and advanced case are constant based on raw materials. Typical costs assume a wall area of 900 sq ft as an example based on average sqft of a house to be 2,025, though wall areas and insulation amounts vary greatly by building.
179 | 2023 | Residential | Envelope | Wood/Steel Stud | Batt |  | Wood/Steel Stud Batt | 2023$/sqft | Wood/Steel Stud |  | 0.031667 | 0.0416 | 0.049167 | R-value | ft2*degF*h/Btu | 6 | 20 | 49 | 49 | 0 | 0 | 0 | Square Feet | ft2 | 0 | 900 | 0 | 0 | 0.15833 | 0.2392 | 1.575 | 900 | Square Feet | ft2 | 712.5048 | 964.08 | 2302.5042 | 1 | 1 | 0.5861 | 0.7561 | 1239.9926 | 1491.5678 | 2829.992 | 1392.9926 | 1644.5678 | 2982.992 | 2040 | Intermediate | 999 | Prevailing local wages, Drive time, Local code requirements, Access, Presence/condition/type of existing insulation, Existing construction and materials, Moisture issues present, Adequacy of existing ventilation, Presence of hazardous materials, Extent of preparation | 4 | 101 | 0.2114 | 2023 | Assumes reference and advanced case are constant based on raw materials. Typical costs assume a wall area of 900 sq ft as an example based on average sqft of a house to be 2,025, though wall areas and insulation amounts vary greatly by building.
179 | 2023 | Residential | Envelope | Wood/Steel Stud | Batt |  | Wood/Steel Stud Batt | 2023$/sqft | Wood/Steel Stud |  | 0.031667 | 0.0416 | 0.049167 | R-value | ft2*degF*h/Btu | 6 | 20 | 49 | 49 | 0 | 0 | 0 | Square Feet | ft2 | 0 | 900 | 0 | 0 | 0.15833 | 0.2392 | 1.575 | 900 | Square Feet | ft2 | 712.5048 | 964.08 | 2302.5042 | 1 | 1 | 0.5861 | 0.7561 | 1239.9926 | 1491.5678 | 2829.992 | 1392.9926 | 1644.5678 | 2982.992 | 2045 | Intermediate | 999 | Prevailing local wages, Drive time, Local code requirements, Access, Presence/condition/type of existing insulation, Existing construction and materials, Moisture issues present, Adequacy of existing ventilation, Presence of hazardous materials, Extent of preparation | 4 | 101 | 0.2114 | 2023 | Assumes reference and advanced case are constant based on raw materials. Typical costs assume a wall area of 900 sq ft as an example based on average sqft of a house to be 2,025, though wall areas and insulation amounts vary greatly by building.
179 | 2023 | Residential | Envelope | Wood/Steel Stud | Batt |  | Wood/Steel Stud Batt | 2023$/sqft | Wood/Steel Stud |  | 0.031667 | 0.0416 | 0.049167 | R-value | ft2*degF*h/Btu | 6 | 20 | 49 | 49 | 0 | 0 | 0 | Square Feet | ft2 | 0 | 900 | 0 | 0 | 0.15833 | 0.2392 | 1.575 | 900 | Square Feet | ft2 | 712.5048 | 964.08 | 2302.5042 | 1 | 1 | 0.5861 | 0.7561 | 1239.9926 | 1491.5678 | 2829.992 | 1392.9926 | 1644.5678 | 2982.992 | 2050 | Intermediate | 999 | Prevailing local wages, Drive time, Local code requirements, Access, Presence/condition/type of existing insulation, Existing construction and materials, Moisture issues present, Adequacy of existing ventilation, Presence of hazardous materials, Extent of preparation | 4 | 101 | 0.2114 | 2023 | Assumes reference and advanced case are constant based on raw materials. Typical costs assume a wall area of 900 sq ft as an example based on average sqft of a house to be 2,025, though wall areas and insulation amounts vary greatly by building.
179 | 2023 | Residential | Envelope | Wood/Steel Stud | Batt |  | Wood/Steel Stud Batt | 2023$/sqft | Wood/Steel Stud |  | 0.031667 | 0.0416 | 0.049167 | R-value | ft2*degF*h/Btu | 6 | 20 | 49 | 49 | 0 | 0 | 0 | Square Feet | ft2 | 0 | 900 | 0 | 0 | 0.15833 | 0.2392 | 1.575 | 900 | Square Feet | ft2 | 712.5048 | 964.08 | 2302.5042 | 1 | 1 | 0.5861 | 0.7561 | 1239.9926 | 1491.5678 | 2829.992 | 1392.9926 | 1644.5678 | 2982.992 | 2023 | Advanced | 999 | Prevailing local wages, Drive time, Local code requirements, Access, Presence/condition/type of existing insulation, Existing construction and materials, Moisture issues present, Adequacy of existing ventilation, Presence of hazardous materials, Extent of preparation | 4 | 101 | 0.2114 | 2023 | Assumes reference and advanced case are constant based on raw materials. Typical costs assume a wall area of 900 sq ft as an example based on average sqft of a house to be 2,025, though wall areas and insulation amounts vary greatly by building.
179 | 2023 | Residential | Envelope | Wood/Steel Stud | Batt |  | Wood/Steel Stud Batt | 2023$/sqft | Wood/Steel Stud |  | 0.031667 | 0.0416 | 0.049167 | R-value | ft2*degF*h/Btu | 6 | 20 | 49 | 49 | 0 | 0 | 0 | Square Feet | ft2 | 0 | 900 | 0 | 0 | 0.15833 | 0.2392 | 1.575 | 900 | Square Feet | ft2 | 712.5048 | 964.08 | 2302.5042 | 1 | 1 | 0.5861 | 0.7561 | 1239.9926 | 1491.5678 | 2829.992 | 1392.9926 | 1644.5678 | 2982.992 | 2030 | Advanced | 999 | Prevailing local wages, Drive time, Local code requirements, Access, Presence/condition/type of existing insulation, Existing construction and materials, Moisture issues present, Adequacy of existing ventilation, Presence of hazardous materials, Extent of preparation | 4 | 101 | 0.2114 | 2023 | Assumes reference and advanced case are constant based on raw materials. Typical costs assume a wall area of 900 sq ft as an example based on average sqft of a house to be 2,025, though wall areas and insulation amounts vary greatly by building.
179 | 2023 | Residential | Envelope | Wood/Steel Stud | Batt |  | Wood/Steel Stud Batt | 2023$/sqft | Wood/Steel Stud |  | 0.031667 | 0.0416 | 0.049167 | R-value | ft2*degF*h/Btu | 6 | 20 | 49 | 49 | 0 | 0 | 0 | Square Feet | ft2 | 0 | 900 | 0 | 0 | 0.15833 | 0.2392 | 1.575 | 900 | Square Feet | ft2 | 712.5048 | 964.08 | 2302.5042 | 1 | 1 | 0.5861 | 0.7561 | 1239.9926 | 1491.5678 | 2829.992 | 1392.9926 | 1644.5678 | 2982.992 | 2035 | Advanced | 999 | Prevailing local wages, Drive time, Local code requirements, Access, Presence/condition/type of existing insulation, Existing construction and materials, Moisture issues present, Adequacy of existing ventilation, Presence of hazardous materials, Extent of preparation | 4 | 101 | 0.2114 | 2023 | Assumes reference and advanced case are constant based on raw materials. Typical costs assume a wall area of 900 sq ft as an example based on average sqft of a house to be 2,025, though wall areas and insulation amounts vary greatly by building.
179 | 2023 | Residential | Envelope | Wood/Steel Stud | Batt |  | Wood/Steel Stud Batt | 2023$/sqft | Wood/Steel Stud |  | 0.031667 | 0.0416 | 0.049167 | R-value | ft2*degF*h/Btu | 6 | 20 | 49 | 49 | 0 | 0 | 0 | Square Feet | ft2 | 0 | 900 | 0 | 0 | 0.15833 | 0.2392 | 1.575 | 900 | Square Feet | ft2 | 712.5048 | 964.08 | 2302.5042 | 1 | 1 | 0.5861 | 0.7561 | 1239.9926 | 1491.5678 | 2829.992 | 1392.9926 | 1644.5678 | 2982.992 | 2040 | Advanced | 999 | Prevailing local wages, Drive time, Local code requirements, Access, Presence/condition/type of existing insulation, Existing construction and materials, Moisture issues present, Adequacy of existing ventilation, Presence of hazardous materials, Extent of preparation | 4 | 101 | 0.2114 | 2023 | Assumes reference and advanced case are constant based on raw materials. Typical costs assume a wall area of 900 sq ft as an example based on average sqft of a house to be 2,025, though wall areas and insulation amounts vary greatly by building.
179 | 2023 | Residential | Envelope | Wood/Steel Stud | Batt |  | Wood/Steel Stud Batt | 2023$/sqft | Wood/Steel Stud |  | 0.031667 | 0.0416 | 0.049167 | R-value | ft2*degF*h/Btu | 6 | 20 | 49 | 49 | 0 | 0 | 0 | Square Feet | ft2 | 0 | 900 | 0 | 0 | 0.15833 | 0.2392 | 1.575 | 900 | Square Feet | ft2 | 712.5048 | 964.08 | 2302.5042 | 1 | 1 | 0.5861 | 0.7561 | 1239.9926 | 1491.5678 | 2829.992 | 1392.9926 | 1644.5678 | 2982.992 | 2045 | Advanced | 999 | Prevailing local wages, Drive time, Local code requirements, Access, Presence/condition/type of existing insulation, Existing construction and materials, Moisture issues present, Adequacy of existing ventilation, Presence of hazardous materials, Extent of preparation | 4 | 101 | 0.2114 | 2023 | Assumes reference and advanced case are constant based on raw materials. Typical costs assume a wall area of 900 sq ft as an example based on average sqft of a house to be 2,025, though wall areas and insulation amounts vary greatly by building.
179 | 2023 | Residential | Envelope | Wood/Steel Stud | Batt |  | Wood/Steel Stud Batt | 2023$/sqft | Wood/Steel Stud |  | 0.031667 | 0.0416 | 0.049167 | R-value | ft2*degF*h/Btu | 6 | 20 | 49 | 49 | 0 | 0 | 0 | Square Feet | ft2 | 0 | 900 | 0 | 0 | 0.15833 | 0.2392 | 1.575 | 900 | Square Feet | ft2 | 712.5048 | 964.08 | 2302.5042 | 1 | 1 | 0.5861 | 0.7561 | 1239.9926 | 1491.5678 | 2829.992 | 1392.9926 | 1644.5678 | 2982.992 | 2050 | Advanced | 999 | Prevailing local wages, Drive time, Local code requirements, Access, Presence/condition/type of existing insulation, Existing construction and materials, Moisture issues present, Adequacy of existing ventilation, Presence of hazardous materials, Extent of preparation | 4 | 101 | 0.2114 | 2023 | Assumes reference and advanced case are constant based on raw materials. Typical costs assume a wall area of 900 sq ft as an example based on average sqft of a house to be 2,025, though wall areas and insulation amounts vary greatly by building.
180 | 2023 | Residential | Envelope | Wood/Steel Stud | Loose Fill |  | Wood/Steel Stud Loose Fill | 2023$/sqft | Wood/Steel Stud |  | 0.003619 | 0.00704 | 0.001017 | R-value | ft2*degF*h/Btu | 2.78 | 6 | 38 | 38 | 0 | 0 | 0 | Square Feet | ft2 | 0 | 900 | 0 | 0 | 0.15625 | 0.27888 | 0.95593 | 900 | Square Feet | ft2 | 160.1703 | 289.0098 | 865.8324 | 1.7306 | 1.8099 | 0 | 0 | 277.1873 | 500.1541 | 1498.3909 | 289.895 | 523.0839 | 1567.0851 | 2023 | Reference | 999 | Prevailing local wages, Drive time, Local code requirements, Access, Presence/condition/type of existing insulation, Existing construction and materials, Moisture issues present, Presence of hazardous materials, Presence of hazardous materials, Extent of preparation, Accommodation for termite inspections | 3 | 80 | 0.4672 | 2023 | Assumes reference and advanced cases are constant and no significant raw material advancements. Typical costs assume a wall area of 900 sq ft as an example based on average sqft of a house to be 2,025, though wall areas and insulation amounts vary greatly by building.
180 | 2023 | Residential | Envelope | Wood/Steel Stud | Loose Fill |  | Wood/Steel Stud Loose Fill | 2023$/sqft | Wood/Steel Stud |  | 0.003619 | 0.00704 | 0.001017 | R-value | ft2*degF*h/Btu | 2.78 | 6 | 38 | 38 | 0 | 0 | 0 | Square Feet | ft2 | 0 | 900 | 0 | 0 | 0.15625 | 0.27888 | 0.95593 | 900 | Square Feet | ft2 | 160.1703 | 289.0098 | 865.8324 | 1.7306 | 1.8099 | 0 | 0 | 277.1873 | 500.1541 | 1498.3909 | 289.895 | 523.0839 | 1567.0851 | 2030 | Reference | 999 | Prevailing local wages, Drive time, Local code requirements, Access, Presence/condition/type of existing insulation, Existing construction and materials, Moisture issues present, Presence of hazardous materials, Presence of hazardous materials, Extent of preparation, Accommodation for termite inspections | 3 | 80 | 0.4672 | 2023 | Assumes reference and advanced cases are constant and no significant raw material advancements. Typical costs assume a wall area of 900 sq ft as an example based on average sqft of a house to be 2,025, though wall areas and insulation amounts vary greatly by building.
180 | 2023 | Residential | Envelope | Wood/Steel Stud | Loose Fill |  | Wood/Steel Stud Loose Fill | 2023$/sqft | Wood/Steel Stud |  | 0.003619 | 0.00704 | 0.001017 | R-value | ft2*degF*h/Btu | 2.78 | 6 | 38 | 38 | 0 | 0 | 0 | Square Feet | ft2 | 0 | 900 | 0 | 0 | 0.15625 | 0.27888 | 0.95593 | 900 | Square Feet | ft2 | 160.1703 | 289.0098 | 865.8324 | 1.7306 | 1.8099 | 0 | 0 | 277.1873 | 500.1541 | 1498.3909 | 289.895 | 523.0839 | 1567.0851 | 2035 | Reference | 999 | Prevailing local wages, Drive time, Local code requirements, Access, Presence/condition/type of existing insulation, Existing construction and materials, Moisture issues present, Presence of hazardous materials, Presence of hazardous materials, Extent of preparation, Accommodation for termite inspections | 3 | 80 | 0.4672 | 2023 | Assumes reference and advanced cases are constant and no significant raw material advancements. Typical costs assume a wall area of 900 sq ft as an example based on average sqft of a house to be 2,025, though wall areas and insulation amounts vary greatly by building.
180 | 2023 | Residential | Envelope | Wood/Steel Stud | Loose Fill |  | Wood/Steel Stud Loose Fill | 2023$/sqft | Wood/Steel Stud |  | 0.003619 | 0.00704 | 0.001017 | R-value | ft2*degF*h/Btu | 2.78 | 6 | 38 | 38 | 0 | 0 | 0 | Square Feet | ft2 | 0 | 900 | 0 | 0 | 0.15625 | 0.27888 | 0.95593 | 900 | Square Feet | ft2 | 160.1703 | 289.0098 | 865.8324 | 1.7306 | 1.8099 | 0 | 0 | 277.1873 | 500.1541 | 1498.3909 | 289.895 | 523.0839 | 1567.0851 | 2040 | Reference | 999 | Prevailing local wages, Drive time, Local code requirements, Access, Presence/condition/type of existing insulation, Existing construction and materials, Moisture issues present, Presence of hazardous materials, Presence of hazardous materials, Extent of preparation, Accommodation for termite inspections | 3 | 80 | 0.4672 | 2023 | Assumes reference and advanced cases are constant and no significant raw material advancements. Typical costs assume a wall area of 900 sq ft as an example based on average sqft of a house to be 2,025, though wall areas and insulation amounts vary greatly by building.
180 | 2023 | Residential | Envelope | Wood/Steel Stud | Loose Fill |  | Wood/Steel Stud Loose Fill | 2023$/sqft | Wood/Steel Stud |  | 0.003619 | 0.00704 | 0.001017 | R-value | ft2*degF*h/Btu | 2.78 | 6 | 38 | 38 | 0 | 0 | 0 | Square Feet | ft2 | 0 | 900 | 0 | 0 | 0.15625 | 0.27888 | 0.95593 | 900 | Square Feet | ft2 | 160.1703 | 289.0098 | 865.8324 | 1.7306 | 1.8099 | 0 | 0 | 277.1873 | 500.1541 | 1498.3909 | 289.895 | 523.0839 | 1567.0851 | 2045 | Reference | 999 | Prevailing local wages, Drive time, Local code requirements, Access, Presence/condition/type of existing insulation, Existing construction and materials, Moisture issues present, Presence of hazardous materials, Presence of hazardous materials, Extent of preparation, Accommodation for termite inspections | 3 | 80 | 0.4672 | 2023 | Assumes reference and advanced cases are constant and no significant raw material advancements. Typical costs assume a wall area of 900 sq ft as an example based on average sqft of a house to be 2,025, though wall areas and insulation amounts vary greatly by building.
180 | 2023 | Residential | Envelope | Wood/Steel Stud | Loose Fill |  | Wood/Steel Stud Loose Fill | 2023$/sqft | Wood/Steel Stud |  | 0.003619 | 0.00704 | 0.001017 | R-value | ft2*degF*h/Btu | 2.78 | 6 | 38 | 38 | 0 | 0 | 0 | Square Feet | ft2 | 0 | 900 | 0 | 0 | 0.15625 | 0.27888 | 0.95593 | 900 | Square Feet | ft2 | 160.1703 | 289.0098 | 865.8324 | 1.7306 | 1.8099 | 0 | 0 | 277.1873 | 500.1541 | 1498.3909 | 289.895 | 523.0839 | 1567.0851 | 2050 | Reference | 999 | Prevailing local wages, Drive time, Local code requirements, Access, Presence/condition/type of existing insulation, Existing construction and materials, Moisture issues present, Presence of hazardous materials, Presence of hazardous materials, Extent of preparation, Accommodation for termite inspections | 3 | 80 | 0.4672 | 2023 | Assumes reference and advanced cases are constant and no significant raw material advancements. Typical costs assume a wall area of 900 sq ft as an example based on average sqft of a house to be 2,025, though wall areas and insulation amounts vary greatly by building.
180 | 2023 | Residential | Envelope | Wood/Steel Stud | Loose Fill |  | Wood/Steel Stud Loose Fill | 2023$/sqft | Wood/Steel Stud |  | 0.003619 | 0.00704 | 0.001017 | R-value | ft2*degF*h/Btu | 2.78 | 6 | 38 | 38 | 0 | 0 | 0 | Square Feet | ft2 | 0 | 900 | 0 | 0 | 0.15625 | 0.27888 | 0.95593 | 900 | Square Feet | ft2 | 160.1703 | 289.0098 | 865.8324 | 1.7306 | 1.8099 | 0 | 0 | 277.1873 | 500.1541 | 1498.3909 | 289.895 | 523.0839 | 1567.0851 | 2023 | Intermediate | 999 | Prevailing local wages, Drive time, Local code requirements, Access, Presence/condition/type of existing insulation, Existing construction and materials, Moisture issues present, Presence of hazardous materials, Presence of hazardous materials, Extent of preparation, Accommodation for termite inspections | 3 | 80 | 0.4672 | 2023 | Assumes reference and advanced cases are constant and no significant raw material advancements. Typical costs assume a wall area of 900 sq ft as an example based on average sqft of a house to be 2,025, though wall areas and insulation amounts vary greatly by building.
180 | 2023 | Residential | Envelope | Wood/Steel Stud | Loose Fill |  | Wood/Steel Stud Loose Fill | 2023$/sqft | Wood/Steel Stud |  | 0.003619 | 0.00704 | 0.001017 | R-value | ft2*degF*h/Btu | 2.78 | 6 | 38 | 38 | 0 | 0 | 0 | Square Feet | ft2 | 0 | 900 | 0 | 0 | 0.15625 | 0.27888 | 0.95593 | 900 | Square Feet | ft2 | 160.1703 | 289.0098 | 865.8324 | 1.7306 | 1.8099 | 0 | 0 | 277.1873 | 500.1541 | 1498.3909 | 289.895 | 523.0839 | 1567.0851 | 2030 | Intermediate | 999 | Prevailing local wages, Drive time, Local code requirements, Access, Presence/condition/type of existing insulation, Existing construction and materials, Moisture issues present, Presence of hazardous materials, Presence of hazardous materials, Extent of preparation, Accommodation for termite inspections | 3 | 80 | 0.4672 | 2023 | Assumes reference and advanced cases are constant and no significant raw material advancements. Typical costs assume a wall area of 900 sq ft as an example based on average sqft of a house to be 2,025, though wall areas and insulation amounts vary greatly by building.
180 | 2023 | Residential | Envelope | Wood/Steel Stud | Loose Fill |  | Wood/Steel Stud Loose Fill | 2023$/sqft | Wood/Steel Stud |  | 0.003619 | 0.00704 | 0.001017 | R-value | ft2*degF*h/Btu | 2.78 | 6 | 38 | 38 | 0 | 0 | 0 | Square Feet | ft2 | 0 | 900 | 0 | 0 | 0.15625 | 0.27888 | 0.95593 | 900 | Square Feet | ft2 | 160.1703 | 289.0098 | 865.8324 | 1.7306 | 1.8099 | 0 | 0 | 277.1873 | 500.1541 | 1498.3909 | 289.895 | 523.0839 | 1567.0851 | 2035 | Intermediate | 999 | Prevailing local wages, Drive time, Local code requirements, Access, Presence/condition/type of existing insulation, Existing construction and materials, Moisture issues present, Presence of hazardous materials, Presence of hazardous materials, Extent of preparation, Accommodation for termite inspections | 3 | 80 | 0.4672 | 2023 | Assumes reference and advanced cases are constant and no significant raw material advancements. Typical costs assume a wall area of 900 sq ft as an example based on average sqft of a house to be 2,025, though wall areas and insulation amounts vary greatly by building.
180 | 2023 | Residential | Envelope | Wood/Steel Stud | Loose Fill |  | Wood/Steel Stud Loose Fill | 2023$/sqft | Wood/Steel Stud |  | 0.003619 | 0.00704 | 0.001017 | R-value | ft2*degF*h/Btu | 2.78 | 6 | 38 | 38 | 0 | 0 | 0 | Square Feet | ft2 | 0 | 900 | 0 | 0 | 0.15625 | 0.27888 | 0.95593 | 900 | Square Feet | ft2 | 160.1703 | 289.0098 | 865.8324 | 1.7306 | 1.8099 | 0 | 0 | 277.1873 | 500.1541 | 1498.3909 | 289.895 | 523.0839 | 1567.0851 | 2040 | Intermediate | 999 | Prevailing local wages, Drive time, Local code requirements, Access, Presence/condition/type of existing insulation, Existing construction and materials, Moisture issues present, Presence of hazardous materials, Presence of hazardous materials, Extent of preparation, Accommodation for termite inspections | 3 | 80 | 0.4672 | 2023 | Assumes reference and advanced cases are constant and no significant raw material advancements. Typical costs assume a wall area of 900 sq ft as an example based on average sqft of a house to be 2,025, though wall areas and insulation amounts vary greatly by building.
180 | 2023 | Residential | Envelope | Wood/Steel Stud | Loose Fill |  | Wood/Steel Stud Loose Fill | 2023$/sqft | Wood/Steel Stud |  | 0.003619 | 0.00704 | 0.001017 | R-value | ft2*degF*h/Btu | 2.78 | 6 | 38 | 38 | 0 | 0 | 0 | Square Feet | ft2 | 0 | 900 | 0 | 0 | 0.15625 | 0.27888 | 0.95593 | 900 | Square Feet | ft2 | 160.1703 | 289.0098 | 865.8324 | 1.7306 | 1.8099 | 0 | 0 | 277.1873 | 500.1541 | 1498.3909 | 289.895 | 523.0839 | 1567.0851 | 2045 | Intermediate | 999 | Prevailing local wages, Drive time, Local code requirements, Access, Presence/condition/type of existing insulation, Existing construction and materials, Moisture issues present, Presence of hazardous materials, Presence of hazardous materials, Extent of preparation, Accommodation for termite inspections | 3 | 80 | 0.4672 | 2023 | Assumes reference and advanced cases are constant and no significant raw material advancements. Typical costs assume a wall area of 900 sq ft as an example based on average sqft of a house to be 2,025, though wall areas and insulation amounts vary greatly by building.
180 | 2023 | Residential | Envelope | Wood/Steel Stud | Loose Fill |  | Wood/Steel Stud Loose Fill | 2023$/sqft | Wood/Steel Stud |  | 0.003619 | 0.00704 | 0.001017 | R-value | ft2*degF*h/Btu | 2.78 | 6 | 38 | 38 | 0 | 0 | 0 | Square Feet | ft2 | 0 | 900 | 0 | 0 | 0.15625 | 0.27888 | 0.95593 | 900 | Square Feet | ft2 | 160.1703 | 289.0098 | 865.8324 | 1.7306 | 1.8099 | 0 | 0 | 277.1873 | 500.1541 | 1498.3909 | 289.895 | 523.0839 | 1567.0851 | 2050 | Intermediate | 999 | Prevailing local wages, Drive time, Local code requirements, Access, Presence/condition/type of existing insulation, Existing construction and materials, Moisture issues present, Presence of hazardous materials, Presence of hazardous materials, Extent of preparation, Accommodation for termite inspections | 3 | 80 | 0.4672 | 2023 | Assumes reference and advanced cases are constant and no significant raw material advancements. Typical costs assume a wall area of 900 sq ft as an example based on average sqft of a house to be 2,025, though wall areas and insulation amounts vary greatly by building.
180 | 2023 | Residential | Envelope | Wood/Steel Stud | Loose Fill |  | Wood/Steel Stud Loose Fill | 2023$/sqft | Wood/Steel Stud |  | 0.003619 | 0.00704 | 0.001017 | R-value | ft2*degF*h/Btu | 2.78 | 6 | 38 | 38 | 0 | 0 | 0 | Square Feet | ft2 | 0 | 900 | 0 | 0 | 0.15625 | 0.27888 | 0.95593 | 900 | Square Feet | ft2 | 160.1703 | 289.0098 | 865.8324 | 1.7306 | 1.8099 | 0 | 0 | 277.1873 | 500.1541 | 1498.3909 | 289.895 | 523.0839 | 1567.0851 | 2023 | Advanced | 999 | Prevailing local wages, Drive time, Local code requirements, Access, Presence/condition/type of existing insulation, Existing construction and materials, Moisture issues present, Presence of hazardous materials, Presence of hazardous materials, Extent of preparation, Accommodation for termite inspections | 3 | 80 | 0.4672 | 2023 | Assumes reference and advanced cases are constant and no significant raw material advancements. Typical costs assume a wall area of 900 sq ft as an example based on average sqft of a house to be 2,025, though wall areas and insulation amounts vary greatly by building.
180 | 2023 | Residential | Envelope | Wood/Steel Stud | Loose Fill |  | Wood/Steel Stud Loose Fill | 2023$/sqft | Wood/Steel Stud |  | 0.003619 | 0.00704 | 0.001017 | R-value | ft2*degF*h/Btu | 2.78 | 6 | 38 | 38 | 0 | 0 | 0 | Square Feet | ft2 | 0 | 900 | 0 | 0 | 0.15625 | 0.27888 | 0.95593 | 900 | Square Feet | ft2 | 160.1703 | 289.0098 | 865.8324 | 1.7306 | 1.8099 | 0 | 0 | 277.1873 | 500.1541 | 1498.3909 | 289.895 | 523.0839 | 1567.0851 | 2030 | Advanced | 999 | Prevailing local wages, Drive time, Local code requirements, Access, Presence/condition/type of existing insulation, Existing construction and materials, Moisture issues present, Presence of hazardous materials, Presence of hazardous materials, Extent of preparation, Accommodation for termite inspections | 3 | 80 | 0.4672 | 2023 | Assumes reference and advanced cases are constant and no significant raw material advancements. Typical costs assume a wall area of 900 sq ft as an example based on average sqft of a house to be 2,025, though wall areas and insulation amounts vary greatly by building.
180 | 2023 | Residential | Envelope | Wood/Steel Stud | Loose Fill |  | Wood/Steel Stud Loose Fill | 2023$/sqft | Wood/Steel Stud |  | 0.003619 | 0.00704 | 0.001017 | R-value | ft2*degF*h/Btu | 2.78 | 6 | 38 | 38 | 0 | 0 | 0 | Square Feet | ft2 | 0 | 900 | 0 | 0 | 0.15625 | 0.27888 | 0.95593 | 900 | Square Feet | ft2 | 160.1703 | 289.0098 | 865.8324 | 1.7306 | 1.8099 | 0 | 0 | 277.1873 | 500.1541 | 1498.3909 | 289.895 | 523.0839 | 1567.0851 | 2035 | Advanced | 999 | Prevailing local wages, Drive time, Local code requirements, Access, Presence/condition/type of existing insulation, Existing construction and materials, Moisture issues present, Presence of hazardous materials, Presence of hazardous materials, Extent of preparation, Accommodation for termite inspections | 3 | 80 | 0.4672 | 2023 | Assumes reference and advanced cases are constant and no significant raw material advancements. Typical costs assume a wall area of 900 sq ft as an example based on average sqft of a house to be 2,025, though wall areas and insulation amounts vary greatly by building.
180 | 2023 | Residential | Envelope | Wood/Steel Stud | Loose Fill |  | Wood/Steel Stud Loose Fill | 2023$/sqft | Wood/Steel Stud |  | 0.003619 | 0.00704 | 0.001017 | R-value | ft2*degF*h/Btu | 2.78 | 6 | 38 | 38 | 0 | 0 | 0 | Square Feet | ft2 | 0 | 900 | 0 | 0 | 0.15625 | 0.27888 | 0.95593 | 900 | Square Feet | ft2 | 160.1703 | 289.0098 | 865.8324 | 1.7306 | 1.8099 | 0 | 0 | 277.1873 | 500.1541 | 1498.3909 | 289.895 | 523.0839 | 1567.0851 | 2040 | Advanced | 999 | Prevailing local wages, Drive time, Local code requirements, Access, Presence/condition/type of existing insulation, Existing construction and materials, Moisture issues present, Presence of hazardous materials, Presence of hazardous materials, Extent of preparation, Accommodation for termite inspections | 3 | 80 | 0.4672 | 2023 | Assumes reference and advanced cases are constant and no significant raw material advancements. Typical costs assume a wall area of 900 sq ft as an example based on average sqft of a house to be 2,025, though wall areas and insulation amounts vary greatly by building.
180 | 2023 | Residential | Envelope | Wood/Steel Stud | Loose Fill |  | Wood/Steel Stud Loose Fill | 2023$/sqft | Wood/Steel Stud |  | 0.003619 | 0.00704 | 0.001017 | R-value | ft2*degF*h/Btu | 2.78 | 6 | 38 | 38 | 0 | 0 | 0 | Square Feet | ft2 | 0 | 900 | 0 | 0 | 0.15625 | 0.27888 | 0.95593 | 900 | Square Feet | ft2 | 160.1703 | 289.0098 | 865.8324 | 1.7306 | 1.8099 | 0 | 0 | 277.1873 | 500.1541 | 1498.3909 | 289.895 | 523.0839 | 1567.0851 | 2045 | Advanced | 999 | Prevailing local wages, Drive time, Local code requirements, Access, Presence/condition/type of existing insulation, Existing construction and materials, Moisture issues present, Presence of hazardous materials, Presence of hazardous materials, Extent of preparation, Accommodation for termite inspections | 3 | 80 | 0.4672 | 2023 | Assumes reference and advanced cases are constant and no significant raw material advancements. Typical costs assume a wall area of 900 sq ft as an example based on average sqft of a house to be 2,025, though wall areas and insulation amounts vary greatly by building.
180 | 2023 | Residential | Envelope | Wood/Steel Stud | Loose Fill |  | Wood/Steel Stud Loose Fill | 2023$/sqft | Wood/Steel Stud |  | 0.003619 | 0.00704 | 0.001017 | R-value | ft2*degF*h/Btu | 2.78 | 6 | 38 | 38 | 0 | 0 | 0 | Square Feet | ft2 | 0 | 900 | 0 | 0 | 0.15625 | 0.27888 | 0.95593 | 900 | Square Feet | ft2 | 160.1703 | 289.0098 | 865.8324 | 1.7306 | 1.8099 | 0 | 0 | 277.1873 | 500.1541 | 1498.3909 | 289.895 | 523.0839 | 1567.0851 | 2050 | Advanced | 999 | Prevailing local wages, Drive time, Local code requirements, Access, Presence/condition/type of existing insulation, Existing construction and materials, Moisture issues present, Presence of hazardous materials, Presence of hazardous materials, Extent of preparation, Accommodation for termite inspections | 3 | 80 | 0.4672 | 2023 | Assumes reference and advanced cases are constant and no significant raw material advancements. Typical costs assume a wall area of 900 sq ft as an example based on average sqft of a house to be 2,025, though wall areas and insulation amounts vary greatly by building.
181 | 2023 | Residential | Envelope | Wood/Steel Stud | Rigid Foam (EPS) |  | Wood/Steel Stud Rigid Foam (EPS) | 2023$/sqft | Wood/Steel Stud |  | 0.068808 | 0.13143 | 0.29179 | R-value | ft2*degF*h/Btu | 1.44 | 6 | 10 | 10 | 0 | 0 | 0 | Square Feet | ft2 | 0 | 900 | 0 | 0 | 0.13047 | 0.072906 | 0.042857 | 900 | Square Feet | ft2 | 488.9898 | 775.3266 | 1614.2103 | 1 | 1 | 0.455 | 0.525 | 898.4898 | 1184.8266 | 2023.7103 | 961.4898 | 1247.8266 | 2086.7103 | 2023 | Reference | 999 | Prevailing local wages, Drive time, Local code requirements, Access, Presence/condition/type of existing insulation, Existing construction and materials, Moisture issues present, Presence of hazardous materials, Presence of hazardous materials, Extent of preparation, Accommodation for termite inspections | 3 | 40 | 0.1958 | 2023 | Assumes for the reference case that raw material prices will increase over the coming decades. Assumed for the advanced case that energy dependency will move away from oil and gas causing a higher supply of raw materials used to make insulation which will lower the material costs. Typical costs assume a wall area of 900 sq ft as an example based on average sqft of a house to be 2,025, though wall areas and insulation amounts vary greatly by building.
181 | 2023 | Residential | Envelope | Wood/Steel Stud | Rigid Foam (EPS) |  | Wood/Steel Stud Rigid Foam (EPS) | 2023$/sqft | Wood/Steel Stud |  | 0.075689 | 0.14457 | 0.32096 | R-value | ft2*degF*h/Btu | 1.44 | 6 | 10 | 10 | 0 | 0 | 0 | Square Feet | ft2 | 0 | 900 | 0 | 0 | 0.14352 | 0.080197 | 0.047143 | 900 | Square Feet | ft2 | 537.8888 | 852.8593 | 1775.6313 | 1 | 1 | 0.455 | 0.525 | 947.3888 | 1262.3593 | 2185.1313 | 1010.3888 | 1325.3593 | 2248.1313 | 2030 | Reference | 999 | Prevailing local wages, Drive time, Local code requirements, Access, Presence/condition/type of existing insulation, Existing construction and materials, Moisture issues present, Presence of hazardous materials, Presence of hazardous materials, Extent of preparation, Accommodation for termite inspections | 3 | 40 | 0.1958 | 2023 | Assumes for the reference case that raw material prices will increase over the coming decades. Assumed for the advanced case that energy dependency will move away from oil and gas causing a higher supply of raw materials used to make insulation which will lower the material costs. Typical costs assume a wall area of 900 sq ft as an example based on average sqft of a house to be 2,025, though wall areas and insulation amounts vary greatly by building.
181 | 2023 | Residential | Envelope | Wood/Steel Stud | Rigid Foam (EPS) |  | Wood/Steel Stud Rigid Foam (EPS) | 2023$/sqft | Wood/Steel Stud |  | 0.079473 | 0.1518 | 0.33701 | R-value | ft2*degF*h/Btu | 1.44 | 6 | 10 | 10 | 0 | 0 | 0 | Square Feet | ft2 | 0 | 900 | 0 | 0 | 0.1507 | 0.084206 | 0.0495 | 900 | Square Feet | ft2 | 564.7832 | 895.5022 | 1864.4129 | 1 | 1 | 0.455 | 0.525 | 974.2832 | 1305.0022 | 2273.9129 | 1037.2832 | 1368.0022 | 2336.9129 | 2035 | Reference | 999 | Prevailing local wages, Drive time, Local code requirements, Access, Presence/condition/type of existing insulation, Existing construction and materials, Moisture issues present, Presence of hazardous materials, Presence of hazardous materials, Extent of preparation, Accommodation for termite inspections | 3 | 40 | 0.1958 | 2023 | Assumes for the reference case that raw material prices will increase over the coming decades. Assumed for the advanced case that energy dependency will move away from oil and gas causing a higher supply of raw materials used to make insulation which will lower the material costs. Typical costs assume a wall area of 900 sq ft as an example based on average sqft of a house to be 2,025, though wall areas and insulation amounts vary greatly by building.
181 | 2023 | Residential | Envelope | Wood/Steel Stud | Rigid Foam (EPS) |  | Wood/Steel Stud Rigid Foam (EPS) | 2023$/sqft | Wood/Steel Stud |  | 0.083258 | 0.15903 | 0.35306 | R-value | ft2*degF*h/Btu | 1.44 | 6 | 10 | 10 | 0 | 0 | 0 | Square Feet | ft2 | 0 | 900 | 0 | 0 | 0.15787 | 0.088216 | 0.051857 | 900 | Square Feet | ft2 | 591.6777 | 938.1452 | 1953.1945 | 1 | 1 | 0.455 | 0.525 | 1001.1777 | 1347.6452 | 2362.6945 | 1064.1777 | 1410.6452 | 2425.6945 | 2040 | Reference | 999 | Prevailing local wages, Drive time, Local code requirements, Access, Presence/condition/type of existing insulation, Existing construction and materials, Moisture issues present, Presence of hazardous materials, Presence of hazardous materials, Extent of preparation, Accommodation for termite inspections | 3 | 40 | 0.1958 | 2023 | Assumes for the reference case that raw material prices will increase over the coming decades. Assumed for the advanced case that energy dependency will move away from oil and gas causing a higher supply of raw materials used to make insulation which will lower the material costs. Typical costs assume a wall area of 900 sq ft as an example based on average sqft of a house to be 2,025, though wall areas and insulation amounts vary greatly by building.
181 | 2023 | Residential | Envelope | Wood/Steel Stud | Rigid Foam (EPS) |  | Wood/Steel Stud Rigid Foam (EPS) | 2023$/sqft | Wood/Steel Stud |  | 0.085064 | 0.16248 | 0.36072 | R-value | ft2*degF*h/Btu | 1.44 | 6 | 10 | 10 | 0 | 0 | 0 | Square Feet | ft2 | 0 | 900 | 0 | 0 | 0.1613 | 0.09013 | 0.052982 | 900 | Square Feet | ft2 | 604.5136 | 958.4975 | 1995.5675 | 1 | 1 | 0.455 | 0.525 | 1014.0136 | 1367.9975 | 2405.0675 | 1077.0136 | 1430.9975 | 2468.0675 | 2045 | Reference | 999 | Prevailing local wages, Drive time, Local code requirements, Access, Presence/condition/type of existing insulation, Existing construction and materials, Moisture issues present, Presence of hazardous materials, Presence of hazardous materials, Extent of preparation, Accommodation for termite inspections | 3 | 40 | 0.1958 | 2023 | Assumes for the reference case that raw material prices will increase over the coming decades. Assumed for the advanced case that energy dependency will move away from oil and gas causing a higher supply of raw materials used to make insulation which will lower the material costs. Typical costs assume a wall area of 900 sq ft as an example based on average sqft of a house to be 2,025, though wall areas and insulation amounts vary greatly by building.
181 | 2023 | Residential | Envelope | Wood/Steel Stud | Rigid Foam (EPS) |  | Wood/Steel Stud Rigid Foam (EPS) | 2023$/sqft | Wood/Steel Stud |  | 0.08687 | 0.16593 | 0.36838 | R-value | ft2*degF*h/Btu | 1.44 | 6 | 10 | 10 | 0 | 0 | 0 | Square Feet | ft2 | 0 | 900 | 0 | 0 | 0.16472 | 0.092044 | 0.054107 | 900 | Square Feet | ft2 | 617.3496 | 978.8498 | 2037.9405 | 1 | 1 | 0.455 | 0.525 | 1026.8496 | 1388.3498 | 2447.4405 | 1089.8496 | 1451.3498 | 2510.4405 | 2050 | Reference | 999 | Prevailing local wages, Drive time, Local code requirements, Access, Presence/condition/type of existing insulation, Existing construction and materials, Moisture issues present, Presence of hazardous materials, Presence of hazardous materials, Extent of preparation, Accommodation for termite inspections | 3 | 40 | 0.1958 | 2023 | Assumes for the reference case that raw material prices will increase over the coming decades. Assumed for the advanced case that energy dependency will move away from oil and gas causing a higher supply of raw materials used to make insulation which will lower the material costs. Typical costs assume a wall area of 900 sq ft as an example based on average sqft of a house to be 2,025, though wall areas and insulation amounts vary greatly by building.
181 | 2023 | Residential | Envelope | Wood/Steel Stud | Rigid Foam (EPS) |  | Wood/Steel Stud Rigid Foam (EPS) | 2023$/sqft | Wood/Steel Stud |  | 0.068808 | 0.13143 | 0.29179 | R-value | ft2*degF*h/Btu | 1.44 | 6 | 10 | 10 | 0 | 0 | 0 | Square Feet | ft2 | 0 | 900 | 0 | 0 | 0.13047 | 0.072906 | 0.042857 | 900 | Square Feet | ft2 | 488.9898 | 775.3266 | 1614.2103 | 1 | 1 | 0.455 | 0.525 | 898.4898 | 1184.8266 | 2023.7103 | 961.4898 | 1247.8266 | 2086.7103 | 2023 | Intermediate | 999 | Prevailing local wages, Drive time, Local code requirements, Access, Presence/condition/type of existing insulation, Existing construction and materials, Moisture issues present, Presence of hazardous materials, Presence of hazardous materials, Extent of preparation, Accommodation for termite inspections | 3 | 40 | 0.1958 | 2023 | Assumes for the reference case that raw material prices will increase over the coming decades. Assumed for the advanced case that energy dependency will move away from oil and gas causing a higher supply of raw materials used to make insulation which will lower the material costs. Typical costs assume a wall area of 900 sq ft as an example based on average sqft of a house to be 2,025, though wall areas and insulation amounts vary greatly by building.
181 | 2023 | Residential | Envelope | Wood/Steel Stud | Rigid Foam (EPS) |  | Wood/Steel Stud Rigid Foam (EPS) | 2023$/sqft | Wood/Steel Stud |  | 0.068808 | 0.13143 | 0.29179 | R-value | ft2*degF*h/Btu | 1.44 | 6 | 10 | 10 | 0 | 0 | 0 | Square Feet | ft2 | 0 | 900 | 0 | 0 | 0.13047 | 0.072906 | 0.042857 | 900 | Square Feet | ft2 | 488.9898 | 775.3266 | 1614.2103 | 1 | 1 | 0.455 | 0.525 | 898.4898 | 1184.8266 | 2023.7103 | 961.4898 | 1247.8266 | 2086.7103 | 2030 | Intermediate | 999 | Prevailing local wages, Drive time, Local code requirements, Access, Presence/condition/type of existing insulation, Existing construction and materials, Moisture issues present, Presence of hazardous materials, Presence of hazardous materials, Extent of preparation, Accommodation for termite inspections | 3 | 40 | 0.1958 | 2023 | Assumes for the reference case that raw material prices will increase over the coming decades. Assumed for the advanced case that energy dependency will move away from oil and gas causing a higher supply of raw materials used to make insulation which will lower the material costs. Typical costs assume a wall area of 900 sq ft as an example based on average sqft of a house to be 2,025, though wall areas and insulation amounts vary greatly by building.
181 | 2023 | Residential | Envelope | Wood/Steel Stud | Rigid Foam (EPS) |  | Wood/Steel Stud Rigid Foam (EPS) | 2023$/sqft | Wood/Steel Stud |  | 0.069152 | 0.13209 | 0.29324 | R-value | ft2*degF*h/Btu | 1.44 | 6 | 10 | 10 | 0 | 0 | 0 | Square Feet | ft2 | 0 | 900 | 0 | 0 | 0.13113 | 0.073271 | 0.043071 | 900 | Square Feet | ft2 | 491.4347 | 779.2032 | 1622.2814 | 1 | 1 | 0.455 | 0.525 | 900.9347 | 1188.7032 | 2031.7814 | 963.9347 | 1251.7032 | 2094.7814 | 2035 | Intermediate | 999 | Prevailing local wages, Drive time, Local code requirements, Access, Presence/condition/type of existing insulation, Existing construction and materials, Moisture issues present, Presence of hazardous materials, Presence of hazardous materials, Extent of preparation, Accommodation for termite inspections | 3 | 40 | 0.1958 | 2023 | Assumes for the reference case that raw material prices will increase over the coming decades. Assumed for the advanced case that energy dependency will move away from oil and gas causing a higher supply of raw materials used to make insulation which will lower the material costs. Typical costs assume a wall area of 900 sq ft as an example based on average sqft of a house to be 2,025, though wall areas and insulation amounts vary greatly by building.
181 | 2023 | Residential | Envelope | Wood/Steel Stud | Rigid Foam (EPS) |  | Wood/Steel Stud Rigid Foam (EPS) | 2023$/sqft | Wood/Steel Stud |  | 0.069496 | 0.13274 | 0.2947 | R-value | ft2*degF*h/Btu | 1.44 | 6 | 10 | 10 | 0 | 0 | 0 | Square Feet | ft2 | 0 | 900 | 0 | 0 | 0.13178 | 0.073635 | 0.043286 | 900 | Square Feet | ft2 | 493.8797 | 783.0799 | 1630.3524 | 1 | 1 | 0.455 | 0.525 | 903.3797 | 1192.5799 | 2039.8524 | 966.3797 | 1255.5799 | 2102.8524 | 2040 | Intermediate | 999 | Prevailing local wages, Drive time, Local code requirements, Access, Presence/condition/type of existing insulation, Existing construction and materials, Moisture issues present, Presence of hazardous materials, Presence of hazardous materials, Extent of preparation, Accommodation for termite inspections | 3 | 40 | 0.1958 | 2023 | Assumes for the reference case that raw material prices will increase over the coming decades. Assumed for the advanced case that energy dependency will move away from oil and gas causing a higher supply of raw materials used to make insulation which will lower the material costs. Typical costs assume a wall area of 900 sq ft as an example based on average sqft of a house to be 2,025, though wall areas and insulation amounts vary greatly by building.
181 | 2023 | Residential | Envelope | Wood/Steel Stud | Rigid Foam (EPS) |  | Wood/Steel Stud Rigid Foam (EPS) | 2023$/sqft | Wood/Steel Stud |  | 0.069006 | 0.13181 | 0.29262 | R-value | ft2*degF*h/Btu | 1.44 | 6 | 10 | 10 | 0 | 0 | 0 | Square Feet | ft2 | 0 | 900 | 0 | 0 | 0.13085 | 0.073116 | 0.04298 | 900 | Square Feet | ft2 | 490.3956 | 777.5557 | 1618.8512 | 1 | 1 | 0.455 | 0.525 | 899.8956 | 1187.0557 | 2028.3512 | 962.8956 | 1250.0557 | 2091.3512 | 2045 | Intermediate | 999 | Prevailing local wages, Drive time, Local code requirements, Access, Presence/condition/type of existing insulation, Existing construction and materials, Moisture issues present, Presence of hazardous materials, Presence of hazardous materials, Extent of preparation, Accommodation for termite inspections | 3 | 40 | 0.1958 | 2023 | Assumes for the reference case that raw material prices will increase over the coming decades. Assumed for the advanced case that energy dependency will move away from oil and gas causing a higher supply of raw materials used to make insulation which will lower the material costs. Typical costs assume a wall area of 900 sq ft as an example based on average sqft of a house to be 2,025, though wall areas and insulation amounts vary greatly by building.
181 | 2023 | Residential | Envelope | Wood/Steel Stud | Rigid Foam (EPS) |  | Wood/Steel Stud Rigid Foam (EPS) | 2023$/sqft | Wood/Steel Stud |  | 0.068516 | 0.13087 | 0.29054 | R-value | ft2*degF*h/Btu | 1.44 | 6 | 10 | 10 | 0 | 0 | 0 | Square Feet | ft2 | 0 | 900 | 0 | 0 | 0.12992 | 0.072596 | 0.042675 | 900 | Square Feet | ft2 | 486.9116 | 772.0315 | 1607.3499 | 1 | 1 | 0.455 | 0.525 | 896.4116 | 1181.5315 | 2016.8499 | 959.4116 | 1244.5315 | 2079.8499 | 2050 | Intermediate | 999 | Prevailing local wages, Drive time, Local code requirements, Access, Presence/condition/type of existing insulation, Existing construction and materials, Moisture issues present, Presence of hazardous materials, Presence of hazardous materials, Extent of preparation, Accommodation for termite inspections | 3 | 40 | 0.1958 | 2023 | Assumes for the reference case that raw material prices will increase over the coming decades. Assumed for the advanced case that energy dependency will move away from oil and gas causing a higher supply of raw materials used to make insulation which will lower the material costs. Typical costs assume a wall area of 900 sq ft as an example based on average sqft of a house to be 2,025, though wall areas and insulation amounts vary greatly by building.
181 | 2023 | Residential | Envelope | Wood/Steel Stud | Rigid Foam (EPS) |  | Wood/Steel Stud Rigid Foam (EPS) | 2023$/sqft | Wood/Steel Stud |  | 0.068808 | 0.13143 | 0.29179 | R-value | ft2*degF*h/Btu | 1.44 | 6 | 10 | 10 | 0 | 0 | 0 | Square Feet | ft2 | 0 | 900 | 0 | 0 | 0.13047 | 0.072906 | 0.042857 | 900 | Square Feet | ft2 | 488.9898 | 775.3266 | 1614.2103 | 1 | 1 | 0.455 | 0.525 | 898.4898 | 1184.8266 | 2023.7103 | 961.4898 | 1247.8266 | 2086.7103 | 2023 | Advanced | 999 | Prevailing local wages, Drive time, Local code requirements, Access, Presence/condition/type of existing insulation, Existing construction and materials, Moisture issues present, Presence of hazardous materials, Presence of hazardous materials, Extent of preparation, Accommodation for termite inspections | 3 | 40 | 0.1958 | 2023 | Assumes for the reference case that raw material prices will increase over the coming decades. Assumed for the advanced case that energy dependency will move away from oil and gas causing a higher supply of raw materials used to make insulation which will lower the material costs. Typical costs assume a wall area of 900 sq ft as an example based on average sqft of a house to be 2,025, though wall areas and insulation amounts vary greatly by building.
181 | 2023 | Residential | Envelope | Wood/Steel Stud | Rigid Foam (EPS) |  | Wood/Steel Stud Rigid Foam (EPS) | 2023$/sqft | Wood/Steel Stud |  | 0.061927 | 0.11829 | 0.26261 | R-value | ft2*degF*h/Btu | 1.44 | 6 | 10 | 10 | 0 | 0 | 0 | Square Feet | ft2 | 0 | 900 | 0 | 0 | 0.11743 | 0.065615 | 0.038571 | 900 | Square Feet | ft2 | 440.0908 | 697.7939 | 1452.7893 | 1 | 1 | 0.455 | 0.525 | 849.5908 | 1107.2939 | 1862.2893 | 912.5908 | 1170.2939 | 1925.2893 | 2030 | Advanced | 999 | Prevailing local wages, Drive time, Local code requirements, Access, Presence/condition/type of existing insulation, Existing construction and materials, Moisture issues present, Presence of hazardous materials, Presence of hazardous materials, Extent of preparation, Accommodation for termite inspections | 3 | 40 | 0.1958 | 2023 | Assumes for the reference case that raw material prices will increase over the coming decades. Assumed for the advanced case that energy dependency will move away from oil and gas causing a higher supply of raw materials used to make insulation which will lower the material costs. Typical costs assume a wall area of 900 sq ft as an example based on average sqft of a house to be 2,025, though wall areas and insulation amounts vary greatly by building.
181 | 2023 | Residential | Envelope | Wood/Steel Stud | Rigid Foam (EPS) |  | Wood/Steel Stud Rigid Foam (EPS) | 2023$/sqft | Wood/Steel Stud |  | 0.058831 | 0.11237 | 0.24948 | R-value | ft2*degF*h/Btu | 1.44 | 6 | 10 | 10 | 0 | 0 | 0 | Square Feet | ft2 | 0 | 900 | 0 | 0 | 0.11156 | 0.062335 | 0.036643 | 900 | Square Feet | ft2 | 418.0863 | 662.9042 | 1380.1498 | 1 | 1 | 0.455 | 0.525 | 827.5863 | 1072.4042 | 1789.6498 | 890.5863 | 1135.4042 | 1852.6498 | 2035 | Advanced | 999 | Prevailing local wages, Drive time, Local code requirements, Access, Presence/condition/type of existing insulation, Existing construction and materials, Moisture issues present, Presence of hazardous materials, Presence of hazardous materials, Extent of preparation, Accommodation for termite inspections | 3 | 40 | 0.1958 | 2023 | Assumes for the reference case that raw material prices will increase over the coming decades. Assumed for the advanced case that energy dependency will move away from oil and gas causing a higher supply of raw materials used to make insulation which will lower the material costs. Typical costs assume a wall area of 900 sq ft as an example based on average sqft of a house to be 2,025, though wall areas and insulation amounts vary greatly by building.
181 | 2023 | Residential | Envelope | Wood/Steel Stud | Rigid Foam (EPS) |  | Wood/Steel Stud Rigid Foam (EPS) | 2023$/sqft | Wood/Steel Stud |  | 0.055734 | 0.10646 | 0.23635 | R-value | ft2*degF*h/Btu | 1.44 | 6 | 10 | 10 | 0 | 0 | 0 | Square Feet | ft2 | 0 | 900 | 0 | 0 | 0.10568 | 0.059054 | 0.034714 | 900 | Square Feet | ft2 | 396.0817 | 628.0145 | 1307.5103 | 1 | 1 | 0.455 | 0.525 | 805.5817 | 1037.5145 | 1717.0103 | 868.5817 | 1100.5145 | 1780.0103 | 2040 | Advanced | 999 | Prevailing local wages, Drive time, Local code requirements, Access, Presence/condition/type of existing insulation, Existing construction and materials, Moisture issues present, Presence of hazardous materials, Presence of hazardous materials, Extent of preparation, Accommodation for termite inspections | 3 | 40 | 0.1958 | 2023 | Assumes for the reference case that raw material prices will increase over the coming decades. Assumed for the advanced case that energy dependency will move away from oil and gas causing a higher supply of raw materials used to make insulation which will lower the material costs. Typical costs assume a wall area of 900 sq ft as an example based on average sqft of a house to be 2,025, though wall areas and insulation amounts vary greatly by building.
181 | 2023 | Residential | Envelope | Wood/Steel Stud | Rigid Foam (EPS) |  | Wood/Steel Stud Rigid Foam (EPS) | 2023$/sqft | Wood/Steel Stud |  | 0.052948 | 0.10113 | 0.22453 | R-value | ft2*degF*h/Btu | 1.44 | 6 | 10 | 10 | 0 | 0 | 0 | Square Feet | ft2 | 0 | 900 | 0 | 0 | 0.1004 | 0.056101 | 0.032978 | 900 | Square Feet | ft2 | 376.2777 | 596.6138 | 1242.1348 | 1 | 1 | 0.455 | 0.525 | 785.7777 | 1006.1138 | 1651.6348 | 848.7777 | 1069.1138 | 1714.6348 | 2045 | Advanced | 999 | Prevailing local wages, Drive time, Local code requirements, Access, Presence/condition/type of existing insulation, Existing construction and materials, Moisture issues present, Presence of hazardous materials, Presence of hazardous materials, Extent of preparation, Accommodation for termite inspections | 3 | 40 | 0.1958 | 2023 | Assumes for the reference case that raw material prices will increase over the coming decades. Assumed for the advanced case that energy dependency will move away from oil and gas causing a higher supply of raw materials used to make insulation which will lower the material costs. Typical costs assume a wall area of 900 sq ft as an example based on average sqft of a house to be 2,025, though wall areas and insulation amounts vary greatly by building.
181 | 2023 | Residential | Envelope | Wood/Steel Stud | Rigid Foam (EPS) |  | Wood/Steel Stud Rigid Foam (EPS) | 2023$/sqft | Wood/Steel Stud |  | 0.050161 | 0.095811 | 0.21271 | R-value | ft2*degF*h/Btu | 1.44 | 6 | 10 | 10 | 0 | 0 | 0 | Square Feet | ft2 | 0 | 900 | 0 | 0 | 0.095116 | 0.053148 | 0.031243 | 900 | Square Feet | ft2 | 356.4736 | 565.2131 | 1176.7593 | 1 | 1 | 0.455 | 0.525 | 765.9736 | 974.7131 | 1586.2593 | 828.9736 | 1037.7131 | 1649.2593 | 2050 | Advanced | 999 | Prevailing local wages, Drive time, Local code requirements, Access, Presence/condition/type of existing insulation, Existing construction and materials, Moisture issues present, Presence of hazardous materials, Presence of hazardous materials, Extent of preparation, Accommodation for termite inspections | 3 | 40 | 0.1958 | 2023 | Assumes for the reference case that raw material prices will increase over the coming decades. Assumed for the advanced case that energy dependency will move away from oil and gas causing a higher supply of raw materials used to make insulation which will lower the material costs. Typical costs assume a wall area of 900 sq ft as an example based on average sqft of a house to be 2,025, though wall areas and insulation amounts vary greatly by building.
182 | 2023 | Residential | Envelope | Wood/Steel Stud | Rigid Foam (ISO) |  | Wood/Steel Stud Rigid Foam (ISO) | 2023$/sqft | Wood/Steel Stud |  | 0.026871 | 0.10174 | 0.14459 | R-value | ft2*degF*h/Btu | 2.7 | 6 | 31 | 31 | 0 | 0 | 0 | Square Feet | ft2 | 0 | 900 | 0 | 0 | 0.53651 | 0.49099 | 0.67024 | 900 | Square Feet | ft2 | 627.9651 | 991.2825 | 1383.9921 | 1 | 1 | 0.40875 | 0.47875 | 995.8401 | 1359.1575 | 1751.8671 | 1058.8401 | 1422.1575 | 1814.8671 | 2023 | Reference | 999 | Prevailing local wages, Drive time, Local code requirements, Access, Presence/condition/type of existing insulation, Existing construction and materials, Moisture issues present, Presence of hazardous materials, Presence of hazardous materials, Extent of preparation, Accommodation for termite inspections | 3 | 36 | 0.4695 | 2023 | Assumes for the reference case that raw material prices will increase over the coming decades. Assumed for the advanced case that energy dependency will move away from oil and gas causing a higher supply of raw materials used to make insulation which will lower the material costs. Typical costs assume a wall area of 900 sq ft as an example based on average sqft of a house to be 2,025, though wall areas and insulation amounts vary greatly by building.
182 | 2023 | Residential | Envelope | Wood/Steel Stud | Rigid Foam (ISO) |  | Wood/Steel Stud Rigid Foam (ISO) | 2023$/sqft | Wood/Steel Stud |  | 0.029558 | 0.11191 | 0.15905 | R-value | ft2*degF*h/Btu | 2.7 | 6 | 31 | 31 | 0 | 0 | 0 | Square Feet | ft2 | 0 | 900 | 0 | 0 | 0.59016 | 0.54009 | 0.73726 | 900 | Square Feet | ft2 | 690.7616 | 1090.4108 | 1522.3913 | 1 | 1 | 0.40875 | 0.47875 | 1058.6366 | 1458.2858 | 1890.2663 | 1121.6366 | 1521.2858 | 1953.2663 | 2030 | Reference | 999 | Prevailing local wages, Drive time, Local code requirements, Access, Presence/condition/type of existing insulation, Existing construction and materials, Moisture issues present, Presence of hazardous materials, Presence of hazardous materials, Extent of preparation, Accommodation for termite inspections | 3 | 36 | 0.4695 | 2023 | Assumes for the reference case that raw material prices will increase over the coming decades. Assumed for the advanced case that energy dependency will move away from oil and gas causing a higher supply of raw materials used to make insulation which will lower the material costs. Typical costs assume a wall area of 900 sq ft as an example based on average sqft of a house to be 2,025, though wall areas and insulation amounts vary greatly by building.
182 | 2023 | Residential | Envelope | Wood/Steel Stud | Rigid Foam (ISO) |  | Wood/Steel Stud Rigid Foam (ISO) | 2023$/sqft | Wood/Steel Stud |  | 0.031036 | 0.11751 | 0.167 | R-value | ft2*degF*h/Btu | 2.7 | 6 | 31 | 31 | 0 | 0 | 0 | Square Feet | ft2 | 0 | 900 | 0 | 0 | 0.61967 | 0.56709 | 0.77412 | 900 | Square Feet | ft2 | 725.2997 | 1144.9313 | 1598.5109 | 1 | 1 | 0.40875 | 0.47875 | 1093.1747 | 1512.8063 | 1966.3859 | 1156.1747 | 1575.8063 | 2029.3859 | 2035 | Reference | 999 | Prevailing local wages, Drive time, Local code requirements, Access, Presence/condition/type of existing insulation, Existing construction and materials, Moisture issues present, Presence of hazardous materials, Presence of hazardous materials, Extent of preparation, Accommodation for termite inspections | 3 | 36 | 0.4695 | 2023 | Assumes for the reference case that raw material prices will increase over the coming decades. Assumed for the advanced case that energy dependency will move away from oil and gas causing a higher supply of raw materials used to make insulation which will lower the material costs. Typical costs assume a wall area of 900 sq ft as an example based on average sqft of a house to be 2,025, though wall areas and insulation amounts vary greatly by building.
182 | 2023 | Residential | Envelope | Wood/Steel Stud | Rigid Foam (ISO) |  | Wood/Steel Stud Rigid Foam (ISO) | 2023$/sqft | Wood/Steel Stud |  | 0.032514 | 0.1231 | 0.17495 | R-value | ft2*degF*h/Btu | 2.7 | 6 | 31 | 31 | 0 | 0 | 0 | Square Feet | ft2 | 0 | 900 | 0 | 0 | 0.64918 | 0.5941 | 0.81098 | 900 | Square Feet | ft2 | 759.8378 | 1199.4518 | 1674.6304 | 1 | 1 | 0.40875 | 0.47875 | 1127.7128 | 1567.3268 | 2042.5054 | 1190.7128 | 1630.3268 | 2105.5054 | 2040 | Reference | 999 | Prevailing local wages, Drive time, Local code requirements, Access, Presence/condition/type of existing insulation, Existing construction and materials, Moisture issues present, Presence of hazardous materials, Presence of hazardous materials, Extent of preparation, Accommodation for termite inspections | 3 | 36 | 0.4695 | 2023 | Assumes for the reference case that raw material prices will increase over the coming decades. Assumed for the advanced case that energy dependency will move away from oil and gas causing a higher supply of raw materials used to make insulation which will lower the material costs. Typical costs assume a wall area of 900 sq ft as an example based on average sqft of a house to be 2,025, though wall areas and insulation amounts vary greatly by building.
182 | 2023 | Residential | Envelope | Wood/Steel Stud | Rigid Foam (ISO) |  | Wood/Steel Stud Rigid Foam (ISO) | 2023$/sqft | Wood/Steel Stud |  | 0.033219 | 0.12577 | 0.17875 | R-value | ft2*degF*h/Btu | 2.7 | 6 | 31 | 31 | 0 | 0 | 0 | Square Feet | ft2 | 0 | 900 | 0 | 0 | 0.66326 | 0.60699 | 0.82858 | 900 | Square Feet | ft2 | 776.3219 | 1225.473 | 1710.9602 | 1 | 1 | 0.40875 | 0.47875 | 1144.1969 | 1593.348 | 2078.8352 | 1207.1969 | 1656.348 | 2141.8352 | 2045 | Reference | 999 | Prevailing local wages, Drive time, Local code requirements, Access, Presence/condition/type of existing insulation, Existing construction and materials, Moisture issues present, Presence of hazardous materials, Presence of hazardous materials, Extent of preparation, Accommodation for termite inspections | 3 | 36 | 0.4695 | 2023 | Assumes for the reference case that raw material prices will increase over the coming decades. Assumed for the advanced case that energy dependency will move away from oil and gas causing a higher supply of raw materials used to make insulation which will lower the material costs. Typical costs assume a wall area of 900 sq ft as an example based on average sqft of a house to be 2,025, though wall areas and insulation amounts vary greatly by building.
182 | 2023 | Residential | Envelope | Wood/Steel Stud | Rigid Foam (ISO) |  | Wood/Steel Stud Rigid Foam (ISO) | 2023$/sqft | Wood/Steel Stud |  | 0.033925 | 0.12845 | 0.18254 | R-value | ft2*degF*h/Btu | 2.7 | 6 | 31 | 31 | 0 | 0 | 0 | Square Feet | ft2 | 0 | 900 | 0 | 0 | 0.67735 | 0.61988 | 0.84617 | 900 | Square Feet | ft2 | 792.8059 | 1251.4942 | 1747.29 | 1 | 1 | 0.40875 | 0.47875 | 1160.6809 | 1619.3692 | 2115.165 | 1223.6809 | 1682.3692 | 2178.165 | 2050 | Reference | 999 | Prevailing local wages, Drive time, Local code requirements, Access, Presence/condition/type of existing insulation, Existing construction and materials, Moisture issues present, Presence of hazardous materials, Presence of hazardous materials, Extent of preparation, Accommodation for termite inspections | 3 | 36 | 0.4695 | 2023 | Assumes for the reference case that raw material prices will increase over the coming decades. Assumed for the advanced case that energy dependency will move away from oil and gas causing a higher supply of raw materials used to make insulation which will lower the material costs. Typical costs assume a wall area of 900 sq ft as an example based on average sqft of a house to be 2,025, though wall areas and insulation amounts vary greatly by building.
182 | 2023 | Residential | Envelope | Wood/Steel Stud | Rigid Foam (ISO) |  | Wood/Steel Stud Rigid Foam (ISO) | 2023$/sqft | Wood/Steel Stud |  | 0.026871 | 0.10174 | 0.14459 | R-value | ft2*degF*h/Btu | 2.7 | 6 | 31 | 31 | 0 | 0 | 0 | Square Feet | ft2 | 0 | 900 | 0 | 0 | 0.53651 | 0.49099 | 0.67024 | 900 | Square Feet | ft2 | 627.9651 | 991.2825 | 1383.9921 | 1 | 1 | 0.40875 | 0.47875 | 995.8401 | 1359.1575 | 1751.8671 | 1058.8401 | 1422.1575 | 1814.8671 | 2023 | Intermediate | 999 | Prevailing local wages, Drive time, Local code requirements, Access, Presence/condition/type of existing insulation, Existing construction and materials, Moisture issues present, Presence of hazardous materials, Presence of hazardous materials, Extent of preparation, Accommodation for termite inspections | 3 | 36 | 0.4695 | 2023 | Assumes for the reference case that raw material prices will increase over the coming decades. Assumed for the advanced case that energy dependency will move away from oil and gas causing a higher supply of raw materials used to make insulation which will lower the material costs. Typical costs assume a wall area of 900 sq ft as an example based on average sqft of a house to be 2,025, though wall areas and insulation amounts vary greatly by building.
182 | 2023 | Residential | Envelope | Wood/Steel Stud | Rigid Foam (ISO) |  | Wood/Steel Stud Rigid Foam (ISO) | 2023$/sqft | Wood/Steel Stud |  | 0.026871 | 0.10174 | 0.14459 | R-value | ft2*degF*h/Btu | 2.7 | 6 | 31 | 31 | 0 | 0 | 0 | Square Feet | ft2 | 0 | 900 | 0 | 0 | 0.53651 | 0.49099 | 0.67024 | 900 | Square Feet | ft2 | 627.9651 | 991.2825 | 1383.9921 | 1 | 1 | 0.40875 | 0.47875 | 995.8401 | 1359.1575 | 1751.8671 | 1058.8401 | 1422.1575 | 1814.8671 | 2030 | Intermediate | 999 | Prevailing local wages, Drive time, Local code requirements, Access, Presence/condition/type of existing insulation, Existing construction and materials, Moisture issues present, Presence of hazardous materials, Presence of hazardous materials, Extent of preparation, Accommodation for termite inspections | 3 | 36 | 0.4695 | 2023 | Assumes for the reference case that raw material prices will increase over the coming decades. Assumed for the advanced case that energy dependency will move away from oil and gas causing a higher supply of raw materials used to make insulation which will lower the material costs. Typical costs assume a wall area of 900 sq ft as an example based on average sqft of a house to be 2,025, though wall areas and insulation amounts vary greatly by building.
182 | 2023 | Residential | Envelope | Wood/Steel Stud | Rigid Foam (ISO) |  | Wood/Steel Stud Rigid Foam (ISO) | 2023$/sqft | Wood/Steel Stud |  | 0.027005 | 0.10225 | 0.14531 | R-value | ft2*degF*h/Btu | 2.7 | 6 | 31 | 31 | 0 | 0 | 0 | Square Feet | ft2 | 0 | 900 | 0 | 0 | 0.5392 | 0.49345 | 0.67359 | 900 | Square Feet | ft2 | 631.1049 | 996.2389 | 1390.9121 | 1 | 1 | 0.40875 | 0.47875 | 998.9799 | 1364.1139 | 1758.7871 | 1061.9799 | 1427.1139 | 1821.7871 | 2035 | Intermediate | 999 | Prevailing local wages, Drive time, Local code requirements, Access, Presence/condition/type of existing insulation, Existing construction and materials, Moisture issues present, Presence of hazardous materials, Presence of hazardous materials, Extent of preparation, Accommodation for termite inspections | 3 | 36 | 0.4695 | 2023 | Assumes for the reference case that raw material prices will increase over the coming decades. Assumed for the advanced case that energy dependency will move away from oil and gas causing a higher supply of raw materials used to make insulation which will lower the material costs. Typical costs assume a wall area of 900 sq ft as an example based on average sqft of a house to be 2,025, though wall areas and insulation amounts vary greatly by building.
182 | 2023 | Residential | Envelope | Wood/Steel Stud | Rigid Foam (ISO) |  | Wood/Steel Stud Rigid Foam (ISO) | 2023$/sqft | Wood/Steel Stud |  | 0.02714 | 0.10276 | 0.14603 | R-value | ft2*degF*h/Btu | 2.7 | 6 | 31 | 31 | 0 | 0 | 0 | Square Feet | ft2 | 0 | 900 | 0 | 0 | 0.54188 | 0.4959 | 0.67694 | 900 | Square Feet | ft2 | 634.2448 | 1001.1953 | 1397.832 | 1 | 1 | 0.40875 | 0.47875 | 1002.1198 | 1369.0703 | 1765.707 | 1065.1198 | 1432.0703 | 1828.707 | 2040 | Intermediate | 999 | Prevailing local wages, Drive time, Local code requirements, Access, Presence/condition/type of existing insulation, Existing construction and materials, Moisture issues present, Presence of hazardous materials, Presence of hazardous materials, Extent of preparation, Accommodation for termite inspections | 3 | 36 | 0.4695 | 2023 | Assumes for the reference case that raw material prices will increase over the coming decades. Assumed for the advanced case that energy dependency will move away from oil and gas causing a higher supply of raw materials used to make insulation which will lower the material costs. Typical costs assume a wall area of 900 sq ft as an example based on average sqft of a house to be 2,025, though wall areas and insulation amounts vary greatly by building.
182 | 2023 | Residential | Envelope | Wood/Steel Stud | Rigid Foam (ISO) |  | Wood/Steel Stud Rigid Foam (ISO) | 2023$/sqft | Wood/Steel Stud |  | 0.026948 | 0.10203 | 0.145 | R-value | ft2*degF*h/Btu | 2.7 | 6 | 31 | 31 | 0 | 0 | 0 | Square Feet | ft2 | 0 | 900 | 0 | 0 | 0.53806 | 0.4924 | 0.67216 | 900 | Square Feet | ft2 | 629.7705 | 994.1324 | 1387.9711 | 1 | 1 | 0.40875 | 0.47875 | 997.6455 | 1362.0074 | 1755.8461 | 1060.6455 | 1425.0074 | 1818.8461 | 2045 | Intermediate | 999 | Prevailing local wages, Drive time, Local code requirements, Access, Presence/condition/type of existing insulation, Existing construction and materials, Moisture issues present, Presence of hazardous materials, Presence of hazardous materials, Extent of preparation, Accommodation for termite inspections | 3 | 36 | 0.4695 | 2023 | Assumes for the reference case that raw material prices will increase over the coming decades. Assumed for the advanced case that energy dependency will move away from oil and gas causing a higher supply of raw materials used to make insulation which will lower the material costs. Typical costs assume a wall area of 900 sq ft as an example based on average sqft of a house to be 2,025, though wall areas and insulation amounts vary greatly by building.
182 | 2023 | Residential | Envelope | Wood/Steel Stud | Rigid Foam (ISO) |  | Wood/Steel Stud Rigid Foam (ISO) | 2023$/sqft | Wood/Steel Stud |  | 0.026757 | 0.10131 | 0.14397 | R-value | ft2*degF*h/Btu | 2.7 | 6 | 31 | 31 | 0 | 0 | 0 | Square Feet | ft2 | 0 | 900 | 0 | 0 | 0.53423 | 0.4889 | 0.66739 | 900 | Square Feet | ft2 | 625.2962 | 987.0695 | 1378.1101 | 1 | 1 | 0.40875 | 0.47875 | 993.1712 | 1354.9445 | 1745.9851 | 1056.1712 | 1417.9445 | 1808.9851 | 2050 | Intermediate | 999 | Prevailing local wages, Drive time, Local code requirements, Access, Presence/condition/type of existing insulation, Existing construction and materials, Moisture issues present, Presence of hazardous materials, Presence of hazardous materials, Extent of preparation, Accommodation for termite inspections | 3 | 36 | 0.4695 | 2023 | Assumes for the reference case that raw material prices will increase over the coming decades. Assumed for the advanced case that energy dependency will move away from oil and gas causing a higher supply of raw materials used to make insulation which will lower the material costs. Typical costs assume a wall area of 900 sq ft as an example based on average sqft of a house to be 2,025, though wall areas and insulation amounts vary greatly by building.
182 | 2023 | Residential | Envelope | Wood/Steel Stud | Rigid Foam (ISO) |  | Wood/Steel Stud Rigid Foam (ISO) | 2023$/sqft | Wood/Steel Stud |  | 0.026871 | 0.10174 | 0.14459 | R-value | ft2*degF*h/Btu | 2.7 | 6 | 31 | 31 | 0 | 0 | 0 | Square Feet | ft2 | 0 | 900 | 0 | 0 | 0.53651 | 0.49099 | 0.67024 | 900 | Square Feet | ft2 | 627.9651 | 991.2825 | 1383.9921 | 1 | 1 | 0.40875 | 0.47875 | 995.8401 | 1359.1575 | 1751.8671 | 1058.8401 | 1422.1575 | 1814.8671 | 2023 | Advanced | 999 | Prevailing local wages, Drive time, Local code requirements, Access, Presence/condition/type of existing insulation, Existing construction and materials, Moisture issues present, Presence of hazardous materials, Presence of hazardous materials, Extent of preparation, Accommodation for termite inspections | 3 | 36 | 0.4695 | 2023 | Assumes for the reference case that raw material prices will increase over the coming decades. Assumed for the advanced case that energy dependency will move away from oil and gas causing a higher supply of raw materials used to make insulation which will lower the material costs. Typical costs assume a wall area of 900 sq ft as an example based on average sqft of a house to be 2,025, though wall areas and insulation amounts vary greatly by building.
182 | 2023 | Residential | Envelope | Wood/Steel Stud | Rigid Foam (ISO) |  | Wood/Steel Stud Rigid Foam (ISO) | 2023$/sqft | Wood/Steel Stud |  | 0.024184 | 0.091565 | 0.13013 | R-value | ft2*degF*h/Btu | 2.7 | 6 | 31 | 31 | 0 | 0 | 0 | Square Feet | ft2 | 0 | 900 | 0 | 0 | 0.48286 | 0.44189 | 0.60321 | 900 | Square Feet | ft2 | 565.1686 | 892.1542 | 1245.5929 | 1 | 1 | 0.40875 | 0.47875 | 933.0436 | 1260.0293 | 1613.4679 | 996.0436 | 1323.0293 | 1676.4679 | 2030 | Advanced | 999 | Prevailing local wages, Drive time, Local code requirements, Access, Presence/condition/type of existing insulation, Existing construction and materials, Moisture issues present, Presence of hazardous materials, Presence of hazardous materials, Extent of preparation, Accommodation for termite inspections | 3 | 36 | 0.4695 | 2023 | Assumes for the reference case that raw material prices will increase over the coming decades. Assumed for the advanced case that energy dependency will move away from oil and gas causing a higher supply of raw materials used to make insulation which will lower the material costs. Typical costs assume a wall area of 900 sq ft as an example based on average sqft of a house to be 2,025, though wall areas and insulation amounts vary greatly by building.
182 | 2023 | Residential | Envelope | Wood/Steel Stud | Rigid Foam (ISO) |  | Wood/Steel Stud Rigid Foam (ISO) | 2023$/sqft | Wood/Steel Stud |  | 0.022975 | 0.086987 | 0.12362 | R-value | ft2*degF*h/Btu | 2.7 | 6 | 31 | 31 | 0 | 0 | 0 | Square Feet | ft2 | 0 | 900 | 0 | 0 | 0.45872 | 0.4198 | 0.57305 | 900 | Square Feet | ft2 | 536.9102 | 847.5465 | 1183.3132 | 1 | 1 | 0.40875 | 0.47875 | 904.7852 | 1215.4215 | 1551.1882 | 967.7852 | 1278.4215 | 1614.1882 | 2035 | Advanced | 999 | Prevailing local wages, Drive time, Local code requirements, Access, Presence/condition/type of existing insulation, Existing construction and materials, Moisture issues present, Presence of hazardous materials, Presence of hazardous materials, Extent of preparation, Accommodation for termite inspections | 3 | 36 | 0.4695 | 2023 | Assumes for the reference case that raw material prices will increase over the coming decades. Assumed for the advanced case that energy dependency will move away from oil and gas causing a higher supply of raw materials used to make insulation which will lower the material costs. Typical costs assume a wall area of 900 sq ft as an example based on average sqft of a house to be 2,025, though wall areas and insulation amounts vary greatly by building.
182 | 2023 | Residential | Envelope | Wood/Steel Stud | Rigid Foam (ISO) |  | Wood/Steel Stud Rigid Foam (ISO) | 2023$/sqft | Wood/Steel Stud |  | 0.021766 | 0.082409 | 0.11712 | R-value | ft2*degF*h/Btu | 2.7 | 6 | 31 | 31 | 0 | 0 | 0 | Square Feet | ft2 | 0 | 900 | 0 | 0 | 0.43458 | 0.3977 | 0.54289 | 900 | Square Feet | ft2 | 508.6517 | 802.9388 | 1121.0336 | 1 | 1 | 0.40875 | 0.47875 | 876.5267 | 1170.8138 | 1488.9086 | 939.5267 | 1233.8138 | 1551.9086 | 2040 | Advanced | 999 | Prevailing local wages, Drive time, Local code requirements, Access, Presence/condition/type of existing insulation, Existing construction and materials, Moisture issues present, Presence of hazardous materials, Presence of hazardous materials, Extent of preparation, Accommodation for termite inspections | 3 | 36 | 0.4695 | 2023 | Assumes for the reference case that raw material prices will increase over the coming decades. Assumed for the advanced case that energy dependency will move away from oil and gas causing a higher supply of raw materials used to make insulation which will lower the material costs. Typical costs assume a wall area of 900 sq ft as an example based on average sqft of a house to be 2,025, though wall areas and insulation amounts vary greatly by building.
182 | 2023 | Residential | Envelope | Wood/Steel Stud | Rigid Foam (ISO) |  | Wood/Steel Stud Rigid Foam (ISO) | 2023$/sqft | Wood/Steel Stud |  | 0.020677 | 0.078288 | 0.11126 | R-value | ft2*degF*h/Btu | 2.7 | 6 | 31 | 31 | 0 | 0 | 0 | Square Feet | ft2 | 0 | 900 | 0 | 0 | 0.41285 | 0.37782 | 0.51575 | 900 | Square Feet | ft2 | 483.2191 | 762.7919 | 1064.9819 | 1 | 1 | 0.40875 | 0.47875 | 851.0941 | 1130.6669 | 1432.8569 | 914.0941 | 1193.6669 | 1495.8569 | 2045 | Advanced | 999 | Prevailing local wages, Drive time, Local code requirements, Access, Presence/condition/type of existing insulation, Existing construction and materials, Moisture issues present, Presence of hazardous materials, Presence of hazardous materials, Extent of preparation, Accommodation for termite inspections | 3 | 36 | 0.4695 | 2023 | Assumes for the reference case that raw material prices will increase over the coming decades. Assumed for the advanced case that energy dependency will move away from oil and gas causing a higher supply of raw materials used to make insulation which will lower the material costs. Typical costs assume a wall area of 900 sq ft as an example based on average sqft of a house to be 2,025, though wall areas and insulation amounts vary greatly by building.
182 | 2023 | Residential | Envelope | Wood/Steel Stud | Rigid Foam (ISO) |  | Wood/Steel Stud Rigid Foam (ISO) | 2023$/sqft | Wood/Steel Stud |  | 0.019589 | 0.074168 | 0.10541 | R-value | ft2*degF*h/Btu | 2.7 | 6 | 31 | 31 | 0 | 0 | 0 | Square Feet | ft2 | 0 | 900 | 0 | 0 | 0.39112 | 0.35793 | 0.4886 | 900 | Square Feet | ft2 | 457.7866 | 722.6449 | 1008.9302 | 1 | 1 | 0.40875 | 0.47875 | 825.6616 | 1090.5199 | 1376.8052 | 888.6616 | 1153.5199 | 1439.8052 | 2050 | Advanced | 999 | Prevailing local wages, Drive time, Local code requirements, Access, Presence/condition/type of existing insulation, Existing construction and materials, Moisture issues present, Presence of hazardous materials, Presence of hazardous materials, Extent of preparation, Accommodation for termite inspections | 3 | 36 | 0.4695 | 2023 | Assumes for the reference case that raw material prices will increase over the coming decades. Assumed for the advanced case that energy dependency will move away from oil and gas causing a higher supply of raw materials used to make insulation which will lower the material costs. Typical costs assume a wall area of 900 sq ft as an example based on average sqft of a house to be 2,025, though wall areas and insulation amounts vary greatly by building.
183 | 2023 | Residential | Envelope | Wood/Steel Stud | Rigid Foam (XPS) |  | Wood/Steel Stud Rigid Foam (XPS) | 2023$/sqft | Wood/Steel Stud |  | 0.12372 | 0.1755 | 0.2285 | R-value | ft2*degF*h/Btu | 1 | 6 | 20 | 20 | 0 | 0 | 0 | Square Feet | ft2 | 0 | 900 | 0 | 0 | 0.065725 | 0.10125 | 2.7075 | 900 | Square Feet | ft2 | 727.2243 | 1038.8268 | 3670.65 | 1 | 1 | 0.455 | 0.525 | 1136.7243 | 1448.3268 | 4080.15 | 1199.7243 | 1511.3268 | 4143.15 | 2023 | Reference | 999 | Prevailing local wages, Drive time, Local code requirements, Access, Presence/condition/type of existing insulation, Existing construction and materials, Moisture issues present, Presence of hazardous materials, Presence of hazardous materials, Extent of preparation, Accommodation for termite inspections | 3 | 75 | 0.2668 | 2023 | Assumes for the reference case that raw material prices will increase over the coming decades. Assumed for the advanced case that energy dependency will move away from oil and gas causing a higher supply of raw materials used to make insulation which will lower the material costs. Typical costs assume a wall area of 900 sq ft as an example based on average sqft of a house to be 2,025, though wall areas and insulation amounts vary greatly by building.
183 | 2023 | Residential | Envelope | Wood/Steel Stud | Rigid Foam (XPS) |  | Wood/Steel Stud Rigid Foam (XPS) | 2023$/sqft | Wood/Steel Stud |  | 0.13609 | 0.19305 | 0.25135 | R-value | ft2*degF*h/Btu | 1 | 6 | 20 | 20 | 0 | 0 | 0 | Square Feet | ft2 | 0 | 900 | 0 | 0 | 0.072298 | 0.11138 | 2.9783 | 900 | Square Feet | ft2 | 799.9467 | 1142.7095 | 4037.715 | 1 | 1 | 0.455 | 0.525 | 1209.4467 | 1552.2095 | 4447.215 | 1272.4467 | 1615.2095 | 4510.215 | 2030 | Reference | 999 | Prevailing local wages, Drive time, Local code requirements, Access, Presence/condition/type of existing insulation, Existing construction and materials, Moisture issues present, Presence of hazardous materials, Presence of hazardous materials, Extent of preparation, Accommodation for termite inspections | 3 | 75 | 0.2668 | 2023 | Assumes for the reference case that raw material prices will increase over the coming decades. Assumed for the advanced case that energy dependency will move away from oil and gas causing a higher supply of raw materials used to make insulation which will lower the material costs. Typical costs assume a wall area of 900 sq ft as an example based on average sqft of a house to be 2,025, though wall areas and insulation amounts vary greatly by building.
183 | 2023 | Residential | Envelope | Wood/Steel Stud | Rigid Foam (XPS) |  | Wood/Steel Stud Rigid Foam (XPS) | 2023$/sqft | Wood/Steel Stud |  | 0.14289 | 0.2027 | 0.26392 | R-value | ft2*degF*h/Btu | 1 | 6 | 20 | 20 | 0 | 0 | 0 | Square Feet | ft2 | 0 | 900 | 0 | 0 | 0.075912 | 0.11695 | 3.1272 | 900 | Square Feet | ft2 | 839.9441 | 1199.845 | 4239.6008 | 1 | 1 | 0.455 | 0.525 | 1249.4441 | 1609.345 | 4649.1008 | 1312.4441 | 1672.345 | 4712.1008 | 2035 | Reference | 999 | Prevailing local wages, Drive time, Local code requirements, Access, Presence/condition/type of existing insulation, Existing construction and materials, Moisture issues present, Presence of hazardous materials, Presence of hazardous materials, Extent of preparation, Accommodation for termite inspections | 3 | 75 | 0.2668 | 2023 | Assumes for the reference case that raw material prices will increase over the coming decades. Assumed for the advanced case that energy dependency will move away from oil and gas causing a higher supply of raw materials used to make insulation which will lower the material costs. Typical costs assume a wall area of 900 sq ft as an example based on average sqft of a house to be 2,025, though wall areas and insulation amounts vary greatly by building.
183 | 2023 | Residential | Envelope | Wood/Steel Stud | Rigid Foam (XPS) |  | Wood/Steel Stud Rigid Foam (XPS) | 2023$/sqft | Wood/Steel Stud |  | 0.1497 | 0.21236 | 0.27649 | R-value | ft2*degF*h/Btu | 1 | 6 | 20 | 20 | 0 | 0 | 0 | Square Feet | ft2 | 0 | 900 | 0 | 0 | 0.079527 | 0.12251 | 3.2761 | 900 | Square Feet | ft2 | 879.9414 | 1256.9804 | 4441.4865 | 1 | 1 | 0.455 | 0.525 | 1289.4414 | 1666.4804 | 4850.9865 | 1352.4414 | 1729.4804 | 4913.9865 | 2040 | Reference | 999 | Prevailing local wages, Drive time, Local code requirements, Access, Presence/condition/type of existing insulation, Existing construction and materials, Moisture issues present, Presence of hazardous materials, Presence of hazardous materials, Extent of preparation, Accommodation for termite inspections | 3 | 75 | 0.2668 | 2023 | Assumes for the reference case that raw material prices will increase over the coming decades. Assumed for the advanced case that energy dependency will move away from oil and gas causing a higher supply of raw materials used to make insulation which will lower the material costs. Typical costs assume a wall area of 900 sq ft as an example based on average sqft of a house to be 2,025, though wall areas and insulation amounts vary greatly by building.
183 | 2023 | Residential | Envelope | Wood/Steel Stud | Rigid Foam (XPS) |  | Wood/Steel Stud Rigid Foam (XPS) | 2023$/sqft | Wood/Steel Stud |  | 0.15295 | 0.21696 | 0.28248 | R-value | ft2*degF*h/Btu | 1 | 6 | 20 | 20 | 0 | 0 | 0 | Square Feet | ft2 | 0 | 900 | 0 | 0 | 0.081253 | 0.12517 | 3.3471 | 900 | Square Feet | ft2 | 899.031 | 1284.2496 | 4537.8411 | 1 | 1 | 0.455 | 0.525 | 1308.531 | 1693.7496 | 4947.3411 | 1371.531 | 1756.7496 | 5010.3411 | 2045 | Reference | 999 | Prevailing local wages, Drive time, Local code requirements, Access, Presence/condition/type of existing insulation, Existing construction and materials, Moisture issues present, Presence of hazardous materials, Presence of hazardous materials, Extent of preparation, Accommodation for termite inspections | 3 | 75 | 0.2668 | 2023 | Assumes for the reference case that raw material prices will increase over the coming decades. Assumed for the advanced case that energy dependency will move away from oil and gas causing a higher supply of raw materials used to make insulation which will lower the material costs. Typical costs assume a wall area of 900 sq ft as an example based on average sqft of a house to be 2,025, though wall areas and insulation amounts vary greatly by building.
183 | 2023 | Residential | Envelope | Wood/Steel Stud | Rigid Foam (XPS) |  | Wood/Steel Stud Rigid Foam (XPS) | 2023$/sqft | Wood/Steel Stud |  | 0.15619 | 0.22157 | 0.28848 | R-value | ft2*degF*h/Btu | 1 | 6 | 20 | 20 | 0 | 0 | 0 | Square Feet | ft2 | 0 | 900 | 0 | 0 | 0.082978 | 0.12783 | 3.4182 | 900 | Square Feet | ft2 | 918.1207 | 1311.5188 | 4634.1956 | 1 | 1 | 0.455 | 0.525 | 1327.6207 | 1721.0188 | 5043.6956 | 1390.6207 | 1784.0188 | 5106.6956 | 2050 | Reference | 999 | Prevailing local wages, Drive time, Local code requirements, Access, Presence/condition/type of existing insulation, Existing construction and materials, Moisture issues present, Presence of hazardous materials, Presence of hazardous materials, Extent of preparation, Accommodation for termite inspections | 3 | 75 | 0.2668 | 2023 | Assumes for the reference case that raw material prices will increase over the coming decades. Assumed for the advanced case that energy dependency will move away from oil and gas causing a higher supply of raw materials used to make insulation which will lower the material costs. Typical costs assume a wall area of 900 sq ft as an example based on average sqft of a house to be 2,025, though wall areas and insulation amounts vary greatly by building.
183 | 2023 | Residential | Envelope | Wood/Steel Stud | Rigid Foam (XPS) |  | Wood/Steel Stud Rigid Foam (XPS) | 2023$/sqft | Wood/Steel Stud |  | 0.12372 | 0.1755 | 0.2285 | R-value | ft2*degF*h/Btu | 1 | 6 | 20 | 20 | 0 | 0 | 0 | Square Feet | ft2 | 0 | 900 | 0 | 0 | 0.065725 | 0.10125 | 2.7075 | 900 | Square Feet | ft2 | 727.2243 | 1038.8268 | 3670.65 | 1 | 1 | 0.455 | 0.525 | 1136.7243 | 1448.3268 | 4080.15 | 1199.7243 | 1511.3268 | 4143.15 | 2023 | Intermediate | 999 | Prevailing local wages, Drive time, Local code requirements, Access, Presence/condition/type of existing insulation, Existing construction and materials, Moisture issues present, Presence of hazardous materials, Presence of hazardous materials, Extent of preparation, Accommodation for termite inspections | 3 | 75 | 0.2668 | 2023 | Assumes for the reference case that raw material prices will increase over the coming decades. Assumed for the advanced case that energy dependency will move away from oil and gas causing a higher supply of raw materials used to make insulation which will lower the material costs. Typical costs assume a wall area of 900 sq ft as an example based on average sqft of a house to be 2,025, though wall areas and insulation amounts vary greatly by building.
183 | 2023 | Residential | Envelope | Wood/Steel Stud | Rigid Foam (XPS) |  | Wood/Steel Stud Rigid Foam (XPS) | 2023$/sqft | Wood/Steel Stud |  | 0.12372 | 0.1755 | 0.2285 | R-value | ft2*degF*h/Btu | 1 | 6 | 20 | 20 | 0 | 0 | 0 | Square Feet | ft2 | 0 | 900 | 0 | 0 | 0.065725 | 0.10125 | 2.7075 | 900 | Square Feet | ft2 | 727.2243 | 1038.8268 | 3670.65 | 1 | 1 | 0.455 | 0.525 | 1136.7243 | 1448.3268 | 4080.15 | 1199.7243 | 1511.3268 | 4143.15 | 2030 | Intermediate | 999 | Prevailing local wages, Drive time, Local code requirements, Access, Presence/condition/type of existing insulation, Existing construction and materials, Moisture issues present, Presence of hazardous materials, Presence of hazardous materials, Extent of preparation, Accommodation for termite inspections | 3 | 75 | 0.2668 | 2023 | Assumes for the reference case that raw material prices will increase over the coming decades. Assumed for the advanced case that energy dependency will move away from oil and gas causing a higher supply of raw materials used to make insulation which will lower the material costs. Typical costs assume a wall area of 900 sq ft as an example based on average sqft of a house to be 2,025, though wall areas and insulation amounts vary greatly by building.
183 | 2023 | Residential | Envelope | Wood/Steel Stud | Rigid Foam (XPS) |  | Wood/Steel Stud Rigid Foam (XPS) | 2023$/sqft | Wood/Steel Stud |  | 0.12434 | 0.17638 | 0.22964 | R-value | ft2*degF*h/Btu | 1 | 6 | 20 | 20 | 0 | 0 | 0 | Square Feet | ft2 | 0 | 900 | 0 | 0 | 0.066054 | 0.10176 | 2.721 | 900 | Square Feet | ft2 | 730.8604 | 1044.0209 | 3689.0033 | 1 | 1 | 0.455 | 0.525 | 1140.3604 | 1453.5209 | 4098.5033 | 1203.3604 | 1516.5209 | 4161.5033 | 2035 | Intermediate | 999 | Prevailing local wages, Drive time, Local code requirements, Access, Presence/condition/type of existing insulation, Existing construction and materials, Moisture issues present, Presence of hazardous materials, Presence of hazardous materials, Extent of preparation, Accommodation for termite inspections | 3 | 75 | 0.2668 | 2023 | Assumes for the reference case that raw material prices will increase over the coming decades. Assumed for the advanced case that energy dependency will move away from oil and gas causing a higher supply of raw materials used to make insulation which will lower the material costs. Typical costs assume a wall area of 900 sq ft as an example based on average sqft of a house to be 2,025, though wall areas and insulation amounts vary greatly by building.
183 | 2023 | Residential | Envelope | Wood/Steel Stud | Rigid Foam (XPS) |  | Wood/Steel Stud Rigid Foam (XPS) | 2023$/sqft | Wood/Steel Stud |  | 0.12495 | 0.17725 | 0.23079 | R-value | ft2*degF*h/Btu | 1 | 6 | 20 | 20 | 0 | 0 | 0 | Square Feet | ft2 | 0 | 900 | 0 | 0 | 0.066382 | 0.10226 | 2.7346 | 900 | Square Feet | ft2 | 734.4965 | 1049.2151 | 3707.3565 | 1 | 1 | 0.455 | 0.525 | 1143.9965 | 1458.7151 | 4116.8565 | 1206.9965 | 1521.7151 | 4179.8565 | 2040 | Intermediate | 999 | Prevailing local wages, Drive time, Local code requirements, Access, Presence/condition/type of existing insulation, Existing construction and materials, Moisture issues present, Presence of hazardous materials, Presence of hazardous materials, Extent of preparation, Accommodation for termite inspections | 3 | 75 | 0.2668 | 2023 | Assumes for the reference case that raw material prices will increase over the coming decades. Assumed for the advanced case that energy dependency will move away from oil and gas causing a higher supply of raw materials used to make insulation which will lower the material costs. Typical costs assume a wall area of 900 sq ft as an example based on average sqft of a house to be 2,025, though wall areas and insulation amounts vary greatly by building.
183 | 2023 | Residential | Envelope | Wood/Steel Stud | Rigid Foam (XPS) |  | Wood/Steel Stud Rigid Foam (XPS) | 2023$/sqft | Wood/Steel Stud |  | 0.12407 | 0.176 | 0.22916 | R-value | ft2*degF*h/Btu | 1 | 6 | 20 | 20 | 0 | 0 | 0 | Square Feet | ft2 | 0 | 900 | 0 | 0 | 0.065914 | 0.10154 | 2.7153 | 900 | Square Feet | ft2 | 729.3151 | 1041.8134 | 3681.2031 | 1 | 1 | 0.455 | 0.525 | 1138.8151 | 1451.3134 | 4090.7031 | 1201.8151 | 1514.3134 | 4153.7031 | 2045 | Intermediate | 999 | Prevailing local wages, Drive time, Local code requirements, Access, Presence/condition/type of existing insulation, Existing construction and materials, Moisture issues present, Presence of hazardous materials, Presence of hazardous materials, Extent of preparation, Accommodation for termite inspections | 3 | 75 | 0.2668 | 2023 | Assumes for the reference case that raw material prices will increase over the coming decades. Assumed for the advanced case that energy dependency will move away from oil and gas causing a higher supply of raw materials used to make insulation which will lower the material costs. Typical costs assume a wall area of 900 sq ft as an example based on average sqft of a house to be 2,025, though wall areas and insulation amounts vary greatly by building.
183 | 2023 | Residential | Envelope | Wood/Steel Stud | Rigid Foam (XPS) |  | Wood/Steel Stud Rigid Foam (XPS) | 2023$/sqft | Wood/Steel Stud |  | 0.12319 | 0.17475 | 0.22753 | R-value | ft2*degF*h/Btu | 1 | 6 | 20 | 20 | 0 | 0 | 0 | Square Feet | ft2 | 0 | 900 | 0 | 0 | 0.065446 | 0.10082 | 2.696 | 900 | Square Feet | ft2 | 724.1336 | 1034.4118 | 3655.0497 | 1 | 1 | 0.455 | 0.525 | 1133.6336 | 1443.9118 | 4064.5497 | 1196.6336 | 1506.9118 | 4127.5497 | 2050 | Intermediate | 999 | Prevailing local wages, Drive time, Local code requirements, Access, Presence/condition/type of existing insulation, Existing construction and materials, Moisture issues present, Presence of hazardous materials, Presence of hazardous materials, Extent of preparation, Accommodation for termite inspections | 3 | 75 | 0.2668 | 2023 | Assumes for the reference case that raw material prices will increase over the coming decades. Assumed for the advanced case that energy dependency will move away from oil and gas causing a higher supply of raw materials used to make insulation which will lower the material costs. Typical costs assume a wall area of 900 sq ft as an example based on average sqft of a house to be 2,025, though wall areas and insulation amounts vary greatly by building.
183 | 2023 | Residential | Envelope | Wood/Steel Stud | Rigid Foam (XPS) |  | Wood/Steel Stud Rigid Foam (XPS) | 2023$/sqft | Wood/Steel Stud |  | 0.12372 | 0.1755 | 0.2285 | R-value | ft2*degF*h/Btu | 1 | 6 | 20 | 20 | 0 | 0 | 0 | Square Feet | ft2 | 0 | 900 | 0 | 0 | 0.065725 | 0.10125 | 2.7075 | 900 | Square Feet | ft2 | 727.2243 | 1038.8268 | 3670.65 | 1 | 1 | 0.455 | 0.525 | 1136.7243 | 1448.3268 | 4080.15 | 1199.7243 | 1511.3268 | 4143.15 | 2023 | Advanced | 999 | Prevailing local wages, Drive time, Local code requirements, Access, Presence/condition/type of existing insulation, Existing construction and materials, Moisture issues present, Presence of hazardous materials, Presence of hazardous materials, Extent of preparation, Accommodation for termite inspections | 3 | 75 | 0.2668 | 2023 | Assumes for the reference case that raw material prices will increase over the coming decades. Assumed for the advanced case that energy dependency will move away from oil and gas causing a higher supply of raw materials used to make insulation which will lower the material costs. Typical costs assume a wall area of 900 sq ft as an example based on average sqft of a house to be 2,025, though wall areas and insulation amounts vary greatly by building.
183 | 2023 | Residential | Envelope | Wood/Steel Stud | Rigid Foam (XPS) |  | Wood/Steel Stud Rigid Foam (XPS) | 2023$/sqft | Wood/Steel Stud |  | 0.11135 | 0.15795 | 0.20565 | R-value | ft2*degF*h/Btu | 1 | 6 | 20 | 20 | 0 | 0 | 0 | Square Feet | ft2 | 0 | 900 | 0 | 0 | 0.059153 | 0.091127 | 2.4367 | 900 | Square Feet | ft2 | 654.5019 | 934.9441 | 3303.585 | 1 | 1 | 0.455 | 0.525 | 1064.0019 | 1344.4441 | 3713.085 | 1127.0019 | 1407.4441 | 3776.085 | 2030 | Advanced | 999 | Prevailing local wages, Drive time, Local code requirements, Access, Presence/condition/type of existing insulation, Existing construction and materials, Moisture issues present, Presence of hazardous materials, Presence of hazardous materials, Extent of preparation, Accommodation for termite inspections | 3 | 75 | 0.2668 | 2023 | Assumes for the reference case that raw material prices will increase over the coming decades. Assumed for the advanced case that energy dependency will move away from oil and gas causing a higher supply of raw materials used to make insulation which will lower the material costs. Typical costs assume a wall area of 900 sq ft as an example based on average sqft of a house to be 2,025, though wall areas and insulation amounts vary greatly by building.
183 | 2023 | Residential | Envelope | Wood/Steel Stud | Rigid Foam (XPS) |  | Wood/Steel Stud Rigid Foam (XPS) | 2023$/sqft | Wood/Steel Stud |  | 0.10578 | 0.15005 | 0.19537 | R-value | ft2*degF*h/Btu | 1 | 6 | 20 | 20 | 0 | 0 | 0 | Square Feet | ft2 | 0 | 900 | 0 | 0 | 0.056195 | 0.08657 | 2.3149 | 900 | Square Feet | ft2 | 621.7768 | 888.1969 | 3138.4057 | 1 | 1 | 0.455 | 0.525 | 1031.2768 | 1297.6969 | 3547.9057 | 1094.2768 | 1360.6969 | 3610.9057 | 2035 | Advanced | 999 | Prevailing local wages, Drive time, Local code requirements, Access, Presence/condition/type of existing insulation, Existing construction and materials, Moisture issues present, Presence of hazardous materials, Presence of hazardous materials, Extent of preparation, Accommodation for termite inspections | 3 | 75 | 0.2668 | 2023 | Assumes for the reference case that raw material prices will increase over the coming decades. Assumed for the advanced case that energy dependency will move away from oil and gas causing a higher supply of raw materials used to make insulation which will lower the material costs. Typical costs assume a wall area of 900 sq ft as an example based on average sqft of a house to be 2,025, though wall areas and insulation amounts vary greatly by building.
183 | 2023 | Residential | Envelope | Wood/Steel Stud | Rigid Foam (XPS) |  | Wood/Steel Stud Rigid Foam (XPS) | 2023$/sqft | Wood/Steel Stud |  | 0.10021 | 0.14215 | 0.18508 | R-value | ft2*degF*h/Btu | 1 | 6 | 20 | 20 | 0 | 0 | 0 | Square Feet | ft2 | 0 | 900 | 0 | 0 | 0.053237 | 0.082014 | 2.1931 | 900 | Square Feet | ft2 | 589.0517 | 841.4497 | 2973.2265 | 1 | 1 | 0.455 | 0.525 | 998.5517 | 1250.9497 | 3382.7265 | 1061.5517 | 1313.9497 | 3445.7265 | 2040 | Advanced | 999 | Prevailing local wages, Drive time, Local code requirements, Access, Presence/condition/type of existing insulation, Existing construction and materials, Moisture issues present, Presence of hazardous materials, Presence of hazardous materials, Extent of preparation, Accommodation for termite inspections | 3 | 75 | 0.2668 | 2023 | Assumes for the reference case that raw material prices will increase over the coming decades. Assumed for the advanced case that energy dependency will move away from oil and gas causing a higher supply of raw materials used to make insulation which will lower the material costs. Typical costs assume a wall area of 900 sq ft as an example based on average sqft of a house to be 2,025, though wall areas and insulation amounts vary greatly by building.
183 | 2023 | Residential | Envelope | Wood/Steel Stud | Rigid Foam (XPS) |  | Wood/Steel Stud Rigid Foam (XPS) | 2023$/sqft | Wood/Steel Stud |  | 0.0952 | 0.13505 | 0.17583 | R-value | ft2*degF*h/Btu | 1 | 6 | 20 | 20 | 0 | 0 | 0 | Square Feet | ft2 | 0 | 900 | 0 | 0 | 0.050575 | 0.077913 | 2.0834 | 900 | Square Feet | ft2 | 559.5991 | 799.3772 | 2824.5652 | 1 | 1 | 0.455 | 0.525 | 969.0991 | 1208.8772 | 3234.0652 | 1032.0991 | 1271.8772 | 3297.0652 | 2045 | Advanced | 999 | Prevailing local wages, Drive time, Local code requirements, Access, Presence/condition/type of existing insulation, Existing construction and materials, Moisture issues present, Presence of hazardous materials, Presence of hazardous materials, Extent of preparation, Accommodation for termite inspections | 3 | 75 | 0.2668 | 2023 | Assumes for the reference case that raw material prices will increase over the coming decades. Assumed for the advanced case that energy dependency will move away from oil and gas causing a higher supply of raw materials used to make insulation which will lower the material costs. Typical costs assume a wall area of 900 sq ft as an example based on average sqft of a house to be 2,025, though wall areas and insulation amounts vary greatly by building.
183 | 2023 | Residential | Envelope | Wood/Steel Stud | Rigid Foam (XPS) |  | Wood/Steel Stud Rigid Foam (XPS) | 2023$/sqft | Wood/Steel Stud |  | 0.09019 | 0.12794 | 0.16658 | R-value | ft2*degF*h/Btu | 1 | 6 | 20 | 20 | 0 | 0 | 0 | Square Feet | ft2 | 0 | 900 | 0 | 0 | 0.047914 | 0.073813 | 1.9738 | 900 | Square Feet | ft2 | 530.1465 | 757.3047 | 2675.9039 | 1 | 1 | 0.455 | 0.525 | 939.6465 | 1166.8047 | 3085.4039 | 1002.6465 | 1229.8047 | 3148.4039 | 2050 | Advanced | 999 | Prevailing local wages, Drive time, Local code requirements, Access, Presence/condition/type of existing insulation, Existing construction and materials, Moisture issues present, Presence of hazardous materials, Presence of hazardous materials, Extent of preparation, Accommodation for termite inspections | 3 | 75 | 0.2668 | 2023 | Assumes for the reference case that raw material prices will increase over the coming decades. Assumed for the advanced case that energy dependency will move away from oil and gas causing a higher supply of raw materials used to make insulation which will lower the material costs. Typical costs assume a wall area of 900 sq ft as an example based on average sqft of a house to be 2,025, though wall areas and insulation amounts vary greatly by building.
184 | 2023 | Residential | Envelope | Wood/Steel Stud | Spray Foam (Closed Cell) |  | Wood/Steel Stud Spray Foam (Closed Cell) | 2023$/sqft | Wood/Steel Stud |  | 0.20929 | 0.30106 | 0.61853 | R-value | ft2*degF*h/Btu | 5.5 | 6 | 42 | 42 | 0 | 0 | 0 | Square Feet | ft2 | 0 | 900 | 0 | 0 | 4e-06 | 0.031017 | -0.003062 | 900 | Square Feet | ft2 | 1130.148 | 1653.6123 | 3337.3332 | 1.1367 | 1.2849 | 0 | 0 | 1284.6161 | 1879.6273 | 3793.4784 | 1452.1747 | 2124.796 | 4288.2799 | 2023 | Reference | 999 | Prevailing local wages, Drive time, Local code requirements, Access, Presence/condition/type of existing insulation, Existing construction and materials, Moisture issues present, Presence of hazardous materials, Presence of hazardous materials, Extent of preparation, Accommodation for termite inspections | 3 | 274 | 0.3875 | 2023 | Assumes for the reference case that raw material prices will increase over the coming decades. Assumed for the advanced case that energy dependency will move away from oil and gas causing a higher supply of raw materials used to make insulation which will lower the material costs. Typical costs assume a wall area of 900 sq ft as an example based on average sqft of a house to be 2,025, though wall areas and insulation amounts vary greatly by building.
184 | 2023 | Residential | Envelope | Wood/Steel Stud | Spray Foam (Closed Cell) |  | Wood/Steel Stud Spray Foam (Closed Cell) | 2023$/sqft | Wood/Steel Stud |  | 0.23021 | 0.33116 | 0.68039 | R-value | ft2*degF*h/Btu | 5.5 | 6 | 42 | 42 | 0 | 0 | 0 | Square Feet | ft2 | 0 | 900 | 0 | 0 | 4.4e-06 | 0.034119 | -0.0033682 | 900 | Square Feet | ft2 | 1243.1628 | 1818.9735 | 3671.0665 | 1.1367 | 1.2849 | 0 | 0 | 1413.0777 | 2067.59 | 4172.8262 | 1597.3922 | 2337.2756 | 4717.1079 | 2030 | Reference | 999 | Prevailing local wages, Drive time, Local code requirements, Access, Presence/condition/type of existing insulation, Existing construction and materials, Moisture issues present, Presence of hazardous materials, Presence of hazardous materials, Extent of preparation, Accommodation for termite inspections | 3 | 274 | 0.3875 | 2023 | Assumes for the reference case that raw material prices will increase over the coming decades. Assumed for the advanced case that energy dependency will move away from oil and gas causing a higher supply of raw materials used to make insulation which will lower the material costs. Typical costs assume a wall area of 900 sq ft as an example based on average sqft of a house to be 2,025, though wall areas and insulation amounts vary greatly by building.
184 | 2023 | Residential | Envelope | Wood/Steel Stud | Spray Foam (Closed Cell) |  | Wood/Steel Stud Spray Foam (Closed Cell) | 2023$/sqft | Wood/Steel Stud |  | 0.24173 | 0.34772 | 0.71441 | R-value | ft2*degF*h/Btu | 5.5 | 6 | 42 | 42 | 0 | 0 | 0 | Square Feet | ft2 | 0 | 900 | 0 | 0 | 4.62e-06 | 0.035825 | -0.0035366 | 900 | Square Feet | ft2 | 1305.3209 | 1909.9222 | 3854.6198 | 1.1367 | 1.2849 | 0 | 0 | 1483.7316 | 2170.9695 | 4381.4675 | 1677.2618 | 2454.1394 | 4952.9633 | 2035 | Reference | 999 | Prevailing local wages, Drive time, Local code requirements, Access, Presence/condition/type of existing insulation, Existing construction and materials, Moisture issues present, Presence of hazardous materials, Presence of hazardous materials, Extent of preparation, Accommodation for termite inspections | 3 | 274 | 0.3875 | 2023 | Assumes for the reference case that raw material prices will increase over the coming decades. Assumed for the advanced case that energy dependency will move away from oil and gas causing a higher supply of raw materials used to make insulation which will lower the material costs. Typical costs assume a wall area of 900 sq ft as an example based on average sqft of a house to be 2,025, though wall areas and insulation amounts vary greatly by building.
184 | 2023 | Residential | Envelope | Wood/Steel Stud | Spray Foam (Closed Cell) |  | Wood/Steel Stud Spray Foam (Closed Cell) | 2023$/sqft | Wood/Steel Stud |  | 0.25324 | 0.36428 | 0.74843 | R-value | ft2*degF*h/Btu | 5.5 | 6 | 42 | 42 | 0 | 0 | 0 | Square Feet | ft2 | 0 | 900 | 0 | 0 | 4.84e-06 | 0.037531 | -0.003705 | 900 | Square Feet | ft2 | 1367.4791 | 2000.8709 | 4038.1732 | 1.1367 | 1.2849 | 0 | 0 | 1554.3855 | 2274.349 | 4590.1088 | 1757.1314 | 2571.0032 | 5188.8187 | 2040 | Reference | 999 | Prevailing local wages, Drive time, Local code requirements, Access, Presence/condition/type of existing insulation, Existing construction and materials, Moisture issues present, Presence of hazardous materials, Presence of hazardous materials, Extent of preparation, Accommodation for termite inspections | 3 | 274 | 0.3875 | 2023 | Assumes for the reference case that raw material prices will increase over the coming decades. Assumed for the advanced case that energy dependency will move away from oil and gas causing a higher supply of raw materials used to make insulation which will lower the material costs. Typical costs assume a wall area of 900 sq ft as an example based on average sqft of a house to be 2,025, though wall areas and insulation amounts vary greatly by building.
184 | 2023 | Residential | Envelope | Wood/Steel Stud | Spray Foam (Closed Cell) |  | Wood/Steel Stud Spray Foam (Closed Cell) | 2023$/sqft | Wood/Steel Stud |  | 0.25873 | 0.37218 | 0.76466 | R-value | ft2*degF*h/Btu | 5.5 | 6 | 42 | 42 | 0 | 0 | 0 | Square Feet | ft2 | 0 | 900 | 0 | 0 | 4.945e-06 | 0.038345 | -0.0037854 | 900 | Square Feet | ft2 | 1397.1455 | 2044.2782 | 4125.7782 | 1.1367 | 1.2849 | 0 | 0 | 1588.1067 | 2323.6892 | 4689.6876 | 1795.251 | 2626.7791 | 5301.386 | 2045 | Reference | 999 | Prevailing local wages, Drive time, Local code requirements, Access, Presence/condition/type of existing insulation, Existing construction and materials, Moisture issues present, Presence of hazardous materials, Presence of hazardous materials, Extent of preparation, Accommodation for termite inspections | 3 | 274 | 0.3875 | 2023 | Assumes for the reference case that raw material prices will increase over the coming decades. Assumed for the advanced case that energy dependency will move away from oil and gas causing a higher supply of raw materials used to make insulation which will lower the material costs. Typical costs assume a wall area of 900 sq ft as an example based on average sqft of a house to be 2,025, though wall areas and insulation amounts vary greatly by building.
184 | 2023 | Residential | Envelope | Wood/Steel Stud | Spray Foam (Closed Cell) |  | Wood/Steel Stud Spray Foam (Closed Cell) | 2023$/sqft | Wood/Steel Stud |  | 0.26422 | 0.38008 | 0.7809 | R-value | ft2*degF*h/Btu | 5.5 | 6 | 42 | 42 | 0 | 0 | 0 | Square Feet | ft2 | 0 | 900 | 0 | 0 | 5.05e-06 | 0.039159 | -0.0038658 | 900 | Square Feet | ft2 | 1426.8119 | 2087.6855 | 4213.3832 | 1.1367 | 1.2849 | 0 | 0 | 1621.8278 | 2373.0294 | 4789.2664 | 1833.3706 | 2682.555 | 5413.9533 | 2050 | Reference | 999 | Prevailing local wages, Drive time, Local code requirements, Access, Presence/condition/type of existing insulation, Existing construction and materials, Moisture issues present, Presence of hazardous materials, Presence of hazardous materials, Extent of preparation, Accommodation for termite inspections | 3 | 274 | 0.3875 | 2023 | Assumes for the reference case that raw material prices will increase over the coming decades. Assumed for the advanced case that energy dependency will move away from oil and gas causing a higher supply of raw materials used to make insulation which will lower the material costs. Typical costs assume a wall area of 900 sq ft as an example based on average sqft of a house to be 2,025, though wall areas and insulation amounts vary greatly by building.
184 | 2023 | Residential | Envelope | Wood/Steel Stud | Spray Foam (Closed Cell) |  | Wood/Steel Stud Spray Foam (Closed Cell) | 2023$/sqft | Wood/Steel Stud |  | 0.20929 | 0.30106 | 0.61853 | R-value | ft2*degF*h/Btu | 5.5 | 6 | 42 | 42 | 0 | 0 | 0 | Square Feet | ft2 | 0 | 900 | 0 | 0 | 4e-06 | 0.031017 | -0.003062 | 900 | Square Feet | ft2 | 1130.148 | 1653.6123 | 3337.3332 | 1.1367 | 1.2849 | 0 | 0 | 1284.6161 | 1879.6273 | 3793.4784 | 1452.1747 | 2124.796 | 4288.2799 | 2023 | Intermediate | 999 | Prevailing local wages, Drive time, Local code requirements, Access, Presence/condition/type of existing insulation, Existing construction and materials, Moisture issues present, Presence of hazardous materials, Presence of hazardous materials, Extent of preparation, Accommodation for termite inspections | 3 | 274 | 0.3875 | 2023 | Assumes for the reference case that raw material prices will increase over the coming decades. Assumed for the advanced case that energy dependency will move away from oil and gas causing a higher supply of raw materials used to make insulation which will lower the material costs. Typical costs assume a wall area of 900 sq ft as an example based on average sqft of a house to be 2,025, though wall areas and insulation amounts vary greatly by building.
184 | 2023 | Residential | Envelope | Wood/Steel Stud | Spray Foam (Closed Cell) |  | Wood/Steel Stud Spray Foam (Closed Cell) | 2023$/sqft | Wood/Steel Stud |  | 0.20929 | 0.30106 | 0.61853 | R-value | ft2*degF*h/Btu | 5.5 | 6 | 42 | 42 | 0 | 0 | 0 | Square Feet | ft2 | 0 | 900 | 0 | 0 | 4e-06 | 0.031017 | -0.003062 | 900 | Square Feet | ft2 | 1130.148 | 1653.6123 | 3337.3332 | 1.1367 | 1.2849 | 0 | 0 | 1284.6161 | 1879.6273 | 3793.4784 | 1452.1747 | 2124.796 | 4288.2799 | 2030 | Intermediate | 999 | Prevailing local wages, Drive time, Local code requirements, Access, Presence/condition/type of existing insulation, Existing construction and materials, Moisture issues present, Presence of hazardous materials, Presence of hazardous materials, Extent of preparation, Accommodation for termite inspections | 3 | 274 | 0.3875 | 2023 | Assumes for the reference case that raw material prices will increase over the coming decades. Assumed for the advanced case that energy dependency will move away from oil and gas causing a higher supply of raw materials used to make insulation which will lower the material costs. Typical costs assume a wall area of 900 sq ft as an example based on average sqft of a house to be 2,025, though wall areas and insulation amounts vary greatly by building.
184 | 2023 | Residential | Envelope | Wood/Steel Stud | Spray Foam (Closed Cell) |  | Wood/Steel Stud Spray Foam (Closed Cell) | 2023$/sqft | Wood/Steel Stud |  | 0.21033 | 0.30256 | 0.62163 | R-value | ft2*degF*h/Btu | 5.5 | 6 | 42 | 42 | 0 | 0 | 0 | Square Feet | ft2 | 0 | 900 | 0 | 0 | 4.02e-06 | 0.031172 | -0.0030773 | 900 | Square Feet | ft2 | 1135.7987 | 1661.8804 | 3354.0199 | 1.1367 | 1.2849 | 0 | 0 | 1291.0392 | 1889.0254 | 3812.4457 | 1459.4356 | 2135.42 | 4309.7213 | 2035 | Intermediate | 999 | Prevailing local wages, Drive time, Local code requirements, Access, Presence/condition/type of existing insulation, Existing construction and materials, Moisture issues present, Presence of hazardous materials, Presence of hazardous materials, Extent of preparation, Accommodation for termite inspections | 3 | 274 | 0.3875 | 2023 | Assumes for the reference case that raw material prices will increase over the coming decades. Assumed for the advanced case that energy dependency will move away from oil and gas causing a higher supply of raw materials used to make insulation which will lower the material costs. Typical costs assume a wall area of 900 sq ft as an example based on average sqft of a house to be 2,025, though wall areas and insulation amounts vary greatly by building.
184 | 2023 | Residential | Envelope | Wood/Steel Stud | Spray Foam (Closed Cell) |  | Wood/Steel Stud Spray Foam (Closed Cell) | 2023$/sqft | Wood/Steel Stud |  | 0.21138 | 0.30407 | 0.62472 | R-value | ft2*degF*h/Btu | 5.5 | 6 | 42 | 42 | 0 | 0 | 0 | Square Feet | ft2 | 0 | 900 | 0 | 0 | 4.04e-06 | 0.031327 | -0.0030926 | 900 | Square Feet | ft2 | 1141.4495 | 1670.1484 | 3370.7065 | 1.1367 | 1.2849 | 0 | 0 | 1297.4623 | 1898.4235 | 3831.4131 | 1466.6965 | 2146.044 | 4331.1627 | 2040 | Intermediate | 999 | Prevailing local wages, Drive time, Local code requirements, Access, Presence/condition/type of existing insulation, Existing construction and materials, Moisture issues present, Presence of hazardous materials, Presence of hazardous materials, Extent of preparation, Accommodation for termite inspections | 3 | 274 | 0.3875 | 2023 | Assumes for the reference case that raw material prices will increase over the coming decades. Assumed for the advanced case that energy dependency will move away from oil and gas causing a higher supply of raw materials used to make insulation which will lower the material costs. Typical costs assume a wall area of 900 sq ft as an example based on average sqft of a house to be 2,025, though wall areas and insulation amounts vary greatly by building.
184 | 2023 | Residential | Envelope | Wood/Steel Stud | Spray Foam (Closed Cell) |  | Wood/Steel Stud Spray Foam (Closed Cell) | 2023$/sqft | Wood/Steel Stud |  | 0.20989 | 0.30192 | 0.62031 | R-value | ft2*degF*h/Btu | 5.5 | 6 | 42 | 42 | 0 | 0 | 0 | Square Feet | ft2 | 0 | 900 | 0 | 0 | 4.0115e-06 | 0.031106 | -0.0030708 | 900 | Square Feet | ft2 | 1133.3972 | 1658.3664 | 3346.928 | 1.1367 | 1.2849 | 0 | 0 | 1288.3094 | 1885.0312 | 3804.3846 | 1456.3497 | 2130.9048 | 4300.6087 | 2045 | Intermediate | 999 | Prevailing local wages, Drive time, Local code requirements, Access, Presence/condition/type of existing insulation, Existing construction and materials, Moisture issues present, Presence of hazardous materials, Presence of hazardous materials, Extent of preparation, Accommodation for termite inspections | 3 | 274 | 0.3875 | 2023 | Assumes for the reference case that raw material prices will increase over the coming decades. Assumed for the advanced case that energy dependency will move away from oil and gas causing a higher supply of raw materials used to make insulation which will lower the material costs. Typical costs assume a wall area of 900 sq ft as an example based on average sqft of a house to be 2,025, though wall areas and insulation amounts vary greatly by building.
184 | 2023 | Residential | Envelope | Wood/Steel Stud | Spray Foam (Closed Cell) |  | Wood/Steel Stud Spray Foam (Closed Cell) | 2023$/sqft | Wood/Steel Stud |  | 0.2084 | 0.29978 | 0.61591 | R-value | ft2*degF*h/Btu | 5.5 | 6 | 42 | 42 | 0 | 0 | 0 | Square Feet | ft2 | 0 | 900 | 0 | 0 | 3.983e-06 | 0.030885 | -0.003049 | 900 | Square Feet | ft2 | 1125.3449 | 1646.5844 | 3323.1495 | 1.1367 | 1.2849 | 0 | 0 | 1279.1565 | 1871.6388 | 3777.3561 | 1446.003 | 2115.7657 | 4270.0547 | 2050 | Intermediate | 999 | Prevailing local wages, Drive time, Local code requirements, Access, Presence/condition/type of existing insulation, Existing construction and materials, Moisture issues present, Presence of hazardous materials, Presence of hazardous materials, Extent of preparation, Accommodation for termite inspections | 3 | 274 | 0.3875 | 2023 | Assumes for the reference case that raw material prices will increase over the coming decades. Assumed for the advanced case that energy dependency will move away from oil and gas causing a higher supply of raw materials used to make insulation which will lower the material costs. Typical costs assume a wall area of 900 sq ft as an example based on average sqft of a house to be 2,025, though wall areas and insulation amounts vary greatly by building.
184 | 2023 | Residential | Envelope | Wood/Steel Stud | Spray Foam (Closed Cell) |  | Wood/Steel Stud Spray Foam (Closed Cell) | 2023$/sqft | Wood/Steel Stud |  | 0.20929 | 0.30106 | 0.61853 | R-value | ft2*degF*h/Btu | 5.5 | 6 | 42 | 42 | 0 | 0 | 0 | Square Feet | ft2 | 0 | 900 | 0 | 0 | 4e-06 | 0.031017 | -0.003062 | 900 | Square Feet | ft2 | 1130.148 | 1653.6123 | 3337.3332 | 1.1367 | 1.2849 | 0 | 0 | 1284.6161 | 1879.6273 | 3793.4784 | 1452.1747 | 2124.796 | 4288.2799 | 2023 | Advanced | 999 | Prevailing local wages, Drive time, Local code requirements, Access, Presence/condition/type of existing insulation, Existing construction and materials, Moisture issues present, Presence of hazardous materials, Presence of hazardous materials, Extent of preparation, Accommodation for termite inspections | 3 | 274 | 0.3875 | 2023 | Assumes for the reference case that raw material prices will increase over the coming decades. Assumed for the advanced case that energy dependency will move away from oil and gas causing a higher supply of raw materials used to make insulation which will lower the material costs. Typical costs assume a wall area of 900 sq ft as an example based on average sqft of a house to be 2,025, though wall areas and insulation amounts vary greatly by building.
184 | 2023 | Residential | Envelope | Wood/Steel Stud | Spray Foam (Closed Cell) |  | Wood/Steel Stud Spray Foam (Closed Cell) | 2023$/sqft | Wood/Steel Stud |  | 0.18836 | 0.27095 | 0.55668 | R-value | ft2*degF*h/Btu | 5.5 | 6 | 42 | 42 | 0 | 0 | 0 | Square Feet | ft2 | 0 | 900 | 0 | 0 | 3.6e-06 | 0.027915 | -0.0027558 | 900 | Square Feet | ft2 | 1017.1332 | 1488.2511 | 3003.5999 | 1.1367 | 1.2849 | 0 | 0 | 1156.1545 | 1691.6645 | 3414.1305 | 1306.9573 | 1912.3164 | 3859.4519 | 2030 | Advanced | 999 | Prevailing local wages, Drive time, Local code requirements, Access, Presence/condition/type of existing insulation, Existing construction and materials, Moisture issues present, Presence of hazardous materials, Presence of hazardous materials, Extent of preparation, Accommodation for termite inspections | 3 | 274 | 0.3875 | 2023 | Assumes for the reference case that raw material prices will increase over the coming decades. Assumed for the advanced case that energy dependency will move away from oil and gas causing a higher supply of raw materials used to make insulation which will lower the material costs. Typical costs assume a wall area of 900 sq ft as an example based on average sqft of a house to be 2,025, though wall areas and insulation amounts vary greatly by building.
184 | 2023 | Residential | Envelope | Wood/Steel Stud | Spray Foam (Closed Cell) |  | Wood/Steel Stud Spray Foam (Closed Cell) | 2023$/sqft | Wood/Steel Stud |  | 0.17894 | 0.2574 | 0.52885 | R-value | ft2*degF*h/Btu | 5.5 | 6 | 42 | 42 | 0 | 0 | 0 | Square Feet | ft2 | 0 | 900 | 0 | 0 | 3.42e-06 | 0.02652 | -0.002618 | 900 | Square Feet | ft2 | 966.2765 | 1413.8385 | 2853.4199 | 1.1367 | 1.2849 | 0 | 0 | 1098.3468 | 1607.0813 | 3243.424 | 1241.6094 | 1816.7006 | 3666.4793 | 2035 | Advanced | 999 | Prevailing local wages, Drive time, Local code requirements, Access, Presence/condition/type of existing insulation, Existing construction and materials, Moisture issues present, Presence of hazardous materials, Presence of hazardous materials, Extent of preparation, Accommodation for termite inspections | 3 | 274 | 0.3875 | 2023 | Assumes for the reference case that raw material prices will increase over the coming decades. Assumed for the advanced case that energy dependency will move away from oil and gas causing a higher supply of raw materials used to make insulation which will lower the material costs. Typical costs assume a wall area of 900 sq ft as an example based on average sqft of a house to be 2,025, though wall areas and insulation amounts vary greatly by building.
184 | 2023 | Residential | Envelope | Wood/Steel Stud | Spray Foam (Closed Cell) |  | Wood/Steel Stud Spray Foam (Closed Cell) | 2023$/sqft | Wood/Steel Stud |  | 0.16952 | 0.24385 | 0.50101 | R-value | ft2*degF*h/Btu | 5.5 | 6 | 42 | 42 | 0 | 0 | 0 | Square Feet | ft2 | 0 | 900 | 0 | 0 | 3.24e-06 | 0.025124 | -0.0024802 | 900 | Square Feet | ft2 | 915.4199 | 1339.426 | 2703.2399 | 1.1367 | 1.2849 | 0 | 0 | 1040.539 | 1522.4981 | 3072.7175 | 1176.2615 | 1721.0848 | 3473.5067 | 2040 | Advanced | 999 | Prevailing local wages, Drive time, Local code requirements, Access, Presence/condition/type of existing insulation, Existing construction and materials, Moisture issues present, Presence of hazardous materials, Presence of hazardous materials, Extent of preparation, Accommodation for termite inspections | 3 | 274 | 0.3875 | 2023 | Assumes for the reference case that raw material prices will increase over the coming decades. Assumed for the advanced case that energy dependency will move away from oil and gas causing a higher supply of raw materials used to make insulation which will lower the material costs. Typical costs assume a wall area of 900 sq ft as an example based on average sqft of a house to be 2,025, though wall areas and insulation amounts vary greatly by building.
184 | 2023 | Residential | Envelope | Wood/Steel Stud | Spray Foam (Closed Cell) |  | Wood/Steel Stud Spray Foam (Closed Cell) | 2023$/sqft | Wood/Steel Stud |  | 0.16105 | 0.23166 | 0.47596 | R-value | ft2*degF*h/Btu | 5.5 | 6 | 42 | 42 | 0 | 0 | 0 | Square Feet | ft2 | 0 | 900 | 0 | 0 | 3.078e-06 | 0.023868 | -0.0023562 | 900 | Square Feet | ft2 | 869.6489 | 1272.4547 | 2568.0779 | 1.1367 | 1.2849 | 0 | 0 | 988.5121 | 1446.3732 | 2919.0816 | 1117.4485 | 1635.0306 | 3299.8314 | 2045 | Advanced | 999 | Prevailing local wages, Drive time, Local code requirements, Access, Presence/condition/type of existing insulation, Existing construction and materials, Moisture issues present, Presence of hazardous materials, Presence of hazardous materials, Extent of preparation, Accommodation for termite inspections | 3 | 274 | 0.3875 | 2023 | Assumes for the reference case that raw material prices will increase over the coming decades. Assumed for the advanced case that energy dependency will move away from oil and gas causing a higher supply of raw materials used to make insulation which will lower the material costs. Typical costs assume a wall area of 900 sq ft as an example based on average sqft of a house to be 2,025, though wall areas and insulation amounts vary greatly by building.
184 | 2023 | Residential | Envelope | Wood/Steel Stud | Spray Foam (Closed Cell) |  | Wood/Steel Stud Spray Foam (Closed Cell) | 2023$/sqft | Wood/Steel Stud |  | 0.15257 | 0.21947 | 0.45091 | R-value | ft2*degF*h/Btu | 5.5 | 6 | 42 | 42 | 0 | 0 | 0 | Square Feet | ft2 | 0 | 900 | 0 | 0 | 2.916e-06 | 0.022611 | -0.0022322 | 900 | Square Feet | ft2 | 823.8779 | 1205.4834 | 2432.9159 | 1.1367 | 1.2849 | 0 | 0 | 936.4851 | 1370.2483 | 2765.4457 | 1058.6354 | 1548.9763 | 3126.156 | 2050 | Advanced | 999 | Prevailing local wages, Drive time, Local code requirements, Access, Presence/condition/type of existing insulation, Existing construction and materials, Moisture issues present, Presence of hazardous materials, Presence of hazardous materials, Extent of preparation, Accommodation for termite inspections | 3 | 274 | 0.3875 | 2023 | Assumes for the reference case that raw material prices will increase over the coming decades. Assumed for the advanced case that energy dependency will move away from oil and gas causing a higher supply of raw materials used to make insulation which will lower the material costs. Typical costs assume a wall area of 900 sq ft as an example based on average sqft of a house to be 2,025, though wall areas and insulation amounts vary greatly by building.
185 | 2023 | Residential | Envelope | Wood/Steel Stud | Spray Foam (Open Cell) |  | Wood/Steel Stud Spray Foam (Open Cell) | 2023$/sqft | Wood/Steel Stud |  | 0.14643 | 0.27345 | 0.42841 | R-value | ft2*degF*h/Btu | 3.7 | 6 | 25.8 | 25.8 | 0 | 0 | 0 | Square Feet | ft2 | 0 | 900 | 0 | 0 | 4e-06 | 0.031017 | -0.003062 | 900 | Square Feet | ft2 | 790.7094 | 1504.5453 | 2310.6582 | 1.1367 | 1.2853 | 0 | 0 | 898.7832 | 1710.1859 | 2626.4779 | 1016.3335 | 1933.8581 | 2969.9904 | 2023 | Reference | 999 | Prevailing local wages, Drive time, Local code requirements, Access, Presence/condition/type of existing insulation, Existing construction and materials, Moisture issues present, Presence of hazardous materials, Presence of hazardous materials, Extent of preparation, Accommodation for termite inspections | 3 | 80 | 0.4672 | 2023 | Assumes for the reference case that raw material prices will increase over the coming decades. Assumed for the advanced case that energy dependency will move away from oil and gas causing a higher supply of raw materials used to make insulation which will lower the material costs. Typical costs assume a wall area of 900 sq ft as an example based on average sqft of a house to be 2,025, though wall areas and insulation amounts vary greatly by building.
185 | 2023 | Residential | Envelope | Wood/Steel Stud | Spray Foam (Open Cell) |  | Wood/Steel Stud Spray Foam (Open Cell) | 2023$/sqft | Wood/Steel Stud |  | 0.16107 | 0.3008 | 0.47125 | R-value | ft2*degF*h/Btu | 3.7 | 6 | 25.8 | 25.8 | 0 | 0 | 0 | Square Feet | ft2 | 0 | 900 | 0 | 0 | 4.4e-06 | 0.034119 | -0.0033682 | 900 | Square Feet | ft2 | 869.7803 | 1654.9998 | 2541.724 | 1.1367 | 1.2853 | 0 | 0 | 988.6615 | 1881.2044 | 2889.1257 | 1117.9668 | 2127.2439 | 3266.9894 | 2030 | Reference | 999 | Prevailing local wages, Drive time, Local code requirements, Access, Presence/condition/type of existing insulation, Existing construction and materials, Moisture issues present, Presence of hazardous materials, Presence of hazardous materials, Extent of preparation, Accommodation for termite inspections | 3 | 80 | 0.4672 | 2023 | Assumes for the reference case that raw material prices will increase over the coming decades. Assumed for the advanced case that energy dependency will move away from oil and gas causing a higher supply of raw materials used to make insulation which will lower the material costs. Typical costs assume a wall area of 900 sq ft as an example based on average sqft of a house to be 2,025, though wall areas and insulation amounts vary greatly by building.
185 | 2023 | Residential | Envelope | Wood/Steel Stud | Spray Foam (Open Cell) |  | Wood/Steel Stud Spray Foam (Open Cell) | 2023$/sqft | Wood/Steel Stud |  | 0.16912 | 0.31583 | 0.49481 | R-value | ft2*degF*h/Btu | 3.7 | 6 | 25.8 | 25.8 | 0 | 0 | 0 | Square Feet | ft2 | 0 | 900 | 0 | 0 | 4.62e-06 | 0.035825 | -0.0035366 | 900 | Square Feet | ft2 | 913.2694 | 1737.7498 | 2668.8102 | 1.1367 | 1.2853 | 0 | 0 | 1038.0946 | 1975.2647 | 3033.582 | 1173.8652 | 2233.6061 | 3430.3389 | 2035 | Reference | 999 | Prevailing local wages, Drive time, Local code requirements, Access, Presence/condition/type of existing insulation, Existing construction and materials, Moisture issues present, Presence of hazardous materials, Presence of hazardous materials, Extent of preparation, Accommodation for termite inspections | 3 | 80 | 0.4672 | 2023 | Assumes for the reference case that raw material prices will increase over the coming decades. Assumed for the advanced case that energy dependency will move away from oil and gas causing a higher supply of raw materials used to make insulation which will lower the material costs. Typical costs assume a wall area of 900 sq ft as an example based on average sqft of a house to be 2,025, though wall areas and insulation amounts vary greatly by building.
185 | 2023 | Residential | Envelope | Wood/Steel Stud | Spray Foam (Open Cell) |  | Wood/Steel Stud Spray Foam (Open Cell) | 2023$/sqft | Wood/Steel Stud |  | 0.17718 | 0.33087 | 0.51838 | R-value | ft2*degF*h/Btu | 3.7 | 6 | 25.8 | 25.8 | 0 | 0 | 0 | Square Feet | ft2 | 0 | 900 | 0 | 0 | 4.84e-06 | 0.037531 | -0.003705 | 900 | Square Feet | ft2 | 956.7584 | 1820.4998 | 2795.8964 | 1.1367 | 1.2853 | 0 | 0 | 1087.5277 | 2069.3249 | 3178.0382 | 1229.7635 | 2339.9683 | 3593.6884 | 2040 | Reference | 999 | Prevailing local wages, Drive time, Local code requirements, Access, Presence/condition/type of existing insulation, Existing construction and materials, Moisture issues present, Presence of hazardous materials, Presence of hazardous materials, Extent of preparation, Accommodation for termite inspections | 3 | 80 | 0.4672 | 2023 | Assumes for the reference case that raw material prices will increase over the coming decades. Assumed for the advanced case that energy dependency will move away from oil and gas causing a higher supply of raw materials used to make insulation which will lower the material costs. Typical costs assume a wall area of 900 sq ft as an example based on average sqft of a house to be 2,025, though wall areas and insulation amounts vary greatly by building.
185 | 2023 | Residential | Envelope | Wood/Steel Stud | Spray Foam (Open Cell) |  | Wood/Steel Stud Spray Foam (Open Cell) | 2023$/sqft | Wood/Steel Stud |  | 0.18102 | 0.33805 | 0.52962 | R-value | ft2*degF*h/Btu | 3.7 | 6 | 25.8 | 25.8 | 0 | 0 | 0 | Square Feet | ft2 | 0 | 900 | 0 | 0 | 4.945e-06 | 0.038345 | -0.0037854 | 900 | Square Feet | ft2 | 977.5145 | 1859.9941 | 2856.5512 | 1.1367 | 1.2853 | 0 | 0 | 1111.1207 | 2114.2173 | 3246.9833 | 1256.4423 | 2390.7321 | 3671.6506 | 2045 | Reference | 999 | Prevailing local wages, Drive time, Local code requirements, Access, Presence/condition/type of existing insulation, Existing construction and materials, Moisture issues present, Presence of hazardous materials, Presence of hazardous materials, Extent of preparation, Accommodation for termite inspections | 3 | 80 | 0.4672 | 2023 | Assumes for the reference case that raw material prices will increase over the coming decades. Assumed for the advanced case that energy dependency will move away from oil and gas causing a higher supply of raw materials used to make insulation which will lower the material costs. Typical costs assume a wall area of 900 sq ft as an example based on average sqft of a house to be 2,025, though wall areas and insulation amounts vary greatly by building.
185 | 2023 | Residential | Envelope | Wood/Steel Stud | Spray Foam (Open Cell) |  | Wood/Steel Stud Spray Foam (Open Cell) | 2023$/sqft | Wood/Steel Stud |  | 0.18486 | 0.34523 | 0.54087 | R-value | ft2*degF*h/Btu | 3.7 | 6 | 25.8 | 25.8 | 0 | 0 | 0 | Square Feet | ft2 | 0 | 900 | 0 | 0 | 5.05e-06 | 0.039159 | -0.0038658 | 900 | Square Feet | ft2 | 998.2706 | 1899.4884 | 2917.206 | 1.1367 | 1.2853 | 0 | 0 | 1134.7138 | 2159.1096 | 3315.9283 | 1283.121 | 2441.4958 | 3749.6129 | 2050 | Reference | 999 | Prevailing local wages, Drive time, Local code requirements, Access, Presence/condition/type of existing insulation, Existing construction and materials, Moisture issues present, Presence of hazardous materials, Presence of hazardous materials, Extent of preparation, Accommodation for termite inspections | 3 | 80 | 0.4672 | 2023 | Assumes for the reference case that raw material prices will increase over the coming decades. Assumed for the advanced case that energy dependency will move away from oil and gas causing a higher supply of raw materials used to make insulation which will lower the material costs. Typical costs assume a wall area of 900 sq ft as an example based on average sqft of a house to be 2,025, though wall areas and insulation amounts vary greatly by building.
185 | 2023 | Residential | Envelope | Wood/Steel Stud | Spray Foam (Open Cell) |  | Wood/Steel Stud Spray Foam (Open Cell) | 2023$/sqft | Wood/Steel Stud |  | 0.14643 | 0.27345 | 0.42841 | R-value | ft2*degF*h/Btu | 3.7 | 6 | 25.8 | 25.8 | 0 | 0 | 0 | Square Feet | ft2 | 0 | 900 | 0 | 0 | 4e-06 | 0.031017 | -0.003062 | 900 | Square Feet | ft2 | 790.7094 | 1504.5453 | 2310.6582 | 1.1367 | 1.2853 | 0 | 0 | 898.7832 | 1710.1859 | 2626.4779 | 1016.3335 | 1933.8581 | 2969.9904 | 2023 | Intermediate | 999 | Prevailing local wages, Drive time, Local code requirements, Access, Presence/condition/type of existing insulation, Existing construction and materials, Moisture issues present, Presence of hazardous materials, Presence of hazardous materials, Extent of preparation, Accommodation for termite inspections | 3 | 80 | 0.4672 | 2023 | Assumes for the reference case that raw material prices will increase over the coming decades. Assumed for the advanced case that energy dependency will move away from oil and gas causing a higher supply of raw materials used to make insulation which will lower the material costs. Typical costs assume a wall area of 900 sq ft as an example based on average sqft of a house to be 2,025, though wall areas and insulation amounts vary greatly by building.
185 | 2023 | Residential | Envelope | Wood/Steel Stud | Spray Foam (Open Cell) |  | Wood/Steel Stud Spray Foam (Open Cell) | 2023$/sqft | Wood/Steel Stud |  | 0.14643 | 0.27345 | 0.42841 | R-value | ft2*degF*h/Btu | 3.7 | 6 | 25.8 | 25.8 | 0 | 0 | 0 | Square Feet | ft2 | 0 | 900 | 0 | 0 | 4e-06 | 0.031017 | -0.003062 | 900 | Square Feet | ft2 | 790.7094 | 1504.5453 | 2310.6582 | 1.1367 | 1.2853 | 0 | 0 | 898.7832 | 1710.1859 | 2626.4779 | 1016.3335 | 1933.8581 | 2969.9904 | 2030 | Intermediate | 999 | Prevailing local wages, Drive time, Local code requirements, Access, Presence/condition/type of existing insulation, Existing construction and materials, Moisture issues present, Presence of hazardous materials, Presence of hazardous materials, Extent of preparation, Accommodation for termite inspections | 3 | 80 | 0.4672 | 2023 | Assumes for the reference case that raw material prices will increase over the coming decades. Assumed for the advanced case that energy dependency will move away from oil and gas causing a higher supply of raw materials used to make insulation which will lower the material costs. Typical costs assume a wall area of 900 sq ft as an example based on average sqft of a house to be 2,025, though wall areas and insulation amounts vary greatly by building.
185 | 2023 | Residential | Envelope | Wood/Steel Stud | Spray Foam (Open Cell) |  | Wood/Steel Stud Spray Foam (Open Cell) | 2023$/sqft | Wood/Steel Stud |  | 0.14716 | 0.27482 | 0.43055 | R-value | ft2*degF*h/Btu | 3.7 | 6 | 25.8 | 25.8 | 0 | 0 | 0 | Square Feet | ft2 | 0 | 900 | 0 | 0 | 4.02e-06 | 0.031172 | -0.0030773 | 900 | Square Feet | ft2 | 794.6629 | 1512.068 | 2322.2115 | 1.1367 | 1.2853 | 0 | 0 | 903.2771 | 1718.7368 | 2639.6103 | 1021.4152 | 1943.5274 | 2984.8403 | 2035 | Intermediate | 999 | Prevailing local wages, Drive time, Local code requirements, Access, Presence/condition/type of existing insulation, Existing construction and materials, Moisture issues present, Presence of hazardous materials, Presence of hazardous materials, Extent of preparation, Accommodation for termite inspections | 3 | 80 | 0.4672 | 2023 | Assumes for the reference case that raw material prices will increase over the coming decades. Assumed for the advanced case that energy dependency will move away from oil and gas causing a higher supply of raw materials used to make insulation which will lower the material costs. Typical costs assume a wall area of 900 sq ft as an example based on average sqft of a house to be 2,025, though wall areas and insulation amounts vary greatly by building.
185 | 2023 | Residential | Envelope | Wood/Steel Stud | Spray Foam (Open Cell) |  | Wood/Steel Stud Spray Foam (Open Cell) | 2023$/sqft | Wood/Steel Stud |  | 0.14789 | 0.27618 | 0.43269 | R-value | ft2*degF*h/Btu | 3.7 | 6 | 25.8 | 25.8 | 0 | 0 | 0 | Square Feet | ft2 | 0 | 900 | 0 | 0 | 4.04e-06 | 0.031327 | -0.0030926 | 900 | Square Feet | ft2 | 798.6165 | 1519.5908 | 2333.7648 | 1.1367 | 1.2853 | 0 | 0 | 907.771 | 1727.2877 | 2652.7427 | 1026.4968 | 1953.1967 | 2999.6903 | 2040 | Intermediate | 999 | Prevailing local wages, Drive time, Local code requirements, Access, Presence/condition/type of existing insulation, Existing construction and materials, Moisture issues present, Presence of hazardous materials, Presence of hazardous materials, Extent of preparation, Accommodation for termite inspections | 3 | 80 | 0.4672 | 2023 | Assumes for the reference case that raw material prices will increase over the coming decades. Assumed for the advanced case that energy dependency will move away from oil and gas causing a higher supply of raw materials used to make insulation which will lower the material costs. Typical costs assume a wall area of 900 sq ft as an example based on average sqft of a house to be 2,025, though wall areas and insulation amounts vary greatly by building.
185 | 2023 | Residential | Envelope | Wood/Steel Stud | Spray Foam (Open Cell) |  | Wood/Steel Stud Spray Foam (Open Cell) | 2023$/sqft | Wood/Steel Stud |  | 0.14685 | 0.27424 | 0.42964 | R-value | ft2*degF*h/Btu | 3.7 | 6 | 25.8 | 25.8 | 0 | 0 | 0 | Square Feet | ft2 | 0 | 900 | 0 | 0 | 4.0115e-06 | 0.031106 | -0.0030708 | 900 | Square Feet | ft2 | 792.9827 | 1508.8709 | 2317.3013 | 1.1367 | 1.2853 | 0 | 0 | 901.3672 | 1715.1026 | 2634.029 | 1019.2554 | 1939.4179 | 2978.5291 | 2045 | Intermediate | 999 | Prevailing local wages, Drive time, Local code requirements, Access, Presence/condition/type of existing insulation, Existing construction and materials, Moisture issues present, Presence of hazardous materials, Presence of hazardous materials, Extent of preparation, Accommodation for termite inspections | 3 | 80 | 0.4672 | 2023 | Assumes for the reference case that raw material prices will increase over the coming decades. Assumed for the advanced case that energy dependency will move away from oil and gas causing a higher supply of raw materials used to make insulation which will lower the material costs. Typical costs assume a wall area of 900 sq ft as an example based on average sqft of a house to be 2,025, though wall areas and insulation amounts vary greatly by building.
185 | 2023 | Residential | Envelope | Wood/Steel Stud | Spray Foam (Open Cell) |  | Wood/Steel Stud Spray Foam (Open Cell) | 2023$/sqft | Wood/Steel Stud |  | 0.1458 | 0.27229 | 0.42659 | R-value | ft2*degF*h/Btu | 3.7 | 6 | 25.8 | 25.8 | 0 | 0 | 0 | Square Feet | ft2 | 0 | 900 | 0 | 0 | 3.983e-06 | 0.030885 | -0.003049 | 900 | Square Feet | ft2 | 787.3489 | 1498.151 | 2300.8379 | 1.1367 | 1.2853 | 0 | 0 | 894.9634 | 1702.9176 | 2615.3154 | 1012.0141 | 1925.6392 | 2957.3679 | 2050 | Intermediate | 999 | Prevailing local wages, Drive time, Local code requirements, Access, Presence/condition/type of existing insulation, Existing construction and materials, Moisture issues present, Presence of hazardous materials, Presence of hazardous materials, Extent of preparation, Accommodation for termite inspections | 3 | 80 | 0.4672 | 2023 | Assumes for the reference case that raw material prices will increase over the coming decades. Assumed for the advanced case that energy dependency will move away from oil and gas causing a higher supply of raw materials used to make insulation which will lower the material costs. Typical costs assume a wall area of 900 sq ft as an example based on average sqft of a house to be 2,025, though wall areas and insulation amounts vary greatly by building.
185 | 2023 | Residential | Envelope | Wood/Steel Stud | Spray Foam (Open Cell) |  | Wood/Steel Stud Spray Foam (Open Cell) | 2023$/sqft | Wood/Steel Stud |  | 0.14643 | 0.27345 | 0.42841 | R-value | ft2*degF*h/Btu | 3.7 | 6 | 25.8 | 25.8 | 0 | 0 | 0 | Square Feet | ft2 | 0 | 900 | 0 | 0 | 4e-06 | 0.031017 | -0.003062 | 900 | Square Feet | ft2 | 790.7094 | 1504.5453 | 2310.6582 | 1.1367 | 1.2853 | 0 | 0 | 898.7832 | 1710.1859 | 2626.4779 | 1016.3335 | 1933.8581 | 2969.9904 | 2023 | Advanced | 999 | Prevailing local wages, Drive time, Local code requirements, Access, Presence/condition/type of existing insulation, Existing construction and materials, Moisture issues present, Presence of hazardous materials, Presence of hazardous materials, Extent of preparation, Accommodation for termite inspections | 3 | 80 | 0.4672 | 2023 | Assumes for the reference case that raw material prices will increase over the coming decades. Assumed for the advanced case that energy dependency will move away from oil and gas causing a higher supply of raw materials used to make insulation which will lower the material costs. Typical costs assume a wall area of 900 sq ft as an example based on average sqft of a house to be 2,025, though wall areas and insulation amounts vary greatly by building.
185 | 2023 | Residential | Envelope | Wood/Steel Stud | Spray Foam (Open Cell) |  | Wood/Steel Stud Spray Foam (Open Cell) | 2023$/sqft | Wood/Steel Stud |  | 0.13178 | 0.24611 | 0.38557 | R-value | ft2*degF*h/Btu | 3.7 | 6 | 25.8 | 25.8 | 0 | 0 | 0 | Square Feet | ft2 | 0 | 900 | 0 | 0 | 3.6e-06 | 0.027915 | -0.0027558 | 900 | Square Feet | ft2 | 711.6385 | 1354.0908 | 2079.5924 | 1.1367 | 1.2853 | 0 | 0 | 808.9049 | 1539.1673 | 2363.8301 | 914.7001 | 1740.4723 | 2672.9913 | 2030 | Advanced | 999 | Prevailing local wages, Drive time, Local code requirements, Access, Presence/condition/type of existing insulation, Existing construction and materials, Moisture issues present, Presence of hazardous materials, Presence of hazardous materials, Extent of preparation, Accommodation for termite inspections | 3 | 80 | 0.4672 | 2023 | Assumes for the reference case that raw material prices will increase over the coming decades. Assumed for the advanced case that energy dependency will move away from oil and gas causing a higher supply of raw materials used to make insulation which will lower the material costs. Typical costs assume a wall area of 900 sq ft as an example based on average sqft of a house to be 2,025, though wall areas and insulation amounts vary greatly by building.
185 | 2023 | Residential | Envelope | Wood/Steel Stud | Spray Foam (Open Cell) |  | Wood/Steel Stud Spray Foam (Open Cell) | 2023$/sqft | Wood/Steel Stud |  | 0.1252 | 0.2338 | 0.36629 | R-value | ft2*degF*h/Btu | 3.7 | 6 | 25.8 | 25.8 | 0 | 0 | 0 | Square Feet | ft2 | 0 | 900 | 0 | 0 | 3.42e-06 | 0.02652 | -0.002618 | 900 | Square Feet | ft2 | 676.0565 | 1286.3862 | 1975.6128 | 1.1367 | 1.2853 | 0 | 0 | 768.4596 | 1462.2089 | 2245.6386 | 868.9651 | 1653.4487 | 2539.3418 | 2035 | Advanced | 999 | Prevailing local wages, Drive time, Local code requirements, Access, Presence/condition/type of existing insulation, Existing construction and materials, Moisture issues present, Presence of hazardous materials, Presence of hazardous materials, Extent of preparation, Accommodation for termite inspections | 3 | 80 | 0.4672 | 2023 | Assumes for the reference case that raw material prices will increase over the coming decades. Assumed for the advanced case that energy dependency will move away from oil and gas causing a higher supply of raw materials used to make insulation which will lower the material costs. Typical costs assume a wall area of 900 sq ft as an example based on average sqft of a house to be 2,025, though wall areas and insulation amounts vary greatly by building.
185 | 2023 | Residential | Envelope | Wood/Steel Stud | Spray Foam (Open Cell) |  | Wood/Steel Stud Spray Foam (Open Cell) | 2023$/sqft | Wood/Steel Stud |  | 0.11861 | 0.22149 | 0.34701 | R-value | ft2*degF*h/Btu | 3.7 | 6 | 25.8 | 25.8 | 0 | 0 | 0 | Square Feet | ft2 | 0 | 900 | 0 | 0 | 3.24e-06 | 0.025124 | -0.0024802 | 900 | Square Feet | ft2 | 640.4746 | 1218.6817 | 1871.6331 | 1.1367 | 1.2853 | 0 | 0 | 728.0144 | 1385.2505 | 2127.4471 | 823.2301 | 1566.4251 | 2405.6922 | 2040 | Advanced | 999 | Prevailing local wages, Drive time, Local code requirements, Access, Presence/condition/type of existing insulation, Existing construction and materials, Moisture issues present, Presence of hazardous materials, Presence of hazardous materials, Extent of preparation, Accommodation for termite inspections | 3 | 80 | 0.4672 | 2023 | Assumes for the reference case that raw material prices will increase over the coming decades. Assumed for the advanced case that energy dependency will move away from oil and gas causing a higher supply of raw materials used to make insulation which will lower the material costs. Typical costs assume a wall area of 900 sq ft as an example based on average sqft of a house to be 2,025, though wall areas and insulation amounts vary greatly by building.
185 | 2023 | Residential | Envelope | Wood/Steel Stud | Spray Foam (Open Cell) |  | Wood/Steel Stud Spray Foam (Open Cell) | 2023$/sqft | Wood/Steel Stud |  | 0.11268 | 0.21042 | 0.32966 | R-value | ft2*degF*h/Btu | 3.7 | 6 | 25.8 | 25.8 | 0 | 0 | 0 | Square Feet | ft2 | 0 | 900 | 0 | 0 | 3.078e-06 | 0.023868 | -0.0023562 | 900 | Square Feet | ft2 | 608.4509 | 1157.7476 | 1778.0515 | 1.1367 | 1.2853 | 0 | 0 | 691.6137 | 1315.988 | 2021.0747 | 782.0686 | 1488.1038 | 2285.4076 | 2045 | Advanced | 999 | Prevailing local wages, Drive time, Local code requirements, Access, Presence/condition/type of existing insulation, Existing construction and materials, Moisture issues present, Presence of hazardous materials, Presence of hazardous materials, Extent of preparation, Accommodation for termite inspections | 3 | 80 | 0.4672 | 2023 | Assumes for the reference case that raw material prices will increase over the coming decades. Assumed for the advanced case that energy dependency will move away from oil and gas causing a higher supply of raw materials used to make insulation which will lower the material costs. Typical costs assume a wall area of 900 sq ft as an example based on average sqft of a house to be 2,025, though wall areas and insulation amounts vary greatly by building.
185 | 2023 | Residential | Envelope | Wood/Steel Stud | Spray Foam (Open Cell) |  | Wood/Steel Stud Spray Foam (Open Cell) | 2023$/sqft | Wood/Steel Stud |  | 0.10675 | 0.19935 | 0.31231 | R-value | ft2*degF*h/Btu | 3.7 | 6 | 25.8 | 25.8 | 0 | 0 | 0 | Square Feet | ft2 | 0 | 900 | 0 | 0 | 2.916e-06 | 0.022611 | -0.0022322 | 900 | Square Feet | ft2 | 576.4272 | 1096.8135 | 1684.4698 | 1.1367 | 1.2853 | 0 | 0 | 655.2129 | 1246.7255 | 1914.7024 | 740.9071 | 1409.7826 | 2165.123 | 2050 | Advanced | 999 | Prevailing local wages, Drive time, Local code requirements, Access, Presence/condition/type of existing insulation, Existing construction and materials, Moisture issues present, Presence of hazardous materials, Presence of hazardous materials, Extent of preparation, Accommodation for termite inspections | 3 | 80 | 0.4672 | 2023 | Assumes for the reference case that raw material prices will increase over the coming decades. Assumed for the advanced case that energy dependency will move away from oil and gas causing a higher supply of raw materials used to make insulation which will lower the material costs. Typical costs assume a wall area of 900 sq ft as an example based on average sqft of a house to be 2,025, though wall areas and insulation amounts vary greatly by building.
Note on AO38: [Threaded comment] Your version of Excel allows you to read this threaded comment; however, any edits to it will get removed if the file is opened in a newer version of Excel. Learn more: https://go.microsoft.com/fwlink/?linkid=870924 Comment: These are the deltas between new const and retrofit for HVAC measures from Guidehouse. Using these instead of two different installation multipliers. Alternatively could use 1.48 or 1.49 instead of 1.50 for new construction multipliers. Reply: Corrected to remove 1384 circuit cost from both new and existing.
Note on AP38: [Threaded comment] Your version of Excel allows you to read this threaded comment; however, any edits to it will get removed if the file is opened in a newer version of Excel. Learn more: https://go.microsoft.com/fwlink/?linkid=870924 Comment: Average cost for ASHP projects involving fuel substitution, per LBNL database.
Note on AO39: [Threaded comment] Your version of Excel allows you to read this threaded comment; however, any edits to it will get removed if the file is opened in a newer version of Excel. Learn more: https://go.microsoft.com/fwlink/?linkid=870924 Comment: These are the deltas between new const and retrofit for HVAC measures from Guidehouse. Using these instead of two different installation multipliers. Alternatively could use 1.48 or 1.49 instead of 1.50 for new construction multipliers. Reply: Corrected to remove 1384 circuit cost from both new and existing.
Note on AP39: [Threaded comment] Your version of Excel allows you to read this threaded comment; however, any edits to it will get removed if the file is opened in a newer version of Excel. Learn more: https://go.microsoft.com/fwlink/?linkid=870924 Comment: Average cost for ASHP projects involving fuel substitution, per LBNL database.
Note on AO40: [Threaded comment] Your version of Excel allows you to read this threaded comment; however, any edits to it will get removed if the file is opened in a newer version of Excel. Learn more: https://go.microsoft.com/fwlink/?linkid=870924 Comment: These are the deltas between new const and retrofit for HVAC measures from Guidehouse. Using these instead of two different installation multipliers. Alternatively could use 1.48 or 1.49 instead of 1.50 for new construction multipliers. Reply: Corrected to remove 1384 circuit cost from both new and existing.
Note on AP40: [Threaded comment] Your version of Excel allows you to read this threaded comment; however, any edits to it will get removed if the file is opened in a newer version of Excel. Learn more: https://go.microsoft.com/fwlink/?linkid=870924 Comment: Average cost for ASHP projects involving fuel substitution, per LBNL database.
Note on AO41: [Threaded comment] Your version of Excel allows you to read this threaded comment; however, any edits to it will get removed if the file is opened in a newer version of Excel. Learn more: https://go.microsoft.com/fwlink/?linkid=870924 Comment: These are the deltas between new const and retrofit for HVAC measures from Guidehouse. Using these instead of two different installation multipliers. Alternatively could use 1.48 or 1.49 instead of 1.50 for new construction multipliers. Reply: Corrected to remove 1384 circuit cost from both new and existing.
Note on AP41: [Threaded comment] Your version of Excel allows you to read this threaded comment; however, any edits to it will get removed if the file is opened in a newer version of Excel. Learn more: https://go.microsoft.com/fwlink/?linkid=870924 Comment: Average cost for ASHP projects involving fuel substitution, per LBNL database.
Note on AO42: [Threaded comment] Your version of Excel allows you to read this threaded comment; however, any edits to it will get removed if the file is opened in a newer version of Excel. Learn more: https://go.microsoft.com/fwlink/?linkid=870924 Comment: These are the deltas between new const and retrofit for HVAC measures from Guidehouse. Using these instead of two different installation multipliers. Alternatively could use 1.48 or 1.49 instead of 1.50 for new construction multipliers. Reply: Corrected to remove 1384 circuit cost from both new and existing.
Note on AP42: [Threaded comment] Your version of Excel allows you to read this threaded comment; however, any edits to it will get removed if the file is opened in a newer version of Excel. Learn more: https://go.microsoft.com/fwlink/?linkid=870924 Comment: Average cost for ASHP projects involving fuel substitution, per LBNL database.
Note on AO43: [Threaded comment] Your version of Excel allows you to read this threaded comment; however, any edits to it will get removed if the file is opened in a newer version of Excel. Learn more: https://go.microsoft.com/fwlink/?linkid=870924 Comment: These are the deltas between new const and retrofit for HVAC measures from Guidehouse. Using these instead of two different installation multipliers. Alternatively could use 1.48 or 1.49 instead of 1.50 for new construction multipliers. Reply: Corrected to remove 1384 circuit cost from both new and existing.
Note on AP43: [Threaded comment] Your version of Excel allows you to read this threaded comment; however, any edits to it will get removed if the file is opened in a newer version of Excel. Learn more: https://go.microsoft.com/fwlink/?linkid=870924 Comment: Average cost for ASHP projects involving fuel substitution, per LBNL database.
Note on AO44: [Threaded comment] Your version of Excel allows you to read this threaded comment; however, any edits to it will get removed if the file is opened in a newer version of Excel. Learn more: https://go.microsoft.com/fwlink/?linkid=870924 Comment: These are the deltas between new const and retrofit for HVAC measures from Guidehouse. Using these instead of two different installation multipliers. Alternatively could use 1.48 or 1.49 instead of 1.50 for new construction multipliers. Reply: Corrected to remove 1384 circuit cost from both new and existing.
Note on AP44: [Threaded comment] Your version of Excel allows you to read this threaded comment; however, any edits to it will get removed if the file is opened in a newer version of Excel. Learn more: https://go.microsoft.com/fwlink/?linkid=870924 Comment: Average cost for ASHP projects involving fuel substitution, per LBNL database.
Note on AO45: [Threaded comment] Your version of Excel allows you to read this threaded comment; however, any edits to it will get removed if the file is opened in a newer version of Excel. Learn more: https://go.microsoft.com/fwlink/?linkid=870924 Comment: These are the deltas between new const and retrofit for HVAC measures from Guidehouse. Using these instead of two different installation multipliers. Alternatively could use 1.48 or 1.49 instead of 1.50 for new construction multipliers. Reply: Corrected to remove 1384 circuit cost from both new and existing.
Note on AP45: [Threaded comment] Your version of Excel allows you to read this threaded comment; however, any edits to it will get removed if the file is opened in a newer version of Excel. Learn more: https://go.microsoft.com/fwlink/?linkid=870924 Comment: Average cost for ASHP projects involving fuel substitution, per LBNL database.
Note on AO46: [Threaded comment] Your version of Excel allows you to read this threaded comment; however, any edits to it will get removed if the file is opened in a newer version of Excel. Learn more: https://go.microsoft.com/fwlink/?linkid=870924 Comment: These are the deltas between new const and retrofit for HVAC measures from Guidehouse. Using these instead of two different installation multipliers. Alternatively could use 1.48 or 1.49 instead of 1.50 for new construction multipliers. Reply: Corrected to remove 1384 circuit cost from both new and existing.
Note on AP46: [Threaded comment] Your version of Excel allows you to read this threaded comment; however, any edits to it will get removed if the file is opened in a newer version of Excel. Learn more: https://go.microsoft.com/fwlink/?linkid=870924 Comment: Average cost for ASHP projects involving fuel substitution, per LBNL database.
Note on AO47: [Threaded comment] Your version of Excel allows you to read this threaded comment; however, any edits to it will get removed if the file is opened in a newer version of Excel. Learn more: https://go.microsoft.com/fwlink/?linkid=870924 Comment: These are the deltas between new const and retrofit for HVAC measures from Guidehouse. Using these instead of two different installation multipliers. Alternatively could use 1.48 or 1.49 instead of 1.50 for new construction multipliers. Reply: Corrected to remove 1384 circuit cost from both new and existing.
Note on AP47: [Threaded comment] Your version of Excel allows you to read this threaded comment; however, any edits to it will get removed if the file is opened in a newer version of Excel. Learn more: https://go.microsoft.com/fwlink/?linkid=870924 Comment: Average cost for ASHP projects involving fuel substitution, per LBNL database.
Note on AO48: [Threaded comment] Your version of Excel allows you to read this threaded comment; however, any edits to it will get removed if the file is opened in a newer version of Excel. Learn more: https://go.microsoft.com/fwlink/?linkid=870924 Comment: These are the deltas between new const and retrofit for HVAC measures from Guidehouse. Using these instead of two different installation multipliers. Alternatively could use 1.48 or 1.49 instead of 1.50 for new construction multipliers. Reply: Corrected to remove 1384 circuit cost from both new and existing.
Note on AP48: [Threaded comment] Your version of Excel allows you to read this threaded comment; however, any edits to it will get removed if the file is opened in a newer version of Excel. Learn more: https://go.microsoft.com/fwlink/?linkid=870924 Comment: Average cost for ASHP projects involving fuel substitution, per LBNL database.
Note on AO49: [Threaded comment] Your version of Excel allows you to read this threaded comment; however, any edits to it will get removed if the file is opened in a newer version of Excel. Learn more: https://go.microsoft.com/fwlink/?linkid=870924 Comment: These are the deltas between new const and retrofit for HVAC measures from Guidehouse. Using these instead of two different installation multipliers. Alternatively could use 1.48 or 1.49 instead of 1.50 for new construction multipliers. Reply: Corrected to remove 1384 circuit cost from both new and existing.
Note on AP49: [Threaded comment] Your version of Excel allows you to read this threaded comment; however, any edits to it will get removed if the file is opened in a newer version of Excel. Learn more: https://go.microsoft.com/fwlink/?linkid=870924 Comment: Average cost for ASHP projects involving fuel substitution, per LBNL database.
Note on AO50: [Threaded comment] Your version of Excel allows you to read this threaded comment; however, any edits to it will get removed if the file is opened in a newer version of Excel. Learn more: https://go.microsoft.com/fwlink/?linkid=870924 Comment: These are the deltas between new const and retrofit for HVAC measures from Guidehouse. Using these instead of two different installation multipliers. Alternatively could use 1.48 or 1.49 instead of 1.50 for new construction multipliers. Reply: Corrected to remove 1384 circuit cost from both new and existing.
Note on AP50: [Threaded comment] Your version of Excel allows you to read this threaded comment; however, any edits to it will get removed if the file is opened in a newer version of Excel. Learn more: https://go.microsoft.com/fwlink/?linkid=870924 Comment: Average cost for ASHP projects involving fuel substitution, per LBNL database.
Note on AO51: [Threaded comment] Your version of Excel allows you to read this threaded comment; however, any edits to it will get removed if the file is opened in a newer version of Excel. Learn more: https://go.microsoft.com/fwlink/?linkid=870924 Comment: These are the deltas between new const and retrofit for HVAC measures from Guidehouse. Using these instead of two different installation multipliers. Alternatively could use 1.48 or 1.49 instead of 1.50 for new construction multipliers. Reply: Corrected to remove 1384 circuit cost from both new and existing.
Note on AP51: [Threaded comment] Your version of Excel allows you to read this threaded comment; however, any edits to it will get removed if the file is opened in a newer version of Excel. Learn more: https://go.microsoft.com/fwlink/?linkid=870924 Comment: Average cost for ASHP projects involving fuel substitution, per LBNL database.
Note on AO52: [Threaded comment] Your version of Excel allows you to read this threaded comment; however, any edits to it will get removed if the file is opened in a newer version of Excel. Learn more: https://go.microsoft.com/fwlink/?linkid=870924 Comment: These are the deltas between new const and retrofit for HVAC measures from Guidehouse. Using these instead of two different installation multipliers. Alternatively could use 1.48 or 1.49 instead of 1.50 for new construction multipliers. Reply: Corrected to remove 1384 circuit cost from both new and existing.
Note on AP52: [Threaded comment] Your version of Excel allows you to read this threaded comment; however, any edits to it will get removed if the file is opened in a newer version of Excel. Learn more: https://go.microsoft.com/fwlink/?linkid=870924 Comment: Average cost for ASHP projects involving fuel substitution, per LBNL database.
Note on AO53: [Threaded comment] Your version of Excel allows you to read this threaded comment; however, any edits to it will get removed if the file is opened in a newer version of Excel. Learn more: https://go.microsoft.com/fwlink/?linkid=870924 Comment: These are the deltas between new const and retrofit for HVAC measures from Guidehouse. Using these instead of two different installation multipliers. Alternatively could use 1.48 or 1.49 instead of 1.50 for new construction multipliers. Reply: Corrected to remove 1384 circuit cost from both new and existing.
Note on AP53: [Threaded comment] Your version of Excel allows you to read this threaded comment; however, any edits to it will get removed if the file is opened in a newer version of Excel. Learn more: https://go.microsoft.com/fwlink/?linkid=870924 Comment: Average cost for ASHP projects involving fuel substitution, per LBNL database.
Note on AO54: [Threaded comment] Your version of Excel allows you to read this threaded comment; however, any edits to it will get removed if the file is opened in a newer version of Excel. Learn more: https://go.microsoft.com/fwlink/?linkid=870924 Comment: These are the deltas between new const and retrofit for HVAC measures from Guidehouse. Using these instead of two different installation multipliers. Alternatively could use 1.48 or 1.49 instead of 1.50 for new construction multipliers. Reply: Corrected to remove 1384 circuit cost from both new and existing.
Note on AP54: [Threaded comment] Your version of Excel allows you to read this threaded comment; however, any edits to it will get removed if the file is opened in a newer version of Excel. Learn more: https://go.microsoft.com/fwlink/?linkid=870924 Comment: Average cost for ASHP projects involving fuel substitution, per LBNL database.
Note on AO55: [Threaded comment] Your version of Excel allows you to read this threaded comment; however, any edits to it will get removed if the file is opened in a newer version of Excel. Learn more: https://go.microsoft.com/fwlink/?linkid=870924 Comment: These are the deltas between new const and retrofit for HVAC measures from Guidehouse. Using these instead of two different installation multipliers. Alternatively could use 1.48 or 1.49 instead of 1.50 for new construction multipliers. Reply: Corrected to remove 1384 circuit cost from both new and existing.
Note on AP55: [Threaded comment] Your version of Excel allows you to read this threaded comment; however, any edits to it will get removed if the file is opened in a newer version of Excel. Learn more: https://go.microsoft.com/fwlink/?linkid=870924 Comment: Average cost for ASHP projects involving fuel substitution, per LBNL database.

## Main Data Sources
Source # | Key Sources | Description | Links | Links | Links | Links
1 | Retail/Distributor Websites | Webscraped retail data from online distributors including Home Depot, Lowes, Supply House, and the Restaurant Store | https://www.homedepot.com/ | https://www.lowes.com/ | https://www.supplyhouse.com/ | https://www.therestaurantstore.com/
2 | RSMeans | Construction estimating software purchased from Gordian in 2023 | https://www.rsmeans.com/
3 | DOE Appliance Standard Technical Support Document | For each product covered by the DOE appliance standards, data on cost, shipments, efficiency, and capacity are available in the technical support documents. | https://www.regulations.gov/
4 | Homewyse | This website was used for some residential technologies to estimate installation costs. | https://www.homewyse.com/
6 | LBNL Cost of Decarbonization | This report summarizes a nationwide effort to gather home energy upgrade project cost data along with household energy performance data. This report was used for some residential technologies to estimate retrofit costs. | https://eta-publications.lbl.gov/sites/default/files/final_walker_-_the_cost_of_decarbonization_and_energy.pdf
7 | Energy Sage | Used to estimate residential solar PV costs. | https://www.energysage.com/
9 | EIA Updated Buildings Sector Appliance and Equipment Costs and Efficiencies Report | Provides a baseline and projected performance/cost characteristics for residential and commercial end-use equipment for a reference and advanced case scenario. This report was primarily used to develop the projections for newly collected data. | https://www.eia.gov/analysis/studies/buildings/equipcosts/pdf/full.pdf
10 | Home Guide | This website was used for some residential technologies to estimate installation costs. | https://homeguide.com/costs/
11 | Manufacturer/Contractor Estimates | For some commercial technologies, Guidehouse collected data directly from manufacturers and contractors who will remain annonymous. | N/A
12 | Energy Star | For each product that is EPA energy star certified, data efficiency and capacity are available to download online. | https://www.energystar.gov/productfinder/
13 | DOE CCMS Database | The DOE compliance certification management system (CCMCS) database products a full list of appliance standard covered products. For some technologies, this database was used to estimate the typical and high efficiencies and capacities on the market. | https://www.regulations.doe.gov/ccms
14 | Internal Guidehouse SMEs | To estimate projections for price and efficiency changes for some technologies, we consulted with internal Guidehouse subject matter experts | N/A
15 | Manufacturer Product Specifications | For some commercial technologies, efficiency, lifetime, and/or capacity data was collected from online manufacturer product specifications. | Links available in Specific Data Sources
16 | Case Study | For some commercial technologies, case studies were used to estimate prices, efficiency, capacity, and/or lifetime values. | Links available in Specific Data Sources
17 | Industry Article | For some commercial technologies, industry articles were used to estimate prices, efficiency, capacity, and/or lifetime values. | Links available in Specific Data Sources
18 | GEB Databook - Grid-Interactive Efficient Building Technology Cost, Performance, and Lifetime Characteristics | For all controls and energy storage technologies with grid-interactive capability, data and projections were taken from this data report and converted to 2023 dollars. | https://escholarship.org/content/qt44t4c2v6/qt44t4c2v6.pdf?t=qmeyoi
19 | External Researcher/SME Interview | To estimate projections for price and efficiency changes for some technologies, we consulted with external researchers and subject matter experts. | N/A
20 | Market Research Reports | To estimate projections for price and efficiency changes for some technologies, we used available market research reports. | Links available in Specific Data Sources

## Data Sources by Technology
ID | Technology Name | Retail Costs | Installation Costs | Projections | Performance Metric 1 | Performance Metric 2 | Lifetime | Notes | Additional Link 1 | Additional Link 2 | Additional Link 3 | Additional Link 4 | Additional Link 5 | Additional Link 6 | Additional Link 7 | Additional Link 8 | Additional Link 9 | Additional Link 10
1 | Air Sealing <40% Reduction | NREL NREMDB | NREL NREMDB | IEA Technology Roadmap; Expert Interviews | NREL NREMDB | N/A | N/A |  | https://iea.blob.core.windows.net/assets/2be63379-1185-42e7-9608-94e5d3682956/TechnologyRoadmapEnergyEfficientBuildingEnvelopes.pdf
2 | Air Sealing >40% Reduction | NREL NREMDB | NREL NREMDB | IEA Technology Roadmap; Expert Interviews | NREL NREMDB | N/A | N/A |  | https://iea.blob.core.windows.net/assets/2be63379-1185-42e7-9608-94e5d3682956/TechnologyRoadmapEnergyEfficientBuildingEnvelopes.pdf
3 | Air Source Heat Pump | NREL NREMDB | NREL NREMDB | EIA Updated Buildings Sector Appliance and Equipment Costs and Efficiencies Report | NREL NREMDB | NREL NREMDB | DOE Appliance Standard Technical Support Document
4 | Air Source Heat Pump with New Circuit | NREL NREMDB | NREL NREMDB | EIA Updated Buildings Sector Appliance and Equipment Costs and Efficiencies Report | NREL NREMDB | NREL NREMDB | DOE Appliance Standard Technical Support Document
5 | Automated Motorized Roller Shade (AMRS) | GEB Databook | GEB Databook | GEB Databook | GEB Databook | GEB Databook | GEB Databook |  | https://www.homewyse.com/services/cost_to_install_window_blinds.html
6 | Automated Motorized Cellular Shade (AMRS) | GEB Databook | GEB Databook | GEB Databook | GEB Databook | GEB Databook | GEB Databook |  | https://www.homewyse.com/services/cost_to_install_window_blinds.html
7 | Batteries Electric | NREL NREMDB | NREL NREMDB | EIA Today in Energy Report |  | N/A | NREL NREMDB |  | https://www.eia.gov/todayinenergy/detail.php?id=56480
8 | Boiler Oil | Retail/Distributor Websites | RSMeans | EIA Updated Buildings Sector Appliance and Equipment Costs and Efficiencies Report | DOE Appliance Standard Technical Support Document | DOE Appliance Standard Technical Support Document | DOE Appliance Standard Technical Support Document |  | https://www1.eere.energy.gov/buildings/appliance_standards/standards.aspx?productid=45&action=viewcurrent
9 | Boiler Gas (Condensing) | Retail/Distributor Websites | RSMeans, Homewyse, DOE Appliance Standard Technical Support Document | EIA Updated Buildings Sector Appliance and Equipment Costs and Efficiencies Report | Retail/Distributor Websites, DOE Appliance Standard Technical Support Document | Retail/Distributor Websites, DOE Appliance Standard Technical Support Document | DOE Appliance Standard Technical Support Document |  | https://www.supplyhouse.com | https://www1.eere.energy.gov/buildings/appliance_standards/standards.aspx?productid=45&action=viewcurrent
10 | Boiler Gas (Non-Condensing) | Retail/Distributor Websites | RSMeans, Homewyse, DOE Appliance Standard Technical Support Document | EIA Updated Buildings Sector Appliance and Equipment Costs and Efficiencies Report | Retail/Distributor Websites, DOE Appliance Standard Technical Support Document | Retail/Distributor Websites, DOE Appliance Standard Technical Support Document | DOE Appliance Standard Technical Support Document |  | https://www.supplyhouse.com | https://www1.eere.energy.gov/buildings/appliance_standards/standards.aspx?productid=45&action=viewcurrent
11 | Ceiling Fan | DOE Appliance Standard Technical Support Document | DOE Appliance Standard Technical Support Document | GH SME | N/A | N/A | DOE Appliance Standard Technical Support Document
12 | Central Air Conditioner |  | NREL NREMDB | EIA Updated Buildings Sector Appliance and Equipment Costs and Efficiencies Report | NREL NREMDB | NREL NREMDB | NREL NREMDB | EIA Updated Buildings Sector Appliance and Equipment Costs and Efficiencies Report
13 | Central Air Conditioner with Gas Furnace |  | NREL NREMDB | EIA Updated Buildings Sector Appliance and Equipment Costs and Efficiencies Report | NREL NREMDB | NREL NREMDB | NREL NREMDB | EIA Updated Buildings Sector Appliance and Equipment Costs and Efficiencies Report
14 | Clothes Dryer Electric | Retail/Distributor Websites | Homewyse | EIA Updated Buildings Sector Appliance and Equipment Costs and Efficiencies Report | DOE CCMS Database, Energy Star | DOE CCMS Database, Energy Star | DOE Appliance Standard Technical Support Document |  | https://www1.eere.energy.gov/buildings/appliance_standards/standards.aspx?productid=52
15 | Clothes Dryer Electric (Compact) | Retail/Distributor Websites | Homewyse | EIA Updated Buildings Sector Appliance and Equipment Costs and Efficiencies Report | DOE CCMS Database, Energy Star | DOE CCMS Database, Energy Star | DOE Appliance Standard Technical Support Document |  | https://www1.eere.energy.gov/buildings/appliance_standards/standards.aspx?productid=51
16 | Clothes Dryer Gas | Retail/Distributor Websites | Homewyse | EIA Updated Buildings Sector Appliance and Equipment Costs and Efficiencies Report | DOE CCMS Database, Energy Star | DOE CCMS Database, Energy Star | DOE Appliance Standard Technical Support Document |  | https://www1.eere.energy.gov/buildings/appliance_standards/standards.aspx?productid=54
17 | Clothes Dryer Heat Pump | Retail/Distributor Websites | Homewyse | EIA Updated Buildings Sector Appliance and Equipment Costs and Efficiencies Report | DOE CCMS Database, Energy Star | DOE CCMS Database, Energy Star | DOE Appliance Standard Technical Support Document |  | https://www1.eere.energy.gov/buildings/appliance_standards/standards.aspx?productid=53
18 | Clothes Dryer Electric - Connected | GEB Databook | NREL NREMDB | GEB Databook | GEB Databook | GEB Databook | GEB Databook
19 | Clothes Washer Front Load | Retail/Distributor Websites | Homewyse | EIA Updated Buildings Sector Appliance and Equipment Costs and Efficiencies Report | Retail/Distributor Websites | Retail/Distributor Websites | DOE Appliance Standard Technical Support Document
20 | Clothes Washer Front Load Connected | GEB Databook | NREL NREMDB | GEB Databook | GEB Databook | GEB Databook | GEB Databook
21 | Clothes Washer Top Load | Retail/Distributor Websites | Homewyse | EIA Updated Buildings Sector Appliance and Equipment Costs and Efficiencies Report | Retail/Distributor Websites | Retail/Distributor Websites | DOE Appliance Standard Technical Support Document
22 | Clothes Washer Top Load Connected | GEB Databook | NREL NREMDB | GEB Databook | GEB Databook | GEB Databook | GEB Databook
23 | CMU Batt | NREL NREMDB | NREL NREMDB | EIA Today in Energy Report; Expert interviews | NREL NREMDB | N/A | NREL NREMDB |  | https://www.eia.gov/todayinenergy/detail.php?id=56041#
24 | CMU Rigid Foam (EPS) | NREL NREMDB | NREL NREMDB | EIA Today in Energy Report; Expert interviews | NREL NREMDB | N/A | NREL NREMDB |  | https://www.eia.gov/todayinenergy/detail.php?id=56041#
25 | CMU Rigid Foam (ISO) | NREL NREMDB | NREL NREMDB | EIA Today in Energy Report; Expert interviews | NREL NREMDB | N/A | NREL NREMDB |  | https://www.eia.gov/todayinenergy/detail.php?id=56041#
26 | CMU Rigid Foam (XPS) | NREL NREMDB | NREL NREMDB | EIA Today in Energy Report; Expert interviews | NREL NREMDB | N/A | NREL NREMDB |  | https://www.eia.gov/todayinenergy/detail.php?id=56041#
27 | Cooking Range Electric | Retail/Distributor Websites | Homewyse | EIA Updated Buildings Sector Appliance and Equipment Costs and Efficiencies Report | Retail/Distributor Websites | N/A | DOE Appliance Standard Technical Support Document |  | https://www1.eere.energy.gov/buildings/appliance_standards/standards.aspx?productid=34
28 | Cooking Range Gas | Retail/Distributor Websites | Homewyse | EIA Updated Buildings Sector Appliance and Equipment Costs and Efficiencies Report | Retail/Distributor Websites | N/A | DOE Appliance Standard Technical Support Document |  | https://www1.eere.energy.gov/buildings/appliance_standards/standards.aspx?productid=35
29 | Cooking Range Induction | Retail/Distributor Websites | Homewyse | EIA Updated Buildings Sector Appliance and Equipment Costs and Efficiencies Report | Retail/Distributor Websites | N/A | DOE Appliance Standard Technical Support Document |  | https://www1.eere.energy.gov/buildings/appliance_standards/standards.aspx?productid=36
30 | Cordwood Stove (Catalytic) | RSMeans | RSMeans | EIA Updated Buildings Sector Appliance and Equipment Costs and Efficiencies Report | EIA Updated Buildings Sector Appliance and Equipment Costs and Efficiencies Report | EIA Updated Buildings Sector Appliance and Equipment Costs and Efficiencies Report | EIA Updated Buildings Sector Appliance and Equipment Costs and Efficiencies Report
31 | Cordwood Stove (Non-Catalytic) | RSMeans | RSMeans | EIA Updated Buildings Sector Appliance and Equipment Costs and Efficiencies Report | EIA Updated Buildings Sector Appliance and Equipment Costs and Efficiencies Report | EIA Updated Buildings Sector Appliance and Equipment Costs and Efficiencies Report | EIA Updated Buildings Sector Appliance and Equipment Costs and Efficiencies Report
32 | Crawlspace (Ceiling) Batt | NREL NREMDB | NREL NREMDB | EIA Today in Energy Report; Expert interviews | NREL NREMDB | N/A | NREL NREMDB |  | https://www.eia.gov/todayinenergy/detail.php?id=56041#
33 | Crawlspace (Ceiling) Closed Cell | NREL NREMDB | NREL NREMDB | EIA Today in Energy Report; Expert interviews | NREL NREMDB | N/A | NREL NREMDB |  | https://www.eia.gov/todayinenergy/detail.php?id=56041#
34 | Crawlspace (Ceiling) Open Cell | NREL NREMDB | NREL NREMDB | EIA Today in Energy Report; Expert interviews | NREL NREMDB | N/A | NREL NREMDB |  | https://www.eia.gov/todayinenergy/detail.php?id=56041#
35 | Crawlspace (Wall) Batt | NREL NREMDB | NREL NREMDB | EIA Today in Energy Report; Expert interviews | NREL NREMDB | N/A | NREL NREMDB |  | https://www.eia.gov/todayinenergy/detail.php?id=56041#
36 | Crawlspace (Wall) Rigid Foam (EPS) | NREL NREMDB | NREL NREMDB | EIA Today in Energy Report; Expert interviews | NREL NREMDB | N/A | NREL NREMDB |  | https://www.eia.gov/todayinenergy/detail.php?id=56041#
37 | Crawlspace (Wall) Rigid Foam (ISO) | NREL NREMDB | NREL NREMDB | EIA Today in Energy Report; Expert interviews | NREL NREMDB | N/A | NREL NREMDB |  | https://www.eia.gov/todayinenergy/detail.php?id=56041#
38 | Crawlspace (Wall) Rigid Foam (XPS) | NREL NREMDB | NREL NREMDB | EIA Today in Energy Report; Expert interviews | NREL NREMDB | N/A | NREL NREMDB |  | https://www.eia.gov/todayinenergy/detail.php?id=56041#
39 | Crawlspace (Wall) Spray Foam (Closed Cell) | NREL NREMDB | NREL NREMDB | EIA Today in Energy Report; Expert interviews | NREL NREMDB | N/A | NREL NREMDB |  | https://www.eia.gov/todayinenergy/detail.php?id=56041#
40 | Crawlspace (Wall) Spray Foam (Open Cell) | NREL NREMDB | NREL NREMDB | EIA Today in Energy Report; Expert interviews | NREL NREMDB | N/A | NREL NREMDB |  | https://www.eia.gov/todayinenergy/detail.php?id=56041#
41 | Dehumidifier Portable | Retail/Distributor Websites | Homewyse | GH SME | Energy Star | N/A | Manufacturer Product Specifications |  | https://www.carrier.com/residential/en/us/products/indoor-air-quality/dehumidifiers/cost-whole-house-dehumidifier/
42 | Dehumidifier Whole-home | Retail/Distributor Websites | Homewyse | GH SME | Energy Star | N/A | Manufacturer Product Specifications |  | https://www.carrier.com/residential/en/us/products/indoor-air-quality/dehumidifiers/cost-whole-house-dehumidifier/
43 | Direct Unit Heater | Retail/Distributor Websites | Homewyse | GH SME | EIA Updated Buildings Sector Appliance and Equipment Costs and Efficiencies Report, Guidehouse SMEs | N/A | EIA Updated Buildings Sector Appliance and Equipment Costs and Efficiencies Report, Guidehouse SMEs
44 | Dishwasher | Retail/Distributor Websites | Homewyse | EIA Updated Buildings Sector Appliance and Equipment Costs and Efficiencies Report | DOE Appliance Standard Technical Support Document | DOE Appliance Standard Technical Support Document | DOE Appliance Standard Technical Support Document
45 | Dishwasher Connected | GEB Databook | NREL NREMDB | GEB Databook | GEB Databook | GEB Databook | GEB Databook
46 | Door Exterior Prehung Fiberglass | NREL NREMDB | NREL NREMDB | IEA Technology Roadmap | N/A | N/A | NREL NREMDB |  | https://iea.blob.core.windows.net/assets/2be63379-1185-42e7-9608-94e5d3682956/TechnologyRoadmapEnergyEfficientBuildingEnvelopes.pdf
47 | Door Exterior Prehung Metal | NREL NREMDB | NREL NREMDB | IEA Technology Roadmap | N/A | N/A | NREL NREMDB |  | https://iea.blob.core.windows.net/assets/2be63379-1185-42e7-9608-94e5d3682956/TechnologyRoadmapEnergyEfficientBuildingEnvelopes.pdf
48 | Door Exterior Prehung Wood | NREL NREMDB | NREL NREMDB | IEA Technology Roadmap | N/A | N/A | NREL NREMDB |  | https://iea.blob.core.windows.net/assets/2be63379-1185-42e7-9608-94e5d3682956/TechnologyRoadmapEnergyEfficientBuildingEnvelopes.pdf
49 | Door Sliding Patio Fiberglass | NREL NREMDB | NREL NREMDB | IEA Technology Roadmap | N/A | N/A | NREL NREMDB |  | https://iea.blob.core.windows.net/assets/2be63379-1185-42e7-9608-94e5d3682956/TechnologyRoadmapEnergyEfficientBuildingEnvelopes.pdf
50 | Door Sliding Patio Vinyl | NREL NREMDB | NREL NREMDB | IEA Technology Roadmap | N/A | N/A | NREL NREMDB |  | https://iea.blob.core.windows.net/assets/2be63379-1185-42e7-9608-94e5d3682956/TechnologyRoadmapEnergyEfficientBuildingEnvelopes.pdf
51 | Door Sliding Patio Wood | NREL NREMDB | NREL NREMDB | IEA Technology Roadmap | N/A | N/A | NREL NREMDB |  | https://iea.blob.core.windows.net/assets/2be63379-1185-42e7-9608-94e5d3682956/TechnologyRoadmapEnergyEfficientBuildingEnvelopes.pdf
52 | Double Wood Stud Spray Foam (Closed Cell) | NREL NREMDB | NREL NREMDB | EIA Today in Energy Report; Expert interviews | N/A | N/A | NREL NREMDB |  | https://www.eia.gov/todayinenergy/detail.php?id=56041#
53 | Double Wood Stud Spray Foam (Open Cell) | NREL NREMDB | NREL NREMDB | EIA Today in Energy Report; Expert interviews | N/A | N/A | NREL NREMDB |  | https://www.eia.gov/todayinenergy/detail.php?id=56041#
54 | Double Wood Stud Loose Fill | NREL NREMDB | NREL NREMDB | EIA Today in Energy Report; Expert interviews | N/A | N/A | NREL NREMDB |  | https://www.eia.gov/todayinenergy/detail.php?id=56041#
55 | Duct Insulation | NREL NREMDB | NREL NREMDB | IEA Technology Roadmap | N/A | N/A | NREL NREMDB |  | https://iea.blob.core.windows.net/assets/2be63379-1185-42e7-9608-94e5d3682956/TechnologyRoadmapEnergyEfficientBuildingEnvelopes.pdf
56 | Duct Sealing | NREL NREMDB | NREL NREMDB | IEA Technology Roadmap | N/A | N/A | NREL NREMDB |  | https://iea.blob.core.windows.net/assets/2be63379-1185-42e7-9608-94e5d3682956/TechnologyRoadmapEnergyEfficientBuildingEnvelopes.pdf
57 | Ductless Mini-Split Heat Pump Add-on Control | GEB Databook | NREL NREMDB | GEB Databook | GEB Databook | GEB Databook | GEB Databook
58 | Ductless Mini-Split Heat Pump Multi-Zone | NREL NREMDB | NREL NREMDB | EIA Updated Buildings Sector Appliance and Equipment Costs and Efficiencies Report | NREL NREMDB | NREL NREMDB | EIA Updated Buildings Sector Appliance and Equipment Costs and Efficiencies Report
59 | Ductless Mini-Split Heat Pump Single Zone | NREL NREMDB | NREL NREMDB | EIA Updated Buildings Sector Appliance and Equipment Costs and Efficiencies Report | NREL NREMDB | NREL NREMDB | EIA Updated Buildings Sector Appliance and Equipment Costs and Efficiencies Report
60 | Electric Baseboard | NREL NREMDB | NREL NREMDB | GH SME | NREL NREMDB | N/A
61 | Electric Cooktops | RSMeans | RSMeans | EIA Updated Buildings Sector Appliance and Equipment Costs and Efficiencies Report | EIA Updated Buildings Sector Appliance and Equipment Costs and Efficiencies Report | EIA Updated Buildings Sector Appliance and Equipment Costs and Efficiencies Report | EIA Updated Buildings Sector Appliance and Equipment Costs and Efficiencies Report
62 | Electric Oven | RSMeans | RSMeans | EIA Updated Buildings Sector Appliance and Equipment Costs and Efficiencies Report | EIA Updated Buildings Sector Appliance and Equipment Costs and Efficiencies Report | EIA Updated Buildings Sector Appliance and Equipment Costs and Efficiencies Report | EIA Updated Buildings Sector Appliance and Equipment Costs and Efficiencies Report
63 | Electric Panel 100-150 A | NREL NREMDB | NREL NREMDB | GH SME | NREL NREMDB | N/A | NREL NREMDB
64 | Electric Panel 200-225 A | NREL NREMDB | NREL NREMDB | GH SME | NREL NREMDB | N/A | NREL NREMDB
65 | EV Chargers Electric | NREL NREMDB | NREL NREMDB | GH SME | NREL NREMDB | N/A | NREL NREMDB
66 | Evaporative Cooler | Retail/Distributor Websites | RSMeans, EIA Updated Buildings Sector Appliance and Equipment Costs and Efficiencies Report | EIA Updated Buildings Sector Appliance and Equipment Costs and Efficiencies Report; GH SME | Retail/Distributor Websites | Retail/Distributor Websites | EIA Updated Buildings Sector Appliance and Equipment Costs and Efficiencies Report | EIA Updated Buildings Sector Appliance and Equipment Costs and Efficiencies Report
67 | Exterior Finish Aluminum | NREL NREMDB | NREL NREMDB | IEA Technology Roadmap | NREL NREMDB | N/A | NREL NREMDB |  | https://iea.blob.core.windows.net/assets/2be63379-1185-42e7-9608-94e5d3682956/TechnologyRoadmapEnergyEfficientBuildingEnvelopes.pdf
68 | Exterior Finish Brick Veneer | NREL NREMDB | NREL NREMDB | IEA Technology Roadmap | NREL NREMDB | N/A | NREL NREMDB |  | https://iea.blob.core.windows.net/assets/2be63379-1185-42e7-9608-94e5d3682956/TechnologyRoadmapEnergyEfficientBuildingEnvelopes.pdf
69 | Exterior Finish Cement | NREL NREMDB | NREL NREMDB | IEA Technology Roadmap | NREL NREMDB | N/A | NREL NREMDB |  | https://iea.blob.core.windows.net/assets/2be63379-1185-42e7-9608-94e5d3682956/TechnologyRoadmapEnergyEfficientBuildingEnvelopes.pdf
70 | Exterior Finish Composite | NREL NREMDB | NREL NREMDB | IEA Technology Roadmap | NREL NREMDB | N/A | NREL NREMDB |  | https://iea.blob.core.windows.net/assets/2be63379-1185-42e7-9608-94e5d3682956/TechnologyRoadmapEnergyEfficientBuildingEnvelopes.pdf
71 | Exterior Finish Stucco | NREL NREMDB | NREL NREMDB | IEA Technology Roadmap | NREL NREMDB | N/A | NREL NREMDB |  | https://iea.blob.core.windows.net/assets/2be63379-1185-42e7-9608-94e5d3682956/TechnologyRoadmapEnergyEfficientBuildingEnvelopes.pdf
72 | Exterior Finish Vinyl | NREL NREMDB | NREL NREMDB | IEA Technology Roadmap | NREL NREMDB | N/A | NREL NREMDB |  | https://iea.blob.core.windows.net/assets/2be63379-1185-42e7-9608-94e5d3682956/TechnologyRoadmapEnergyEfficientBuildingEnvelopes.pdf
73 | Exterior Finish Wood | NREL NREMDB | NREL NREMDB | IEA Technology Roadmap | NREL NREMDB | N/A | NREL NREMDB |  | https://iea.blob.core.windows.net/assets/2be63379-1185-42e7-9608-94e5d3682956/TechnologyRoadmapEnergyEfficientBuildingEnvelopes.pdf
74 | Finished Basement (Ceiling) Batt | NREL NREMDB | NREL NREMDB | EIA Today in Energy Report; Expert interviews | NREL NREMDB | N/A | NREL NREMDB |  | https://www.eia.gov/todayinenergy/detail.php?id=56041#
75 | Finished Basement (Ceiling) Closed Cell Spray | NREL NREMDB | NREL NREMDB | EIA Today in Energy Report; Expert interviews | NREL NREMDB | N/A | NREL NREMDB |  | https://www.eia.gov/todayinenergy/detail.php?id=56041#
76 | Finished Basement (Ceiling) Loose Fill | NREL NREMDB | NREL NREMDB | EIA Today in Energy Report; Expert interviews | NREL NREMDB | N/A | NREL NREMDB |  | https://www.eia.gov/todayinenergy/detail.php?id=56041#
77 | Finished Basement (Ceiling) Open Cell Spray | NREL NREMDB | NREL NREMDB | EIA Today in Energy Report; Expert interviews | NREL NREMDB | N/A | NREL NREMDB |  | https://www.eia.gov/todayinenergy/detail.php?id=56041#
78 | Finished Basement (Wall) Batt | NREL NREMDB | NREL NREMDB | EIA Today in Energy Report; Expert interviews | NREL NREMDB | N/A | NREL NREMDB |  | https://www.eia.gov/todayinenergy/detail.php?id=56041#
79 | Finished Basement (Wall) Loose Fill | NREL NREMDB | NREL NREMDB | EIA Today in Energy Report; Expert interviews | NREL NREMDB | N/A | NREL NREMDB |  | https://www.eia.gov/todayinenergy/detail.php?id=56041#
80 | Finished Basement (Wall) Rigid Foam (EPS) | NREL NREMDB | NREL NREMDB | EIA Today in Energy Report; Expert interviews | NREL NREMDB | N/A | NREL NREMDB |  | https://www.eia.gov/todayinenergy/detail.php?id=56041#
81 | Finished Basement (Wall) Rigid Foam (ISO) | NREL NREMDB | NREL NREMDB | EIA Today in Energy Report; Expert interviews | NREL NREMDB | N/A | NREL NREMDB |  | https://www.eia.gov/todayinenergy/detail.php?id=56041#
82 | Finished Basement (Wall) Rigid Foam (XPS) | NREL NREMDB | NREL NREMDB | EIA Today in Energy Report; Expert interviews | NREL NREMDB | N/A | NREL NREMDB |  | https://www.eia.gov/todayinenergy/detail.php?id=56041#
83 | Finished Basement (Wall) Spray Foam (Closed Cell) | NREL NREMDB | NREL NREMDB | EIA Today in Energy Report; Expert interviews | NREL NREMDB | N/A | NREL NREMDB |  | https://www.eia.gov/todayinenergy/detail.php?id=56041#
84 | Finished Basement (Wall) Spray Foam (Open Cell) | NREL NREMDB | NREL NREMDB | EIA Today in Energy Report; Expert interviews | NREL NREMDB | N/A | NREL NREMDB |  | https://www.eia.gov/todayinenergy/detail.php?id=56041#
85 | Finished Roof Loose Fill | NREL NREMDB | NREL NREMDB | EIA Today in Energy Report; Expert interviews | NREL NREMDB | N/A | NREL NREMDB |  | https://www.eia.gov/todayinenergy/detail.php?id=56041#
86 | Finished Roof Spray Foam (Closed Cell) | NREL NREMDB | NREL NREMDB | EIA Today in Energy Report; Expert interviews | NREL NREMDB | N/A | NREL NREMDB |  | https://www.eia.gov/todayinenergy/detail.php?id=56041#
87 | Finished Roof Spray Foam (Open Cell) | NREL NREMDB | NREL NREMDB | EIA Today in Energy Report; Expert interviews | NREL NREMDB | N/A | NREL NREMDB |  | https://www.eia.gov/todayinenergy/detail.php?id=56041#
88 | Freezer (Chest) | RSMeans | RSMeans | EIA Updated Buildings Sector Appliance and Equipment Costs and Efficiencies Report | EIA Updated Buildings Sector Appliance and Equipment Costs and Efficiencies Report | EIA Updated Buildings Sector Appliance and Equipment Costs and Efficiencies Report | EIA Updated Buildings Sector Appliance and Equipment Costs and Efficiencies Report
89 | Freezer (Upright) | RSMeans | RSMeans | EIA Updated Buildings Sector Appliance and Equipment Costs and Efficiencies Report | EIA Updated Buildings Sector Appliance and Equipment Costs and Efficiencies Report | EIA Updated Buildings Sector Appliance and Equipment Costs and Efficiencies Report | EIA Updated Buildings Sector Appliance and Equipment Costs and Efficiencies Report
90 | Furnace Electric Resistance | RSMeans | RSMeans | EIA Updated Buildings Sector Appliance and Equipment Costs and Efficiencies Report | EIA Updated Buildings Sector Appliance and Equipment Costs and Efficiencies Report | EIA Updated Buildings Sector Appliance and Equipment Costs and Efficiencies Report | EIA Updated Buildings Sector Appliance and Equipment Costs and Efficiencies Report
91 | Furnace Gas-fired | NREL NREMDB | NREL NREMDB | EIA Updated Buildings Sector Appliance and Equipment Costs and Efficiencies Report | NREL NREMDB | NREL NREMDB | EIA Updated Buildings Sector Appliance and Equipment Costs and Efficiencies Report
92 | Furnace Oil-Fired | RSMeans | RSMeans | EIA Updated Buildings Sector Appliance and Equipment Costs and Efficiencies Report | EIA Updated Buildings Sector Appliance and Equipment Costs and Efficiencies Report | EIA Updated Buildings Sector Appliance and Equipment Costs and Efficiencies Report | EIA Updated Buildings Sector Appliance and Equipment Costs and Efficiencies Report
93 | General Service LED Energy Star Connected | GEB Databook | NREL NREMDB | GEB Databook | GEB Databook | GEB Databook | GEB Databook
94 | Ground Source Heat Pumps | Geothermal Heat Pump Quote and Informational Survey. reddit.com | N/A | N/A | N/A | N/A | Based on Air Source Heat Pump |  | https://www.reddit.com/r/geothermal/comments/118glok/geothermal_heat_pump_quote_and_informational/
95 | Heat Pump Gas-fired | RSMeans | RSMeans | EIA Updated Buildings Sector Appliance and Equipment Costs and Efficiencies Report | EIA Updated Buildings Sector Appliance and Equipment Costs and Efficiencies Report | EIA Updated Buildings Sector Appliance and Equipment Costs and Efficiencies Report | EIA Updated Buildings Sector Appliance and Equipment Costs and Efficiencies Report
96 | ICF Insulating Form | NREL NREMDB | NREL NREMDB | IEA Technology Roadmap | N/A | N/A | NREL NREMDB |  | https://iea.blob.core.windows.net/assets/2be63379-1185-42e7-9608-94e5d3682956/TechnologyRoadmapEnergyEfficientBuildingEnvelopes.pdf
97 | LED A19 | Retail/Distributor Websites | EIA Updated Buildings Sector Appliance and Equipment Costs and Efficiencies Report | EIA Updated Buildings Sector Appliance and Equipment Costs and Efficiencies Report | Retail/Distributor Websites | Retail/Distributor Websites | EIA Updated Buildings Sector Appliance and Equipment Costs and Efficiencies Report | N/A
98 | LED A21 | Retail/Distributor Websites | EIA Updated Buildings Sector Appliance and Equipment Costs and Efficiencies Report | EIA Updated Buildings Sector Appliance and Equipment Costs and Efficiencies Report | Retail/Distributor Websites | Retail/Distributor Websites | EIA Updated Buildings Sector Appliance and Equipment Costs and Efficiencies Report | N/A
99 | LED BR30 | Retail/Distributor Websites | EIA Updated Buildings Sector Appliance and Equipment Costs and Efficiencies Report | EIA Updated Buildings Sector Appliance and Equipment Costs and Efficiencies Report | Retail/Distributor Websites | Retail/Distributor Websites | EIA Updated Buildings Sector Appliance and Equipment Costs and Efficiencies Report | N/A
100 | LED PAR38 | Retail/Distributor Websites | EIA Updated Buildings Sector Appliance and Equipment Costs and Efficiencies Report | EIA Updated Buildings Sector Appliance and Equipment Costs and Efficiencies Report | Retail/Distributor Websites | Retail/Distributor Websites | EIA Updated Buildings Sector Appliance and Equipment Costs and Efficiencies Report | N/A
101 | Lighting Energy Star Connected | GEB Databook | NREL NREMDB | GEB Databook | GEB Databook | GEB Databook | GEB Databook
102 | Manual Ventian Blinds | GEB Databook | Homewyse | GEB Databook | GEB Databook | GEB Databook | GEB Databook | https://www.homewyse.com/services/cost_to_install_window_blinds.html
103 | Mechanical Ventilation ERV/HRV | NREL NREMDB | NREL NREMDB | EIA Updated Buildings Sector Appliance and Equipment Costs and Efficiencies Report | NREL NREMDB | NREL NREMDB | EIA Updated Buildings Sector Appliance and Equipment Costs and Efficiencies Report
104 | Mini-Split Heat Pump Connected | GEB Databook | NREL NREMDB | GEB Databook | GEB Databook | GEB Databook | GEB Databook
105 | Oven Gas | RSMeans | RSMeans | EIA Updated Buildings Sector Appliance and Equipment Costs and Efficiencies Report | EIA Updated Buildings Sector Appliance and Equipment Costs and Efficiencies Report | EIA Updated Buildings Sector Appliance and Equipment Costs and Efficiencies Report | EIA Updated Buildings Sector Appliance and Equipment Costs and Efficiencies Report
106 | Packaged Terminal Air Conditioner | RSMeans, Retail/Distributor Websites (See additional links), DOE Appliance Standards Data | RSMeans, DOE Appliance Standard Technical Support Document (see additional links) | Manufacturer websites (see additional links), DOE Appliance Standards Data (see additional links) | RSMeans, Manufacturer websites (see additional links), DOE Appliance Standards Data (see additional links) | Manufacturer websites (see additional links), DOE Appliance Standards Data (see additional links) | EIA Updated Buildings Sector Appliance and Equipment Costs and Efficiencies Report | Manufacturer's Websites | https://www.regulations.gov/document/EERE-2012-BT-STD-0029-0040 | https://northstock.com/ge-hotpoint-ah12h15d5b-heat-pump-ptac-w-elec-heat-r32-14-700-btuh-cool-30a-208-230v/ | https://northstock.com/ge-hotpoint-ah12h12e3b-heat-pump-ptac-w-elec-heat-12000-btuh-cool-20a-265v/ |  | https://northstock.com/ge-hotpoint-ah12h09e3b-heat-pump-ptac-w-elec-heat-9000-btuh-cool-20a-265v/ | https://northstock.com/ge-hotpoint-ah12h07d2b-heat-pump-ptac-w-elec-heat-7200-btuh-cool-15a-208-230v/ | https://northstock.com/ge-hotpoint-ah12h15d3b-heat-pump-ptac-w-elec-heat-14700-btuh-cool-20a-208-230v/ | https://northstock.com/ge-hotpoint-ah12e09d3b-ptac-w-elec-heat-9200-btuh-cool-20a-208-230v/ | https://northstock.com/ge-hotpoint-ah12e07d3b-ptac-w-elec-heat-7200-btuh-cool-20a-208-230v/ | https://northstock.com/ge-hotpoint-ah12e07d2b-ptac-w-elec-heat-7200-btuh-cool-15a-208-230v/
107 | Packaged Terminal Heat Pump | RSMeans, DOE Appliance Standard Technical Support Document (see additional links) | RSMeans, DOE Appliance Standard Technical Support Document (see additional links) | Retail/Distriubutor Website, DOE Appliance Standards Data (see additional links) | RSMeans, DOE Appliance Standard Technical Support Document (see additional links) | RSMeans, DOE Appliance Standard Technical Support Document (see additional links) | EIA Updated Buildings Sector Appliance and Equipment Costs and Efficiencies Report | Appliance Standards | PTAC/HP TSD
108 | Pipe Insulation | NREL NREMDB | NREL NREMDB | IEA Technology Roadmap | N/A | N/A | NREL NREMDB |  | https://iea.blob.core.windows.net/assets/2be63379-1185-42e7-9608-94e5d3682956/TechnologyRoadmapEnergyEfficientBuildingEnvelopes.pdf
109 | Pool Pump Add-on Control | GEB Databook | N/A | GEB Databook | GEB Databook | GEB Databook | GEB Databook
110 | Pool Pump Typical | GEB Databook | Homewyse | GEB Databook | GEB Databook | GEB Databook | GEB Databook | https://www.homewyse.com/services/cost_to_replace_pool_pump.html
111 | Portable AC | RSMeans | RSMeans | EIA Updated Buildings Sector Appliance and Equipment Costs and Efficiencies Report | EIA Updated Buildings Sector Appliance and Equipment Costs and Efficiencies Report | EIA Updated Buildings Sector Appliance and Equipment Costs and Efficiencies Report | EIA Updated Buildings Sector Appliance and Equipment Costs and Efficiencies Report
112 | Radiant Barrier | NREL NREMDB | NREL NREMDB | IEA Technology Roadmap | N/A | N/A | NREL NREMDB |  | https://iea.blob.core.windows.net/assets/2be63379-1185-42e7-9608-94e5d3682956/TechnologyRoadmapEnergyEfficientBuildingEnvelopes.pdf
113 | Refrigerator Bottom-Mount | NREL NREMDB | NREL NREMDB | EIA Updated Buildings Sector Appliance and Equipment Costs and Efficiencies Report | NREL NREMDB | NREL NREMDB | EIA Updated Buildings Sector Appliance and Equipment Costs and Efficiencies Report
114 | Refrigerator Bottom-Mount, Estar Connected | GEB Databook | NREL NREMDB | GEB Databook | GEB Databook | GEB Databook | GEB Databook
115 | Refrigerator French Door | NREL NREMDB | NREL NREMDB | EIA Updated Buildings Sector Appliance and Equipment Costs and Efficiencies Report | NREL NREMDB | NREL NREMDB | EIA Updated Buildings Sector Appliance and Equipment Costs and Efficiencies Report
116 | Refrigerator Non-French Door | NREL NREMDB | NREL NREMDB | EIA Updated Buildings Sector Appliance and Equipment Costs and Efficiencies Report | NREL NREMDB | NREL NREMDB | EIA Updated Buildings Sector Appliance and Equipment Costs and Efficiencies Report
117 | Refrigerator Side-by-Side | NREL NREMDB | NREL NREMDB | EIA Updated Buildings Sector Appliance and Equipment Costs and Efficiencies Report | NREL NREMDB | NREL NREMDB | EIA Updated Buildings Sector Appliance and Equipment Costs and Efficiencies Report
118 | Refrigerator Side-by-side, Estar Connected | GEB Databook | NREL NREMDB | GEB Databook | GEB Databook | GEB Databook | GEB Databook
119 | Refrigerator Top Mount | NREL NREMDB | NREL NREMDB | EIA Updated Buildings Sector Appliance and Equipment Costs and Efficiencies Report | NREL NREMDB | NREL NREMDB | EIA Updated Buildings Sector Appliance and Equipment Costs and Efficiencies Report
120 | Rim Joist Batt | NREL NREMDB | NREL NREMDB | EIA Today in Energy Report; Expert interviews | NREL NREMDB | N/A | NREL NREMDB |  | https://www.eia.gov/todayinenergy/detail.php?id=56041#
121 | Rim Joist Rigid Foam (EPS) | NREL NREMDB | NREL NREMDB | EIA Today in Energy Report; Expert interviews | NREL NREMDB | N/A | NREL NREMDB |  | https://www.eia.gov/todayinenergy/detail.php?id=56041#
122 | Rim Joist Rigid Foam (ISO) | NREL NREMDB | NREL NREMDB | EIA Today in Energy Report; Expert interviews | NREL NREMDB | N/A | NREL NREMDB |  | https://www.eia.gov/todayinenergy/detail.php?id=56041#
123 | Rim Joist Rigid Foam (XPS) | NREL NREMDB | NREL NREMDB | EIA Today in Energy Report; Expert interviews | NREL NREMDB | N/A | NREL NREMDB |  | https://www.eia.gov/todayinenergy/detail.php?id=56041#
124 | Room AC | NREL NREMDB | NREL NREMDB | EIA Updated Buildings Sector Appliance and Equipment Costs and Efficiencies Report | NREL NREMDB | NREL NREMDB | EIA Updated Buildings Sector Appliance and Equipment Costs and Efficiencies Report
125 | Room AC Connected | GEB Databook | GEB Databook | GEB Databook | GEB Databook | GEB Databook | GEB Databook
126 | SHEMS | GEB Databook | GEB Databook | GEB Databook | GEB Databook | GEB Databook | GEB Databook
127 | Skylights | Retail/Distributor Websites | RSMeans | IEA Technology Roadmap | N/A | N/A | IEA Technology Roadmap |  | https://iea.blob.core.windows.net/assets/2be63379-1185-42e7-9608-94e5d3682956/TechnologyRoadmapEnergyEfficientBuildingEnvelopes.pdf
128 | Slab Rigid Foam (EPS) | NREL NREMDB | NREL NREMDB | EIA Today in Energy Report; Expert interviews |  | N/A | NREL NREMDB |  | https://www.eia.gov/todayinenergy/detail.php?id=56041#
129 | Slab Rigid Foam (ISO) | NREL NREMDB | NREL NREMDB | EIA Today in Energy Report; Expert interviews |  | N/A | NREL NREMDB |  | https://www.eia.gov/todayinenergy/detail.php?id=56041#
130 | Slab Rigid Foam (XPS) | NREL NREMDB | NREL NREMDB | EIA Today in Energy Report; Expert interviews |  | N/A | NREL NREMDB |  | https://www.eia.gov/todayinenergy/detail.php?id=56041#
131 | Smart Hub | GEB Databook | GEB Databook | GEB Databook | GEB Databook | GEB Databook | GEB Databook
132 | Smart Outlet | GEB Databook | GEB Databook | GEB Databook | GEB Databook | GEB Databook | GEB Databook
133 | Solar PV | NREL NREMDB | NREL NREMDB | IRENA Report | NREL NREMDB | NREL NREMDB | NREL NREMDB |  | https://www.irena.org/-/media/Files/IRENA/Agency/Publication/2019/Nov/IRENA_Future_of_Solar_PV_2019.pdf
134 | Structural Insulated Panels | NREL NREMDB | NREL NREMDB | IEA Technology Roadmap | N/A | N/A | NREL NREMDB |  | https://iea.blob.core.windows.net/assets/2be63379-1185-42e7-9608-94e5d3682956/TechnologyRoadmapEnergyEfficientBuildingEnvelopes.pdf
135 | Thermostat Digital Non-Programmable | NREL NREMDB | NREL NREMDB | GH SME | N/A | N/A | NREL NREMDB
136 | Thermostat Digital Programmable | NREL NREMDB | NREL NREMDB | GH SME | N/A | N/A | NREL NREMDB
137 | Thermostat Manual | NREL NREMDB | NREL NREMDB | GH SME | N/A | N/A | NREL NREMDB
138 | Thermostat Smart | NREL NREMDB | NREL NREMDB | GH SME | N/A | N/A | NREL NREMDB
139 | Tier 1 Advanced Power Strips | GEB Databook | N/A | GEB Databook | GEB Databook | GEB Databook | GEB Databook
140 | Tier 2 Advanced Power Strips | GEB Databook | N/A | GEB Databook | GEB Databook | GEB Databook | GEB Databook
141 | Unfinished Attic (Ceiling) Batt | NREL NREMDB | NREL NREMDB | EIA Today in Energy Report; Expert interviews | NREL NREMDB | N/A | NREL NREMDB |  | https://www.eia.gov/todayinenergy/detail.php?id=56041#
142 | Unfinished Attic (Ceiling) Loose Fill | NREL NREMDB | NREL NREMDB | EIA Today in Energy Report; Expert interviews | NREL NREMDB | N/A | NREL NREMDB |  | https://www.eia.gov/todayinenergy/detail.php?id=56041#
143 | Unfinished Attic (Ceiling) Spray Foam (Closed Cell) | NREL NREMDB | NREL NREMDB | EIA Today in Energy Report; Expert interviews | NREL NREMDB | N/A | NREL NREMDB |  | https://www.eia.gov/todayinenergy/detail.php?id=56041#
144 | Unfinished Attic (Ceiling) Spray Foam (Open Cell) | NREL NREMDB | NREL NREMDB | EIA Today in Energy Report; Expert interviews | NREL NREMDB | N/A | NREL NREMDB |  | https://www.eia.gov/todayinenergy/detail.php?id=56041#
145 | Unfinished Attic (Roof) Batt | NREL NREMDB | NREL NREMDB | EIA Today in Energy Report; Expert interviews | NREL NREMDB | N/A | NREL NREMDB |  | https://www.eia.gov/todayinenergy/detail.php?id=56041#
146 | Unfinished Attic (Roof) Spray Foam (Closed Cell) | NREL NREMDB | NREL NREMDB | EIA Today in Energy Report; Expert interviews | NREL NREMDB | N/A | NREL NREMDB |  | https://www.eia.gov/todayinenergy/detail.php?id=56041#
147 | Unfinished Attic (Roof) Spray Foam (Open Cell) | NREL NREMDB | NREL NREMDB | EIA Today in Energy Report; Expert interviews | NREL NREMDB | N/A | NREL NREMDB |  | https://www.eia.gov/todayinenergy/detail.php?id=56041#
148 | Unfinished Basement (Ceiling) Batt | NREL NREMDB | NREL NREMDB | EIA Today in Energy Report; Expert interviews | NREL NREMDB | N/A | NREL NREMDB |  | https://www.eia.gov/todayinenergy/detail.php?id=56041#
149 | Unfinished Basement (Ceiling) Spray Foam (Closed Cell) | NREL NREMDB | NREL NREMDB | EIA Today in Energy Report; Expert interviews | NREL NREMDB | N/A | NREL NREMDB |  | https://www.eia.gov/todayinenergy/detail.php?id=56041#
150 | Unfinished Basement (Ceiling) Spray Foam (Open Cell) | NREL NREMDB | NREL NREMDB | EIA Today in Energy Report; Expert interviews | NREL NREMDB | N/A | NREL NREMDB |  | https://www.eia.gov/todayinenergy/detail.php?id=56041#
151 | Unfinished Basement (Wall) Batt | NREL NREMDB | NREL NREMDB | EIA Today in Energy Report; Expert interviews | NREL NREMDB | N/A | NREL NREMDB |  | https://www.eia.gov/todayinenergy/detail.php?id=56041#
152 | Unfinished Basement (Wall) Rigid Foam (EPS) | NREL NREMDB | NREL NREMDB | EIA Today in Energy Report; Expert interviews | NREL NREMDB | N/A | NREL NREMDB |  | https://www.eia.gov/todayinenergy/detail.php?id=56041#
153 | Unfinished Basement (Wall) Rigid Foam (ISO) | NREL NREMDB | NREL NREMDB | EIA Today in Energy Report; Expert interviews | NREL NREMDB | N/A | NREL NREMDB |  | https://www.eia.gov/todayinenergy/detail.php?id=56041#
154 | Unfinished Basement (Wall) Rigid Foam (XPS) | NREL NREMDB | NREL NREMDB | EIA Today in Energy Report; Expert interviews | NREL NREMDB | N/A | NREL NREMDB |  | https://www.eia.gov/todayinenergy/detail.php?id=56041#
155 | Unit Heaters Electric Resistance | Retail/Distributor Websites | Homewyse | GH SME | EIA Updated Buildings Sector Appliance and Equipment Costs and Efficiencies Report, Guidehouse SMEs | N/A | EIA Updated Buildings Sector Appliance and Equipment Costs and Efficiencies Report, Guidehouse SMEs
156 | Wall Sheathing Drywall | NREL NREMDB | NREL NREMDB | EIA Today in Energy Report; Expert interviews | NREL NREMDB | N/A | NREL NREMDB |  | https://www.eia.gov/todayinenergy/detail.php?id=56041#
157 | Wall Sheathing OSB | NREL NREMDB | NREL NREMDB | EIA Today in Energy Report; Expert interviews | NREL NREMDB | N/A | NREL NREMDB |  | https://www.eia.gov/todayinenergy/detail.php?id=56041#
158 | Wall Sheathing Plywood | NREL NREMDB | NREL NREMDB | EIA Today in Energy Report; Expert interviews | NREL NREMDB | N/A | NREL NREMDB |  | https://www.eia.gov/todayinenergy/detail.php?id=56041#
159 | Wall Sheathing Rigid Foam (EPS) | NREL NREMDB | NREL NREMDB | EIA Today in Energy Report; Expert interviews | NREL NREMDB | N/A | NREL NREMDB |  | https://www.eia.gov/todayinenergy/detail.php?id=56041#
160 | Wall Sheathing Rigid Foam (ISO) | NREL NREMDB | NREL NREMDB | EIA Today in Energy Report; Expert interviews | NREL NREMDB | N/A | NREL NREMDB |  | https://www.eia.gov/todayinenergy/detail.php?id=56041#
161 | Wall Sheathing Rigid Foam (XPS) | NREL NREMDB | NREL NREMDB | EIA Today in Energy Report; Expert interviews | NREL NREMDB | N/A | NREL NREMDB |  | https://www.eia.gov/todayinenergy/detail.php?id=56041#
162 | Water Heater Electric Instantaneous | NREL NREMDB | NREL NREMDB | EIA Updated Buildings Sector Appliance and Equipment Costs and Efficiencies Report | NREL NREMDB | N/A | NREL NREMDB
163 | Water Heater Electric Resistance, Add-on Control | GEB Databook | GEB Databook | EIA Updated Buildings Sector Appliance and Equipment Costs and Efficiencies Report | GEB Databook | GEB Databook | EIA Updated Buildings Sector Appliance and Equipment Costs and Efficiencies Report
164 | Water Heater Electric Storage | NREL NREMDB | NREL NREMDB | EIA Updated Buildings Sector Appliance and Equipment Costs and Efficiencies Report | NREL NREMDB | NREL NREMDB | NREL NREMDB
165 | Water Heater Gas Storage | NREL NREMDB | NREL NREMDB | EIA Updated Buildings Sector Appliance and Equipment Costs and Efficiencies Report | NREL NREMDB | NREL NREMDB | NREL NREMDB
166 | Water Heater Gas-Fired Instantaneous | NREL NREMDB | NREL NREMDB | EIA Updated Buildings Sector Appliance and Equipment Costs and Efficiencies Report | NREL NREMDB | N/A | NREL NREMDB
167 | Water Heater Electric Resistance, Grid-enabled | GEB Databook | GEB Databook | EIA Updated Buildings Sector Appliance and Equipment Costs and Efficiencies Report | GEB Databook | GEB Databook | EIA Updated Buildings Sector Appliance and Equipment Costs and Efficiencies Report
168 | Water Heater HP Tank, Add-on control | GEB Databook | GEB Databook | EIA Updated Buildings Sector Appliance and Equipment Costs and Efficiencies Report | GEB Databook | GEB Databook | EIA Updated Buildings Sector Appliance and Equipment Costs and Efficiencies Report
169 | Water Heater HP Tank | NREL NREMDB | NREL NREMDB | EIA Updated Buildings Sector Appliance and Equipment Costs and Efficiencies Report | NREL NREMDB | NREL NREMDB | NREL NREMDB
170 | Water Heater HP Tank w/ New Circuit | NREL NREMDB | NREL NREMDB | EIA Updated Buildings Sector Appliance and Equipment Costs and Efficiencies Report | NREL NREMDB | NREL NREMDB | NREL NREMDB
171 | Water Heater HP Tank w/ Gas Capping and 240V Wiring | NREL NREMDB | NREL NREMDB | EIA Updated Buildings Sector Appliance and Equipment Costs and Efficiencies Report | NREL NREMDB | NREL NREMDB | NREL NREMDB
172 | Water Heater Oil-Fired Storage | RSMeans, DOE Appliance Standard Technical Support Document, Retail/Distributor Websites | RSMeans, DOE Appliance Standard Technical Support Document | EIA Updated Buildings Sector Appliance and Equipment Costs and Efficiencies Report | RSMeans, DOE Appliance Standard Technical Support Document, EIA Updated Buildings Sector Appliance and Equipment Costs and Efficiencies Report | DOE Appliance Standard Technical Support Document, EIA Updated Buildings Sector Appliance and Equipment Costs and Efficiencies Report | EIA Updated Buildings Sector Appliance and Equipment Costs and Efficiencies Report |  | https://www.regulations.gov/document/EERE-2017-BT-STD-0019-1416 | https://www.afsupply.com/therma-flow-e70gl-70-gallons-oil-fired-glass-lined-rear-flue-water-heater-burner-sold-separately.html
173 | Water Heater Solar | RSMeans | RSMeans | EIA Updated Buildings Sector Appliance and Equipment Costs and Efficiencies Report | EIA Updated Buildings Sector Appliance and Equipment Costs and Efficiencies Report | EIA Updated Buildings Sector Appliance and Equipment Costs and Efficiencies Report | EIA Updated Buildings Sector Appliance and Equipment Costs and Efficiencies Report
174 | Whole House Fan | Retail/Distributor Websites | Homewyse | GH SME | EIA Updated Buildings Sector Appliance and Equipment Costs and Efficiencies Report, Guidehouse SMEs | N/A | EIA Updated Buildings Sector Appliance and Equipment Costs and Efficiencies Report, Guidehouse SMEs
175 | Windows Metal | NREL NREMDB | NREL NREMDB | IEA Technology Roadmap | NREL NREMDB | NREL NREMDB | EIA Updated Buildings Sector Appliance and Equipment Costs and Efficiencies Report |  | https://iea.blob.core.windows.net/assets/2be63379-1185-42e7-9608-94e5d3682956/TechnologyRoadmapEnergyEfficientBuildingEnvelopes.pdf
176 | Windows Storm | NREL NREMDB | NREL NREMDB | IEA Technology Roadmap | NREL NREMDB | NREL NREMDB | EIA Updated Buildings Sector Appliance and Equipment Costs and Efficiencies Report |  | https://iea.blob.core.windows.net/assets/2be63379-1185-42e7-9608-94e5d3682956/TechnologyRoadmapEnergyEfficientBuildingEnvelopes.pdf
177 | Windows Vinyl | NREL NREMDB | NREL NREMDB | IEA Technology Roadmap | NREL NREMDB | NREL NREMDB | EIA Updated Buildings Sector Appliance and Equipment Costs and Efficiencies Report |  | https://iea.blob.core.windows.net/assets/2be63379-1185-42e7-9608-94e5d3682956/TechnologyRoadmapEnergyEfficientBuildingEnvelopes.pdf
178 | Wood Pellet Stove | RSMeans | RSMeans | EIA Updated Buildings Sector Appliance and Equipment Costs and Efficiencies Report | EIA Updated Buildings Sector Appliance and Equipment Costs and Efficiencies Report | EIA Updated Buildings Sector Appliance and Equipment Costs and Efficiencies Report | EIA Updated Buildings Sector Appliance and Equipment Costs and Efficiencies Report
179 | Wood/Steel Stud Batt | NREL NREMDB | NREL NREMDB | EIA Today in Energy Report; Expert interviews | NREL NREMDB | N/A | NREL NREMDB |  | https://www.eia.gov/todayinenergy/detail.php?id=56041#
180 | Wood/Steel Stud Loose Fill | NREL NREMDB | NREL NREMDB | EIA Today in Energy Report; Expert interviews | NREL NREMDB | N/A | NREL NREMDB |  | https://www.eia.gov/todayinenergy/detail.php?id=56041#
181 | Wood/Steel Stud Rigid Foam (EPS) | NREL NREMDB | NREL NREMDB | EIA Today in Energy Report; Expert interviews | NREL NREMDB | N/A | NREL NREMDB |  | https://www.eia.gov/todayinenergy/detail.php?id=56041#
182 | Wood/Steel Stud Rigid Foam (ISO) | NREL NREMDB | NREL NREMDB | EIA Today in Energy Report; Expert interviews | NREL NREMDB | N/A | NREL NREMDB |  | https://www.eia.gov/todayinenergy/detail.php?id=56041#
183 | Wood/Steel Stud Rigid Foam (XPS) | NREL NREMDB | NREL NREMDB | EIA Today in Energy Report; Expert interviews | NREL NREMDB | N/A | NREL NREMDB |  | https://www.eia.gov/todayinenergy/detail.php?id=56041#
184 | Wood/Steel Stud Spray Foam (Closed Cell) | NREL NREMDB | NREL NREMDB | EIA Today in Energy Report; Expert interviews | NREL NREMDB | N/A | NREL NREMDB |  | https://www.eia.gov/todayinenergy/detail.php?id=56041#
185 | Wood/Steel Stud Spray Foam (Open Cell) | NREL NREMDB | NREL NREMDB | EIA Today in Energy Report; Expert interviews | NREL NREMDB | N/A | NREL NREMDB |  | https://www.eia.gov/todayinenergy/detail.php?id=56041#

## Tableau- 2023 Typical (hidden)
ID | Technology Name | Year | Price Type | Scenario | Performance Metric 1 | Performance Metric 2 | Value

## Tableau- Performance (hidden)
ID | Technology Name | Year | Scenario | Performance Type | Efficiency Value

## New Commercial Tech (hidden)
Technology | Lead | Current Status | Next Steps | Description | Price Metric | Replace | Added Retrofit Costs | Additional Retrofit Considerations | Final Plan for ATB Database Format
[6 empty] | The typical equipment that the technology would be replacing (based on ComStock) | When swapping out the typical equipment, what are the additional potential retrofit costs. | Not included in pricing regressions but could impact total installed cost | Based on the data we have, what is our best approach to get the data into ATB format
Rooftop Unit Heat Pump, Standard (electric or gas backup) | Mark/Martin | Contractor estimates, standards, CEC report, daikan | RSMeans data | Rooftop units that can provide both heating and cooling to a building, typically small-medium sized commercial buildings, with electric resistance or auxiliary gas backup | $/ton | Gas-fired and electric resistance rooftop units | Electric infrastructure upgrade, demolition of existing equipment | Structural support surveying if the new unit is heavier than the legacy unit | Regressions: With the available data there should be enough points to generate from case studies and looking at the TSD and EIA.
Rooftop Unit Heat Pump, Cold Climate (electric or gas backup) | Mark | Contractor estimates | RSMeans data | Rooftop units that can provide both heating and cooling to a building, typically small-medium sized commercial buildings, with electric resistance or auxiliary gas backup at ambient temperatures below 0 degrees | $/ton | Gas-fired and electric resistance rooftop units | Electric infrastructure upgrade, demolition of existing equipment | Structural support surveying if the new unit is heavier than the legacy unit | Regressions: Using internal SMEs and contractor estimates we can build a regression that is a scaled version or flat line item add based on regular RTU's
Air-toWater Heat Pump (Air-Source Heat Pump Boiler) / Hydronic Heat pump | Valerie | CEC report | RSMeans data; California case studies | This technology uses electricity to move heat from the surrounding air and transfer it at a higher temperature for space heating application. | $/ton | DOAS with chilled water system with boiler | Electric infrastructure upgrade, demolition of existing equipment | Mechanical room ventilation and expansion, structural support surveying, freeze protection / glycol loops for outdoor components in cold weather regions, sound barriers for external locations | Point values: Case study available with limited data from California
Packaged single zone air conditioner (PSZ-AC) with gas boiler
Variable air volume (VAV) vhilled water system with gas boiler reheat
Heat recovery chiller | Carly/Mark | No data | Follow up with Contractor; look online; RSMeans | When building requires simultaneous heating and cooling, heat dissipated from condenser can be recovered and directed to other heating applications | $/ton | Chiller | Electric infrastructure upgrade, demolition of existing equipment |  | Point value ranges: Hoping to get some general costs from manufacturer contacts, but don't anticipate it will be enough for a regression
Boiler (with smaller capacity boiler)
Add-on energy recovery ventilation to air handling units | Carly | RSMeans Data | Research online | Adds airside energy recovery (humid climates) or heat recovery (other climates). Fan power is increased to overcome the additional static pressure from the recovery systems. Assumes 90% of return air is available for recovery. | $/unit | AHUs with outdoor air that do not already have an energy/heat recovery system |  |  | Point value ranges: RSMeans data for Wheels and Heat Pipe technologies
Single-zone packaged rooftop units
DOAS
Multi-zone variable air volume systems
Demand control ventilation | Valerie | None | Look online for case studies and pricing available; ask JCI on this one- occupancy sensors and CO2 sensors (what would the premium be) | Feedback control method that, when properly implemented, can reduce the energy used by HVAC systems while at the same time maintaining indoor air quality by modulating the ventilation rates to match the needs of the building. DCV reduces the rate at which outdoor air is delivered during periods of less-than-design occupancy. | $/sq ft | Any air loop system except those with DOAS, PTAC/PTHP, ERV |  | Replacing field engines and existing wiring. Software subscription costs | Point value ranges: some resources online (blogs, DOE, industry orgs) but unclear whether it will be enough for a regression.
Dedicated Outdoor Air System (DOAS) with Mini Split Heat Pumps | Mark/Martin | Use residentil mini-split costs | Ask Contractor for DOAS costs with mini split heat pump | Variable speed MSHPs and a DOAS system with an energy recovery ventilator (ERV) or heat recovery ventilator (HRV). The DOAS system uses the existing ductwork from the replaced RTU. | $/unit | Gas Fired RTUs | Electric infrastructure upgrade, demolition of existing equipment |  | Point value ranges: Can most likely get some general costs on DOAS units from manufacturer contacts, but don't anticipate it will be enough for a regression. Costs for mini-splits are available.
Electric Resistance RTUs
DOAS with VRF | Mark/Carly | Case study, CEC report | RSMeans data | The upgraded system decouples ventilation from space conditioning, with ventilation being handled by the dedicated outdoor air system (DOAS), and remaining space conditioning handled by an air-source variable refrigerant flow (VRF) system. | $/ton | RTUs or VAV systems that do not use district heating or cooling | Electric infrastructure upgrade, demolition of existing equipment |  | Point value ranges: System costs vary based on building type, layout, location, and size so we may have to provide total installed cost values. Not sure if there will be available data that encompasses enough of the different potential installs to where a regression and generic installations costs would make sense
Supplemental heating
New wiring
Ground source heat pump | Martin | EIA data, CECreport, case studies | RSMeans data | This technology uses electricity to transfer heat or absorb heat from the constant temperature of the earth as the exchange medium instead of the outside air temperature. | $/ton | Chiller and Boiler | Ground excavation and/or bore hole drilling | Site assessment. Large amounts of piping | Point value ranges: Installation costs for geothermal wells vary substantially based on location, soil type, and building size. For this reason the installation costs for GSHPs only include the cost of installing the heat pump unit. A range of costs for th excavation and installation of a geothermal well is included in the retail price range of GSHPs.
demolition of existing equipment in retrofit scenarios.